## Study
SEC order | SEC Number | product | item_type | item | description | req_qty | allocated_qty | balance | source | locater | supply_type | availability_date | demand_type | alternatives | delivery_address | SEC delivery | ROH delivery | delay | supplier | po_remarks | Asn Quantity | Asn Expected Date | Asn Creation Date | transaction_type | transaction_number | Asn Shipment
4500585212-[10] | 908305009 : SWITCH,DISC,OVRHD,ABS,60HZ FREQ,200KV | LBS | ROH | 13-B100DY | GREEN PUSH BOTTON WITH START ADAPTER | 16 | 16 | 0 | 6100K013 | R57-G-1-1 | inventory | 2025-10-28 | LV |  | JU01-Jouf Power Plant Warehouse | 2025-06-30 | 2025-06-16 | 0
4500585212-[10] | 908305009 : SWITCH,DISC,OVRHD,ABS,60HZ FREQ,200KV | LBS | ROH | 13-B200DK | RED PUSH BOTTON WITH ADAPTER STOP | 16 | 16 | 0 | 6100K013 | R56-J-1-1 | inventory | 2025-10-28 | LV |  | JU01-Jouf Power Plant Warehouse | 2025-06-30 | 2025-06-16 | 0
4500585212-[10] | 908305009 : SWITCH,DISC,OVRHD,ABS,60HZ FREQ,200KV | LBS | ROH | 13-B3 | BA9S ILLUMINATION CONTACT BLOCK HOLDER | 32 | 32 | 0 | 6100K013 | R57-O-1-1 | inventory | 2025-10-28 | LV |  | JU01-Jouf Power Plant Warehouse | 2025-06-30 | 2025-06-16 | 0
4500585212-[10] | 908305009 : SWITCH,DISC,OVRHD,ABS,60HZ FREQ,200KV | LBS | ROH | 13-LED24K | 24V BA9S LED LAMP RED | 16 | 16 | 0 | 6100K013 | R57-G-1-1 | inventory | 2025-10-28 | LV |  | JU01-Jouf Power Plant Warehouse | 2025-06-30 | 2025-06-16 | 0
4500585212-[10] | 908305009 : SWITCH,DISC,OVRHD,ABS,60HZ FREQ,200KV | LBS | ROH | 13-LED24Y | 24V BA9S LED LAMP GREEN | 16 | 16 | 0 | 6100K013 | R57-G-1-1 | inventory | 2025-10-28 | LV |  | JU01-Jouf Power Plant Warehouse | 2025-06-30 | 2025-06-16 | 0
4500585212-[10] | 908305009 : SWITCH,DISC,OVRHD,ABS,60HZ FREQ,200KV | LBS | ROH | 13-MBSD24S | INDICATION LIGHT YELLOW 24V AC/DC | 16 | 16 | 0 | free_stock | R57-O-1-1 | inventory | 2025-10-28 | LV |  | JU01-Jouf Power Plant Warehouse | 2025-06-30 | 2025-06-16 | 0
4500585212-[10] | 908305009 : SWITCH,DISC,OVRHD,ABS,60HZ FREQ,200KV | LBS | ROH | 1YAB53301XIX0000 | FLUORESCENT LAMP WITH DIFFUSER, 220VAC | 16 | 16 | 0 | 6100K006 | 1-1-1-1 | inventory | 2025-10-28 | LV |  | JU01-Jouf Power Plant Warehouse | 2025-06-30 | 2025-06-16 | 0
4500585212-[10] | 908305009 : SWITCH,DISC,OVRHD,ABS,60HZ FREQ,200KV | LBS | ROH | 1YAB5355CAB0000 | End Cover, D-OTTA6-T ¦ 790459 ¦ PHOENIX | 16 | 16 | 0 | 6100K023 | R53-R-1-K013_SEP | inventory | 2025-10-28 | LV |  | JU01-Jouf Power Plant Warehouse | 2025-06-30 | 2025-06-16 | 0
4500585212-[10] | 908305009 : SWITCH,DISC,OVRHD,ABS,60HZ FREQ,200KV | LBS | ROH | 1YAB5355DXB0000 | Marker, Terminal Strip, KLM-A ¦ 1004348 ¦ PHOENIX | 80 | 80 | 0 | free_stock | R59-G-1-MVBM_SEP | inventory | 2025-10-28 | LV |  | JU01-Jouf Power Plant Warehouse | 2025-06-30 | 2025-06-16 | 0
4500585212-[10] | 908305009 : SWITCH,DISC,OVRHD,ABS,60HZ FREQ,200KV | LBS | ROH | 1YHT480008P0311 | Empty LV Box for LBS & Sectionalizer (SECTOS 13.8kV & 33kV) with bracket for single pole | 16 | 16 | 0 | 6100K012B | WH2-1-1-K12B_SEP | inventory | 2025-10-28 | LV |  | JU01-Jouf Power Plant Warehouse | 2025-06-30 | 2025-06-16 | 0
4500585212-[10] | 908305009 : SWITCH,DISC,OVRHD,ABS,60HZ FREQ,200KV | LBS | ROH | 205036416 | Flat Washersφ4 | 96 | 96 | 0 | 6100K013 | 1-1-1-1 | inventory | 2025-10-28 | LV |  | JU01-Jouf Power Plant Warehouse | 2025-06-30 | 2025-06-16 | 0
4500585212-[10] | 908305009 : SWITCH,DISC,OVRHD,ABS,60HZ FREQ,200KV | LBS | ROH | 205041920 | Flat Washersφ6 | 64 | 64 | 0 | free_stock | 1-1-1-1 | inventory | 2025-10-28 | LV |  | JU01-Jouf Power Plant Warehouse | 2025-06-30 | 2025-06-16 | 0
4500585212-[10] | 908305009 : SWITCH,DISC,OVRHD,ABS,60HZ FREQ,200KV | LBS | ROH | 208004917 | 4G Communication Module, Make: China inhand, ,Ord:: Inhand IR302-FQ58 with Mushroom Antenna | 16 | 16 | 0 | 6100K013 | 1-1-1-1 | inventory | 2025-10-28 | LV |  | JU01-Jouf Power Plant Warehouse | 2025-06-30 | 2025-06-16 | 0
4500585212-[10] | 908305009 : SWITCH,DISC,OVRHD,ABS,60HZ FREQ,200KV | LBS | ROH | 211002077 | Hex nut M6 | 64 | 64 | 0 | 6100K013 | 1-1-1-1 | inventory | 2025-10-28 | LV |  | JU01-Jouf Power Plant Warehouse | 2025-06-30 | 2025-06-16 | 0
4500585212-[10] | 908305009 : SWITCH,DISC,OVRHD,ABS,60HZ FREQ,200KV | LBS | ROH | 5XECD.086.051 | Single Pole Mounting Brackets for LBS & Sectionalizer GT(SECTOS 13.8kV & 33kV) | 16 | 16 | 0 | 6100K011B | WH2-1-1-K11B_SEP | inventory | 2025-10-28 | Bracket |  | JU01-Jouf Power Plant Warehouse | 2025-06-30 | 2025-06-16 | 0
4500585212-[10] | 908305009 : SWITCH,DISC,OVRHD,ABS,60HZ FREQ,200KV | LBS | ROH | 5XECD.086.093.1 | Single Pole Mounting Brackets for CPT for LBS/Sectionalizer/Auto Recloser (SECTOS / OVR 13.8kV & 33kV) | 16 | 16 | 0 | free_stock | 1-1-1-1 | inventory | 2025-10-28 | Bracket |  | JU01-Jouf Power Plant Warehouse | 2025-06-30 | 2025-06-16 | 0
4500585212-[10] | 908305009 : SWITCH,DISC,OVRHD,ABS,60HZ FREQ,200KV | LBS | ROH | 6-CNFJ-22 | ZHE_6-CNFJ-22 / 12V 22Ah STORAGE BATTERY | 32 | 32 | 0 | 6100K007 | 1-1-1-1 | inventory | 2025-10-28 | LV |  | JU01-Jouf Power Plant Warehouse | 2025-06-30 | 2025-06-16 | 0
4500585212-[10] | 908305009 : SWITCH,DISC,OVRHD,ABS,60HZ FREQ,200KV | LBS | ROH | RMU000000106 | BOLT SOCKET CAP HEAD M5x60 ¦ 9ABA450075F1001 ¦ Local | 64 | 64 | 0 | free_stock | 1-1-1-1 | inventory | 2025-10-28 | LV | Automated: Replaced 9ABA450075F1001 by RMU000000106. | JU01-Jouf Power Plant Warehouse | 2025-06-30 | 2025-06-16 | 0
4500585212-[10] | 908305009 : SWITCH,DISC,OVRHD,ABS,60HZ FREQ,200KV | LBS | ROH | RMU000000107 | Bush Inner Dia 7x49 ¦ 9ABA450075F1002 ¦ Local | 64 | 64 | 0 | free_stock | R58-A-1-K11B_SEP | inventory | 2025-10-28 | LV | Automated: Replaced 9ABA450075F1002 by RMU000000107. | JU01-Jouf Power Plant Warehouse | 2025-06-30 | 2025-06-16 | 0
4500585212-[10] | 908305009 : SWITCH,DISC,OVRHD,ABS,60HZ FREQ,200KV | LBS | ROH | RMU000000109 | BOLT SOCKET CAP HEAD M5x20 ¦ 9ABA450075F1004 ¦ Local | 160 | 160 | 0 | free_stock | R58-A-1-K11B_SEP | inventory | 2025-10-28 | LV | Automated: Replaced 9ABA450075F1004 by RMU000000109. | JU01-Jouf Power Plant Warehouse | 2025-06-30 | 2025-06-16 | 0
4500585212-[10] | 908305009 : SWITCH,DISC,OVRHD,ABS,60HZ FREQ,200KV | LBS | ROH | RMU000000110 | BOLT SOCKET CAP HEAD M4x45 ¦ 9ABA450075F1005 ¦ Local | 32 | 32 | 0 | free_stock | R58-A-1-K11B_SEP | inventory | 2025-10-28 | LV | Automated: Replaced 9ABA450075F1005 by RMU000000110. | JU01-Jouf Power Plant Warehouse | 2025-06-30 | 2025-06-16 | 0
4500585212-[10] | 908305009 : SWITCH,DISC,OVRHD,ABS,60HZ FREQ,200KV | LBS | ROH | RMU000000112 | BOLT SOCKET CAP HEAD M5x16 ¦ 9ABA450075F1007 ¦ Local | 192 | 192 | 0 | free_stock | 1-1-1-1 | inventory | 2025-10-28 | LV | Automated: Replaced 9ABA450075F1007 by RMU000000112. | JU01-Jouf Power Plant Warehouse | 2025-06-30 | 2025-06-16 | 0
4500585212-[10] | 908305009 : SWITCH,DISC,OVRHD,ABS,60HZ FREQ,200KV | LBS | ROH | RMU000000113 | Lock Washer M5 ¦ 9ABA450075F1008 ¦ Local | 192 | 192 | 0 | free_stock | R58-A-1-K11B_SEP | inventory | 2025-10-28 | LV | Automated: Replaced 9ABA450075F1008 by RMU000000113. | JU01-Jouf Power Plant Warehouse | 2025-06-30 | 2025-06-16 | 0
4500585212-[10] | 908305009 : SWITCH,DISC,OVRHD,ABS,60HZ FREQ,200KV | LBS | ROH | RMU000000114 | BOLT SOCKET CAP HEAD M3x20 ¦ 9ABA450075F1009 ¦ Local | 64 | 64 | 0 | free_stock | R58-A-1-K017_SEP | inventory | 2025-10-28 | LV | Automated: Replaced 9ABA450075F1009 by RMU000000114. | JU01-Jouf Power Plant Warehouse | 2025-06-30 | 2025-06-16 | 0
4500585212-[10] | 908305009 : SWITCH,DISC,OVRHD,ABS,60HZ FREQ,200KV | LBS | ROH | RMU000000115 | Lock Washer M3 ¦ 9ABA450075F1010 ¦ Local | 64 | 64 | 0 | free_stock | 1-1-1-1 | inventory | 2025-10-28 | LV | Automated: Replaced 9ABA450075F1010 by RMU000000115. | JU01-Jouf Power Plant Warehouse | 2025-06-30 | 2025-06-16 | 0
4500585212-[10] | 908305009 : SWITCH,DISC,OVRHD,ABS,60HZ FREQ,200KV | LBS | ROH | RMU000000116 | Polycarbonate for limit switch ¦ 9ABA450075F1011 ¦ Local | 16 | 16 | 0 | free_stock | 1-1-1-1 | inventory | 2025-10-28 | LV | Automated: Replaced 9ABA450075F1011 by RMU000000116. | JU01-Jouf Power Plant Warehouse | 2025-06-30 | 2025-06-16 | 0
4500585212-[10] | 908305009 : SWITCH,DISC,OVRHD,ABS,60HZ FREQ,200KV | LBS | ROH | RMU000000117 | BOLT SOCKET CAP HEAD M4x40 ¦ 9ABA450075F1012 ¦ Local | 32 | 32 | 0 | free_stock | R58-A-1-K12B_SEP | inventory | 2025-10-28 | LV | Automated: Replaced 9ABA450075F1012 by RMU000000117. | JU01-Jouf Power Plant Warehouse | 2025-06-30 | 2025-06-16 | 0
4500585212-[10] | 908305009 : SWITCH,DISC,OVRHD,ABS,60HZ FREQ,200KV | LBS | ROH | RMU000000118 | Bush Inner Dia 7x25 ¦ 9ABA450075F1013 ¦ Local | 32 | 32 | 0 | free_stock | R58-A-1-K11B_SEP | inventory | 2025-10-28 | LV | Automated: Replaced 9ABA450075F1013 by RMU000000118. | JU01-Jouf Power Plant Warehouse | 2025-06-30 | 2025-06-16 | 0
4500585212-[10] | 908305009 : SWITCH,DISC,OVRHD,ABS,60HZ FREQ,200KV | LBS | ROH | AE2000-1865-14 | Tube, Ferrule, Red, Inner Diameter 3.5 mm, 1.5 Wire | 160 | 150 | 10 | free_stock | R59-B-1-KDP1_SEP | inventory | 2025-10-28 | LV |  | JU01-Jouf Power Plant Warehouse | 2025-06-30 | 2025-06-16 | 0
4500585212-[10] | 908305009 : SWITCH,DISC,OVRHD,ABS,60HZ FREQ,200KV | LBS | ROH | AE2000-1865-14 | Tube, Ferrule, Red, Inner Diameter 3.5 mm, 1.5 Wire | 10 | 10 | 0 | free_stock | 1-1-1-1 | inventory | 2025-10-28 | LV |  | JU01-Jouf Power Plant Warehouse | 2025-06-30 | 2025-06-16 | 0
4500585212-[10] | 908305009 : SWITCH,DISC,OVRHD,ABS,60HZ FREQ,200KV | LBS | ROH | AX3122 | CHINT_AUXILIARY CONTACT FOR MCB 1NO 1NC AC | 16 | 16 | 0 | free_stock | R62-G-1-K017_SEP | inventory | 2025-10-28 | LV |  | JU01-Jouf Power Plant Warehouse | 2025-06-30 | 2025-06-16 | 0
4500585212-[10] | 908305009 : SWITCH,DISC,OVRHD,ABS,60HZ FREQ,200KV | LBS | ROH | CSB25A9PS2E- B L/R | 2 POSITION, LATCHING, SELECTOR SWITCH, 90DEGREES, 2 CONTACTS EACH, PAD LOCKABLE IN EACH POS (LOCAL/REMOTE) CSB25A9PS2E- B L/R | 16 | 16 | 0 | 6100K007 | 1-1-1-1 | inventory | 2025-10-28 | LV |  | JU01-Jouf Power Plant Warehouse | 2025-06-30 | 2025-06-16 | 0
4500585212-[10] | 908305009 : SWITCH,DISC,OVRHD,ABS,60HZ FREQ,200KV | LBS | ROH | CSB25A9PS2E- B OH/S | 2 POSITION, LATCHING, SELECTOR SWITCH, 90DEGREES, 2 CONTACTS EACH, PAD LOCKABLE IN EACH POS (OH-LBS/SECTIONALIZER) CSB25A9PS2E- B OH/S | 16 | 16 | 0 | 6100K007 | 1-1-1-1 | inventory | 2025-10-28 | LV |  | JU01-Jouf Power Plant Warehouse | 2025-06-30 | 2025-06-16 | 0
4500585212-[10] | 908305009 : SWITCH,DISC,OVRHD,ABS,60HZ FREQ,200KV | LBS | ROH | CSB25A9PS2E- B L/U | 2 POSITION, LATCHING, SELECTOR SWITCH, 90DEGREES, 2 CONTACTS EACH, PAD LOCKABLE IN EACH POS (LOCK/UNLOCK) CSB25A9PS2E- B L/U | 16 | 16 | 0 | 6100K011B | 1-1-1-1 | consumption | 2025-10-20 | LV |  | JU01-Jouf Power Plant Warehouse | 2025-06-30 | 2025-06-16 | 0 | [5 empty] | Work in Process Pick | 8192197
4500585212-[10] | 908305009 : SWITCH,DISC,OVRHD,ABS,60HZ FREQ,200KV | LBS | ROH | DF205040971 | φ4*12 Waterproof blind rivets Stainless steel | 320 | 320 | 0 | 6100K013 | 1-1-1-1 | inventory | 2025-10-28 | LV |  | JU01-Jouf Power Plant Warehouse | 2025-06-30 | 2025-06-16 | 0
4500585212-[10] | 908305009 : SWITCH,DISC,OVRHD,ABS,60HZ FREQ,200KV | LBS | ROH | DF240510009 | Self-locking nuts M4 | 32 | 32 | 0 | 6100K013 | 1-1-1-1 | inventory | 2025-10-28 | LV |  | JU01-Jouf Power Plant Warehouse | 2025-06-30 | 2025-06-16 | 0
4500585212-[10] | 908305009 : SWITCH,DISC,OVRHD,ABS,60HZ FREQ,200KV | LBS | ROH | DF240612003 | KSS-CV-150BK CABLE TIES 150X3.6 BALCK | 400 | 400 | 0 | 6100K013 | 1-1-1-1 | inventory | 2025-10-28 | LV |  | JU01-Jouf Power Plant Warehouse | 2025-06-30 | 2025-06-16 | 0
4500585212-[10] | 908305009 : SWITCH,DISC,OVRHD,ABS,60HZ FREQ,200KV | LBS | ROH | DF240612004 | HT-EXS25 EXPANDABLE SLEEVE - 25MM 100MTR/ROL | 16 | 16 | 0 | 6100K013 | 1-1-1-1 | inventory | 2025-10-28 | LV |  | JU01-Jouf Power Plant Warehouse | 2025-06-30 | 2025-06-16 | 0
4500585212-[10] | 908305009 : SWITCH,DISC,OVRHD,ABS,60HZ FREQ,200KV | LBS | ROH | DF240612005 | HT-EXS32 EXPANDABLE SLEEVE - 32MM 100MTR/ROL | 16 | 16 | 0 | 6100K013 | 1-1-1-1 | inventory | 2025-10-28 | LV |  | JU01-Jouf Power Plant Warehouse | 2025-06-30 | 2025-06-16 | 0
4500585212-[10] | 908305009 : SWITCH,DISC,OVRHD,ABS,60HZ FREQ,200KV | LBS | ROH | DF240612006 | KSS-KS-8B 8MM SPIRAL 15-60 WRAPPING BAND 10MTR/BAG | 16 | 16 | 0 | 6100K013 | 1-1-1-1 | inventory | 2025-10-28 | LV |  | JU01-Jouf Power Plant Warehouse | 2025-06-30 | 2025-06-16 | 0
4500585212-[10] | 908305009 : SWITCH,DISC,OVRHD,ABS,60HZ FREQ,200KV | LBS | ROH | DF240612007 | KSS-KS-12B 12MM SPIRAL 20-65 WRAPPING BAND 10MTR/BAG | 16 | 16 | 0 | 6100KDP02 | R54-A-1-K013_SEP | inventory | 2025-10-28 | LV |  | JU01-Jouf Power Plant Warehouse | 2025-06-30 | 2025-06-16 | 0
4500585212-[10] | 908305009 : SWITCH,DISC,OVRHD,ABS,60HZ FREQ,200KV | LBS | ROH | DF241124003 | Spring washersφ6 Stainless steel | 64 | 64 | 0 | 6100K013 | R55-I-1-K013_SEP | inventory | 2025-10-28 | LV |  | JU01-Jouf Power Plant Warehouse | 2025-06-30 | 2025-06-16 | 0
4500585212-[10] | 908305009 : SWITCH,DISC,OVRHD,ABS,60HZ FREQ,200KV | LBS | ROH | DF241126013 | KSS-CV-200MBK BLACK NYLON CABLE TIES (200MMX2.5MM) | 400 | 400 | 0 | 6100K013 | 1-1-1-1 | inventory | 2025-10-28 | LV |  | JU01-Jouf Power Plant Warehouse | 2025-06-30 | 2025-06-16 | 0
4500585212-[10] | 908305009 : SWITCH,DISC,OVRHD,ABS,60HZ FREQ,200KV | LBS | ROH | DF241128001 | spring washerφ4 Stainless Steel | 64 | 64 | 0 | 6100K013 | 1-1-1-1 | inventory | 2025-10-28 | LV |  | JU01-Jouf Power Plant Warehouse | 2025-06-30 | 2025-06-16 | 0
4500585212-[10] | 908305009 : SWITCH,DISC,OVRHD,ABS,60HZ FREQ,200KV | LBS | ROH | DF241128002 | Hex nuts M4 | 64 | 64 | 0 | 6100K013 | 1-1-1-1 | inventory | 2025-10-28 | LV |  | JU01-Jouf Power Plant Warehouse | 2025-06-30 | 2025-06-16 | 0
4500585212-[10] | 908305009 : SWITCH,DISC,OVRHD,ABS,60HZ FREQ,200KV | LBS | ROH | DMS 2121 2467-366 | SCREW SELF TAPPING TORX M6 X 12 | 320 | 320 | 0 | free_stock | R58-A-1-K11B_SEP | inventory | 2025-10-28 | LV |  | JU01-Jouf Power Plant Warehouse | 2025-06-30 | 2025-06-16 | 0
4500585212-[10] | 908305009 : SWITCH,DISC,OVRHD,ABS,60HZ FREQ,200KV | LBS | ROH | DMS 2121 2519-295 | BOLT SOCKET HEAD M4X20 | 32 | 32 | 0 | free_stock | R58-A-1-K11B_SEP | inventory | 2025-10-28 | LV |  | JU01-Jouf Power Plant Warehouse | 2025-06-30 | 2025-06-16 | 0
4500585212-[10] | 908305009 : SWITCH,DISC,OVRHD,ABS,60HZ FREQ,200KV | LBS | ROH | DMS 2121 2519-368 | BOLT SOCKET CAP HEAD M6X16 | 64 | 64 | 0 | 6100K007 | 1-1-1-1 | inventory | 2025-10-28 | LV |  | JU01-Jouf Power Plant Warehouse | 2025-06-30 | 2025-06-16 | 0
4500585212-[10] | 908305009 : SWITCH,DISC,OVRHD,ABS,60HZ FREQ,200KV | LBS | ROH | DMS 2126 2011-114 | NUT, HEX M5 | 384 | 384 | 0 | free_stock | R58-A-1-K11B_SEP | inventory | 2025-10-28 | LV |  | JU01-Jouf Power Plant Warehouse | 2025-06-30 | 2025-06-16 | 0
4500585212-[10] | 908305009 : SWITCH,DISC,OVRHD,ABS,60HZ FREQ,200KV | LBS | ROH | EC-DIODE-BY255 | Flash light BY255_EC-DIODE-BY255 / EC-DIODE-BY255 Urrm=1300V In=3A | 80 | 80 | 0 | 6100K007 | 1-1-1-1 | inventory | 2025-10-28 | LV |  | JU01-Jouf Power Plant Warehouse | 2025-06-30 | 2025-06-16 | 0
4500585212-[10] | 908305009 : SWITCH,DISC,OVRHD,ABS,60HZ FREQ,200KV | LBS | ROH | HBCBABNCBD1BBBD21G | REC615 2.0- HBCBABNCBD1BBBD21G | 16 | 16 | 0 | free_stock | 1-1-1-1 | inventory | 2025-10-28 | LV |  | JU01-Jouf Power Plant Warehouse | 2025-06-30 | 2025-06-16 | 0
4500585212-[10] | 908305009 : SWITCH,DISC,OVRHD,ABS,60HZ FREQ,200KV | LBS | ROH | IN76350001-2 | APT_THERMOSTAT WITHOUT STEM,SETTING: 0-60 DEG.CENTIGRADE | 16 | 16 | 0 | free_stock | R57-B-1-K11B_SEP | inventory | 2025-10-28 | LV |  | JU01-Jouf Power Plant Warehouse | 2025-06-30 | 2025-06-16 | 0
4500585212-[10] | 908305009 : SWITCH,DISC,OVRHD,ABS,60HZ FREQ,200KV | LBS | ROH | LSA-AD11J50CA | R&Y_AD11-J50CA/LXR23 RED ALARM LAMP 24VDC | 16 | 16 | 0 | 6100K007 | 1-1-1-1 | inventory | 2025-10-28 | LV |  | JU01-Jouf Power Plant Warehouse | 2025-06-30 | 2025-06-16 | 0
4500585212-[10] | 908305009 : SWITCH,DISC,OVRHD,ABS,60HZ FREQ,200KV | LBS | ROH | LXW18-11B | SHF_LXW18-11B / LIMIT SWITCH 1NO+1NC | 32 | 32 | 0 | 6100K013 | R59-O-1-K013_SEP | inventory | 2025-10-28 | LV |  | JU01-Jouf Power Plant Warehouse | 2025-06-30 | 2025-06-16 | 0
4500585212-[10] | 908305009 : SWITCH,DISC,OVRHD,ABS,60HZ FREQ,200KV | LBS | ROH | MMCM-C4/2 | CHINT_AC MINIATURE CIRCUIT BREAKER 2P 4A mMCM-C4/2 | 16 | 16 | 0 | 6100K007 | 1-1-1-1 | inventory | 2025-10-28 | LV |  | JU01-Jouf Power Plant Warehouse | 2025-06-30 | 2025-06-16 | 0
4500585212-[10] | 908305009 : SWITCH,DISC,OVRHD,ABS,60HZ FREQ,200KV | LBS | ROH | MV-OHL-CPT-33KV-DP | Double Pole Control PT . Primary 33 kV : secondary 0.23kV, 200VA, Class 1. 700VAth .Frequency 60Hz .Out door type . Ambient 55 Degree C. Insulation level 36/95/200kV , Voltage factor :1.2Un Cont, As per IEC 61869-1&3 Class E.Primary terminal suitable for cable connection (clamp type) .Colour Grey for out door installation.Type test and routine test reports will be required .Laser printed name plate required. As per SEC Distribution standard Specification. | 16 | 16 | 0 | 6100K007 | 1-1-1-1 | inventory | 2025-10-28 | CPT |  | JU01-Jouf Power Plant Warehouse | 2025-06-30 | 2025-06-16 | 0
4500585212-[10] | 908305009 : SWITCH,DISC,OVRHD,ABS,60HZ FREQ,200KV | LBS | ROH | MV2000-1685-06-W | WHITE TUBE, INNER DIA 3.5MM (1.5 WIRE) | 320 | 320 | 0 | free_stock | 1-1-1-1 | inventory | 2025-10-28 | LV |  | JU01-Jouf Power Plant Warehouse | 2025-06-30 | 2025-06-16 | 0
4500585212-[10] | 908305009 : SWITCH,DISC,OVRHD,ABS,60HZ FREQ,200KV | LBS | ROH | MV2000-1865-01-W | WHITE TUBE, INNER DIA 4.0MM (2.5 WIRE) | 160 | 160 | 0 | free_stock | 1-1-1-1 | inventory | 2025-10-28 | LV |  | JU01-Jouf Power Plant Warehouse | 2025-06-30 | 2025-06-16 | 0
4500585212-[10] | 908305009 : SWITCH,DISC,OVRHD,ABS,60HZ FREQ,200KV | LBS | ROH | NB1-10DC 1P | Miniature Circuit Breaker, MCB, 10A, 1P, C Type, DC | 32 | 32 | 0 | free_stock | 1-1-1-1 | inventory | 2025-10-28 | LV |  | JU01-Jouf Power Plant Warehouse | 2025-06-30 | 2025-06-16 | 0
4500585212-[10] | 908305009 : SWITCH,DISC,OVRHD,ABS,60HZ FREQ,200KV | LBS | ROH | NB1-6DC 1P | Miniature Circuit Breaker, MCB, 6A, 1P, C Type, DC | 16 | 16 | 0 | 6100K007 | 1-1-1-1 | inventory | 2025-10-28 | LV |  | JU01-Jouf Power Plant Warehouse | 2025-06-30 | 2025-06-16 | 0
4500585212-[10] | 908305009 : SWITCH,DISC,OVRHD,ABS,60HZ FREQ,200KV | LBS | ROH | NXA36CK630AM4-1 | Smart Outdoor LBS or Sectionalizer, 33kV,3P,400A,60Hz,200kV Bil,PM,SF6,1178MM MV-LBS& Sectionalizer SEC Item # 908334004 & SWITCH, DISC,LBS,SF6, LBS, 33kV 60Hz, 200kV BIL SEC Item #908305009 & 908305010 NXA36CK630AM4/Manual-Lock/Gauge/3CT/terminal-Cap-G/SA-Bracket/Painting/Counter | 16 | 16 | 0 | 6100K012B | 1-1-1-1 | inventory | 2025-10-28 | Gas Tank |  | JU01-Jouf Power Plant Warehouse | 2025-06-30 | 2025-06-16 | 0
4500585212-[10] | 908305009 : SWITCH,DISC,OVRHD,ABS,60HZ FREQ,200KV | LBS | ROH | OP-PLT-SEC-T3-230-2907919 | C&J_CJ-T2-AC 10-20kA T2 2P, Ur=230VAC,Uo=255VAC (SURGE PROTECTION UNIT) | 16 | 16 | 0 | free_stock | 1-1-1-1 | inventory | 2025-10-28 | LV |  | JU01-Jouf Power Plant Warehouse | 2025-06-30 | 2025-06-16 | 0
4500585212-[10] | 908305009 : SWITCH,DISC,OVRHD,ABS,60HZ FREQ,200KV | LBS | ROH | PL.AC30 | WZAZURE_PL.AC30 / THREE PIN SOCKET DIN RAIL MOUNTED | 16 | 16 | 0 | free_stock | R56-O-1-K11B_SEP | inventory | 2025-10-28 | LV |  | JU01-Jouf Power Plant Warehouse | 2025-06-30 | 2025-06-16 | 0
4500585212-[10] | 908305009 : SWITCH,DISC,OVRHD,ABS,60HZ FREQ,200KV | LBS | ROH | PXC-0311171 | FB 10- RTK/S - Screw bridge, pitch: 8.2 mm, number of positions: 10, color: silver | 80 | 80 | 0 | free_stock | 1-1-1-1 | inventory | 2025-10-28 | LV |  | JU01-Jouf Power Plant Warehouse | 2025-06-30 | 2025-06-16 | 0
4500585212-[10] | 908305009 : SWITCH,DISC,OVRHD,ABS,60HZ FREQ,200KV | LBS | ROH | PXC-3000834 | SCBI 10-6 W - Screw bridge, with spring washer and insulating collar, pitch: 6.2 mm, number of positions: 10, color: silver | 144 | 144 | 0 | free_stock | 1-1-1-1 | inventory | 2025-10-28 | LV |  | JU01-Jouf Power Plant Warehouse | 2025-06-30 | 2025-06-16 | 0
4500585212-[10] | 908305009 : SWITCH,DISC,OVRHD,ABS,60HZ FREQ,200KV | LBS | ROH | PXC-3022218 | CLIPFIX 35 - End bracket, Quick mounting end clamp for NS 35/7,5 DIN rail or NS 35/15 DIN rail, with marking option, width: 9.5 mm, color: gray | 80 | 80 | 0 | free_stock | 1-1-1-1 | inventory | 2025-10-28 | LV |  | JU01-Jouf Power Plant Warehouse | 2025-06-30 | 2025-06-16 | 0
4500585212-[10] | 908305009 : SWITCH,DISC,OVRHD,ABS,60HZ FREQ,200KV | LBS | ROH | PXC-3059809 | D-TB 4/10 - Cover, depth: 35.9 mm, width: 1.8 mm, height: 42.5 mm, color: dark gray | 160 | 160 | 0 | 6100K006 | 1-1-1-1 | inventory | 2025-10-28 | LV |  | JU01-Jouf Power Plant Warehouse | 2025-06-30 | 2025-06-16 | 0
4500585212-[10] | 908305009 : SWITCH,DISC,OVRHD,ABS,60HZ FREQ,200KV | LBS | ROH | PXC-3246966 | E/TB - End bracket, for assembly on NS 32 or NS 35/7.5 DIN rail | 144 | 144 | 0 | free_stock | 1-1-1-1 | inventory | 2025-10-28 | LV |  | JU01-Jouf Power Plant Warehouse | 2025-06-30 | 2025-06-16 | 0
4500585212-[10] | 908305009 : SWITCH,DISC,OVRHD,ABS,60HZ FREQ,200KV | LBS | ROH | PXC.3246023 | PHOENIX CONTACT_TB 4 EI / SCREW TERMINAL, 2PTS, 4 SQMM GREY | 960 | 960 | 0 | free_stock | R67-O-1-K11B_SEP | inventory | 2025-10-28 | LV |  | JU01-Jouf Power Plant Warehouse | 2025-06-30 | 2025-06-16 | 0
4500585212-[10] | 908305009 : SWITCH,DISC,OVRHD,ABS,60HZ FREQ,200KV | LBS | ROH | PXC.5775287 | PHOENIX CONTACT_TB6-RTK-02 / DISCONNECT TERMINAL BLOCK 6 SQMM | 384 | 384 | 0 | free_stock | R15-I-1-K11A_SEP | inventory | 2025-10-28 | LV |  | JU01-Jouf Power Plant Warehouse | 2025-06-30 | 2025-06-16 | 0
4500585212-[10] | 908305009 : SWITCH,DISC,OVRHD,ABS,60HZ FREQ,200KV | LBS | ROH | RH050 | VISHAY_HEATER RH050, 50W 4.7KOHM, 120-240V AC/DC | 16 | 16 | 0 | free_stock | 1-1-1-1 | inventory | 2025-10-28 | LV |  | JU01-Jouf Power Plant Warehouse | 2025-06-30 | 2025-06-16 | 0
4500585212-[10] | 908305009 : SWITCH,DISC,OVRHD,ABS,60HZ FREQ,200KV | LBS | ROH | RMU000000108 | Plain Washer M5 ¦ 9ABA450075F1003 ¦ Local | 432 | 432 | 0 | free_stock | 1-1-1-1 | inventory | 2025-10-28 | LV |  | JU01-Jouf Power Plant Warehouse | 2025-06-30 | 2025-06-16 | 0
4500585212-[10] | 908305009 : SWITCH,DISC,OVRHD,ABS,60HZ FREQ,200KV | LBS | ROH | RMU000000113 | Lock Washer M5 ¦ 9ABA450075F1008 ¦ Local | 48 | 48 | 0 | free_stock | R58-A-1-K11B_SEP | inventory | 2025-10-28 | LV |  | JU01-Jouf Power Plant Warehouse | 2025-06-30 | 2025-06-16 | 0
4500585212-[10] | 908305009 : SWITCH,DISC,OVRHD,ABS,60HZ FREQ,200KV | LBS | ROH | RMU000000298 | CHINT_AUXILIARY CONTACT FOR MCB 1NO 1NC DC (XF9) | 16 | 16 | 0 | free_stock | INC-1-1-K11A_SEP | inventory | 2025-10-28 | LV |  | JU01-Jouf Power Plant Warehouse | 2025-06-30 | 2025-06-16 | 0
4500585212-[10] | 908305009 : SWITCH,DISC,OVRHD,ABS,60HZ FREQ,200KV | LBS | ROH | SEP10052 | ‭DISCONNECTING TB FOR CT, OTTA 6-T, BOLT W/O SPRING/0790462/OTTA 6-T P/P‬ | 96 | 96 | 0 | 6100K007 | 1-1-1-1 | inventory | 2025-10-28 | LV |  | JU01-Jouf Power Plant Warehouse | 2025-06-30 | 2025-06-16 | 0
4500585212-[10] | 908305009 : SWITCH,DISC,OVRHD,ABS,60HZ FREQ,200KV | LBS | ROH | SEP10120 | ‭TIE MOUNT FOR SPARE TIE/HC-102/HC-102‬ | 160 | 160 | 0 | free_stock | R58-R-1-K007_SEP | inventory | 2025-10-28 | LV |  | JU01-Jouf Power Plant Warehouse | 2025-06-30 | 2025-06-16 | 0
4500585212-[10] | 908305009 : SWITCH,DISC,OVRHD,ABS,60HZ FREQ,200KV | LBS | ROH | SEP10128 | ‭DIN RAIL SLOTTED/35X15X1.5X2 - HOLE/DIN RAIL‬ | 8 | 8 | 0 | 6100K006 | 1-1-1-1 | inventory | 2025-10-28 | LV |  | JU01-Jouf Power Plant Warehouse | 2025-06-30 | 2025-06-16 | 0
4500585212-[10] | 908305009 : SWITCH,DISC,OVRHD,ABS,60HZ FREQ,200KV | LBS | ROH | SEP10160 | TRAFFOLYTE, BLACK/WHITE/WHITE - BLACK/TRAFFOLYTE | 8 | 8 | 0 | free_stock | 1-1-1-1 | inventory | 2025-10-28 | LV |  | JU01-Jouf Power Plant Warehouse | 2025-06-30 | 2025-06-16 | 0
4500585212-[10] | 908305009 : SWITCH,DISC,OVRHD,ABS,60HZ FREQ,200KV | LBS | ROH | SEP10481 | End Cover, D-URTK ¦ 310020 ¦ PHOENIX | 16 | 16 | 0 | free_stock | 1-1-1-1 | inventory | 2025-10-28 | LV |  | JU01-Jouf Power Plant Warehouse | 2025-06-30 | 2025-06-16 | 0
4500585212-[10] | 908305009 : SWITCH,DISC,OVRHD,ABS,60HZ FREQ,200KV | LBS | ROH | SEP10555 | TB NUMBERING MARKER (BLANK), UCT-TM 6 / 0828736 | 160 | 160 | 0 | free_stock | 1-1-1-1 | inventory | 2025-10-28 | LV |  | JU01-Jouf Power Plant Warehouse | 2025-06-30 | 2025-06-16 | 0
4500585212-[10] | 908305009 : SWITCH,DISC,OVRHD,ABS,60HZ FREQ,200KV | LBS | ROH | SEP10556 | TB NUMBERING MARKER (BLANK), UCT-TM 8 / 0828740 | 96 | 96 | 0 | free_stock | 1-1-1-1 | inventory | 2025-10-28 | LV |  | JU01-Jouf Power Plant Warehouse | 2025-06-30 | 2025-06-16 | 0
4500585212-[10] | 908305009 : SWITCH,DISC,OVRHD,ABS,60HZ FREQ,200KV | LBS | ROH | SEP10962 | TB, Terminal block, plastic, for 2.5mm wires, 12 connections per set | 2.6667 | 2.6667 | 0 | free_stock | 1-1-1-1 | inventory | 2025-10-28 | LV |  | JU01-Jouf Power Plant Warehouse | 2025-06-30 | 2025-06-16 | 0
4500585212-[10] | 908305009 : SWITCH,DISC,OVRHD,ABS,60HZ FREQ,200KV | LBS | ROH | SEP11131 | Cable, Control, 1 CORE CU/PVC, 1.0 Sq.mm, Black, 105°, 600/1000V , 1 x 91.4 m | 8 | 8 | 0 | free_stock | 1-1-1-1 | inventory | 2025-10-28 | LV |  | JU01-Jouf Power Plant Warehouse | 2025-06-30 | 2025-06-16 | 0
4500585212-[10] | 908305009 : SWITCH,DISC,OVRHD,ABS,60HZ FREQ,200KV | LBS | ROH | SEP11138 | Cable, Control, 1 CORE CU/PVC, 1.5 Sq.mm, Black, 105°, 600/1000V , 1 x 91.4 m | 48 | 48 | 0 | free_stock | 1-1-1-1 | inventory | 2025-10-28 | LV |  | JU01-Jouf Power Plant Warehouse | 2025-06-30 | 2025-06-16 | 0
4500585212-[10] | 908305009 : SWITCH,DISC,OVRHD,ABS,60HZ FREQ,200KV | LBS | ROH | SEP11143 | Cable, Control, 1 CORE CU/PVC, 2.5 Sq.mm, Red, 105°, 600/1000V , 1 x 91.4 m | 4.8 | 4.8 | 0 | free_stock | 1-1-1-1 | inventory | 2025-10-28 | LV |  | JU01-Jouf Power Plant Warehouse | 2025-06-30 | 2025-06-16 | 0
4500585212-[10] | 908305009 : SWITCH,DISC,OVRHD,ABS,60HZ FREQ,200KV | LBS | ROH | SEP11146 | Cable, Control, 1 CORE CU/PVC, 2.5 Sq.mm, Black, 105°, 600/1000V , 1 x 91.4 m | 16 | 16 | 0 | free_stock | 1-1-1-1 | inventory | 2025-10-28 | LV |  | JU01-Jouf Power Plant Warehouse | 2025-06-30 | 2025-06-16 | 0
4500585212-[10] | 908305009 : SWITCH,DISC,OVRHD,ABS,60HZ FREQ,200KV | LBS | ROH | SEP11151 | Cable, Control, 1 CORE CU/PVC, 2.5 Sq.mm Yellow/Green, 105°, 600/1000V , 1 x 91.4 m | 4.8 | 4.8 | 0 | free_stock | 1-1-1-1 | inventory | 2025-10-28 | LV |  | JU01-Jouf Power Plant Warehouse | 2025-06-30 | 2025-06-16 | 0
4500585212-[10] | 908305009 : SWITCH,DISC,OVRHD,ABS,60HZ FREQ,200KV | LBS | ROH | SFB220A24H300 | BEB OR DFE_SFB220A24H300/24VDC / BATTERY CHARGER INPUT 220VAC,OUTPUT 24VDC | 16 | 16 | 0 | free_stock | 1-1-1-1 | inventory | 2025-10-28 | LV |  | JU01-Jouf Power Plant Warehouse | 2025-06-30 | 2025-06-16 | 0
4500585212-[10] | 908305009 : SWITCH,DISC,OVRHD,ABS,60HZ FREQ,200KV | LBS | ROH | VBC6-30-01-01 | ABB_VBC6-30-01-01 MINI REVERSING CONTACTOR | 16 | 16 | 0 | free_stock | R57-I-1-1 | inventory | 2025-10-28 | LV |  | JU01-Jouf Power Plant Warehouse | 2025-06-30 | 2025-06-16 | 0
4500585212-[10] | 908305009 : SWITCH,DISC,OVRHD,ABS,60HZ FREQ,200KV | LBS | ROH | RMU000000119 | BOLT SOCKET CAP HEAD M3x12 ¦ 9ABA450075F1014 ¦ Local | 192 | 192 | 0 | free_stock | R58-A-1-K12B_SEP | inventory | 2025-10-28 | LV | Automated: Replaced 9ABA450075F1014 by RMU000000119. | JU01-Jouf Power Plant Warehouse | 2025-06-30 | 2025-06-16 | 0
4500585212-[10] | 908305009 : SWITCH,DISC,OVRHD,ABS,60HZ FREQ,200KV | LBS | ROH | RMU000000120 | SEC Logo (Alminum 136x76) ¦ 9ABA450075F1015 ¦ Local | 16 | 16 | 0 | free_stock | 1-1-1-1 | inventory | 2025-10-28 | LV | Automated: Replaced 9ABA450075F1015 by RMU000000120. | JU01-Jouf Power Plant Warehouse | 2025-06-30 | 2025-06-16 | 0
4500585212-[10] | 908305009 : SWITCH,DISC,OVRHD,ABS,60HZ FREQ,200KV | LBS | ROH | RMU000000121 | Danger Sign (Alminum 136x76) ¦ 9ABA450075F1016 ¦ Local | 16 | 16 | 0 | free_stock | INC-1-1-K11B_SEP | inventory | 2025-10-28 | LV | Automated: Replaced 9ABA450075F1016 by RMU000000121. | JU01-Jouf Power Plant Warehouse | 2025-06-30 | 2025-06-16 | 0
4500585212-[10] | 908305009 : SWITCH,DISC,OVRHD,ABS,60HZ FREQ,200KV | LBS | ROH | RMU000000123 | LBS/Sectionalizer SEP Branding Label ¦ 9ABA450075F1018 ¦ Local | 16 | 16 | 0 | free_stock | INC-1-1-K11B_SEP | inventory | 2025-10-28 | LV | Automated: Replaced 9ABA450075F1018 by RMU000000123. | JU01-Jouf Power Plant Warehouse | 2025-06-30 | 2025-06-16 | 0
4500585212-[10] | 908305009 : SWITCH,DISC,OVRHD,ABS,60HZ FREQ,200KV | LBS | ROH | DF240907005 | Flat Washers φ3 Stainless Steel | 256 | 256 | 0 | 6100K013 | 1-1-1-1 | inventory | 2025-10-28 | LV |  | JU01-Jouf Power Plant Warehouse | 2025-06-30 | 2025-06-16 | 0
4500585212-[10] | 908305009 : SWITCH,DISC,OVRHD,ABS,60HZ FREQ,200KV | LBS | ROH | DMS 2126 2011-111 | NUT, HEX M3 | 256 | 256 | 0 | free_stock | R58-A-1-K017_SEP | inventory | 2025-10-28 | LV |  | JU01-Jouf Power Plant Warehouse | 2025-06-30 | 2025-06-16 | 0
4500585212-[10] | 908305009 : SWITCH,DISC,OVRHD,ABS,60HZ FREQ,200KV | LBS | ROH | MV-CPT -CABL-ASSY | Cable Assembly - Outdoor flexible cable Black PVC 450/750 V, 95 °C heat & flame retardent, stranded annealed copper conductor, 4Cx 2.5 mm² of length 12 meter with connector type HQ-005-M (male connector) with H3A-MTG-M20 (hood) and DLX-M20 (gland) with H3A-KDBP (cover) terminated on one end (opposite end do not require processing), with steel cable tags on both cable ends, cable tag text "CPT cable" and loose supply of 1 base type H3A-MAG (base) with HQ-005-F (female connector) and H3A-KDTP (cover) - Used for OVR/LBS/Sectionalizer CPT connection | 16 | 16 | 0 | 6100K007 | 1-1-1-1 | inventory | 2025-10-28 | Cable |  | JU01-Jouf Power Plant Warehouse | 2025-06-30 | 2025-06-16 | 0
4500585212-[10] | 908305009 : SWITCH,DISC,OVRHD,ABS,60HZ FREQ,200KV | LBS | ROH | MV-CT -C-CABL-ASSY-LBS | Cable Assembly - Outdoor flexible cable Black PVC 450/750 V, 95 °C heat & flame retardent, stranded annealed copper conductor, 10Cx 1.0 mm² of length 12 meter with connector type HQ-012-M (male connector) with H3A-MTG-M20 (hood) and DLX-M20 (gland) with H3A-KDBP (cover) terminated on one end (opposite end do not require processing), with steel cable tags on both cable ends, cable tag text "CT cable" and loose supply of 1 base type H3A-MAG (base) with HQ-012-F (female connector) and H3A-KDTP (cover) -Used for LBS/Sectionalizer CT connection | 16 | 16 | 0 | 6100K007 | 1-1-1-1 | inventory | 2025-10-28 | Cable |  | JU01-Jouf Power Plant Warehouse | 2025-06-30 | 2025-06-16 | 0
4500585212-[10] | 908305009 : SWITCH,DISC,OVRHD,ABS,60HZ FREQ,200KV | LBS | ROH | MV-CVD-CABL-ASSY-LBS | Cable Assembly - Outdoor flexible cable Black PVC 450/750 V, 95 °C heat & flame retardent, stranded annealed copper conductor, 10C x 2 x 0.22 mm² of length 12 meter with connector type YD41-16TK-D20 terminated on one end (opposite end do not require processing), with steel cable tags on both cable ends, cable tag text "CVD cable" and loose supply of 1 base type YD41-16ZJ - Used for LBS/Sectionalizer CVD connection | 16 | 16 | 0 | 6100K007 | 1-1-1-1 | inventory | 2025-10-28 | Cable |  | JU01-Jouf Power Plant Warehouse | 2025-06-30 | 2025-06-16 | 0
4500585212-[10] | 908305009 : SWITCH,DISC,OVRHD,ABS,60HZ FREQ,200KV | LBS | ROH | MV-MOT-C-CABL-ASSY-LBS | Cable Assembly | 16 | 16 | 0 | 6100K007 | 1-1-1-1 | inventory | 2025-10-28 | Cable | Automated: Replaced MV-MOT -C-CABL-ASSY-LBS by MV-MOT-C-CABL-ASSY-LBS. | JU01-Jouf Power Plant Warehouse | 2025-06-30 | 2025-06-16 | 0
4500585212-[20] | 908305009 : SWITCH,DISC,OVRHD,ABS,60HZ FREQ,200KV | LBS | ROH | 13-B100DY | GREEN PUSH BOTTON WITH START ADAPTER | 8 | 8 | 0 | 6100K013 | R57-G-1-1 | inventory | 2025-10-28 | LV |  | RR01-Arar Warehouse | 2025-06-30 | 2025-06-16 | 0
4500585212-[20] | 908305009 : SWITCH,DISC,OVRHD,ABS,60HZ FREQ,200KV | LBS | ROH | 13-B200DK | RED PUSH BOTTON WITH ADAPTER STOP | 8 | 8 | 0 | 6100K013 | R56-J-1-1 | inventory | 2025-10-28 | LV |  | RR01-Arar Warehouse | 2025-06-30 | 2025-06-16 | 0
4500585212-[20] | 908305009 : SWITCH,DISC,OVRHD,ABS,60HZ FREQ,200KV | LBS | ROH | 13-B3 | BA9S ILLUMINATION CONTACT BLOCK HOLDER | 16 | 16 | 0 | 6100K013 | R57-O-1-1 | inventory | 2025-10-28 | LV |  | RR01-Arar Warehouse | 2025-06-30 | 2025-06-16 | 0
4500585212-[20] | 908305009 : SWITCH,DISC,OVRHD,ABS,60HZ FREQ,200KV | LBS | ROH | 13-LED24K | 24V BA9S LED LAMP RED | 8 | 8 | 0 | 6100K013 | R57-G-1-1 | inventory | 2025-10-28 | LV |  | RR01-Arar Warehouse | 2025-06-30 | 2025-06-16 | 0
4500585212-[20] | 908305009 : SWITCH,DISC,OVRHD,ABS,60HZ FREQ,200KV | LBS | ROH | 13-LED24Y | 24V BA9S LED LAMP GREEN | 8 | 8 | 0 | 6100K013 | R57-G-1-1 | inventory | 2025-10-28 | LV |  | RR01-Arar Warehouse | 2025-06-30 | 2025-06-16 | 0
4500585212-[20] | 908305009 : SWITCH,DISC,OVRHD,ABS,60HZ FREQ,200KV | LBS | ROH | 13-MBSD24S | INDICATION LIGHT YELLOW 24V AC/DC | 8 | 8 | 0 | free_stock | R57-O-1-1 | inventory | 2025-10-28 | LV |  | RR01-Arar Warehouse | 2025-06-30 | 2025-06-16 | 0
4500585212-[20] | 908305009 : SWITCH,DISC,OVRHD,ABS,60HZ FREQ,200KV | LBS | ROH | 1YAB53301XIX0000 | FLUORESCENT LAMP WITH DIFFUSER, 220VAC | 8 | 8 | 0 | 6100K006 | 1-1-1-1 | inventory | 2025-10-28 | LV |  | RR01-Arar Warehouse | 2025-06-30 | 2025-06-16 | 0
4500585212-[20] | 908305009 : SWITCH,DISC,OVRHD,ABS,60HZ FREQ,200KV | LBS | ROH | 1YAB5355CAB0000 | End Cover, D-OTTA6-T ¦ 790459 ¦ PHOENIX | 8 | 8 | 0 | 6100K023 | R53-R-1-K013_SEP | inventory | 2025-10-28 | LV |  | RR01-Arar Warehouse | 2025-06-30 | 2025-06-16 | 0
4500585212-[20] | 908305009 : SWITCH,DISC,OVRHD,ABS,60HZ FREQ,200KV | LBS | ROH | 1YAB5355DXB0000 | Marker, Terminal Strip, KLM-A ¦ 1004348 ¦ PHOENIX | 40 | 40 | 0 | free_stock | R59-G-1-MVBM_SEP | inventory | 2025-10-28 | LV |  | RR01-Arar Warehouse | 2025-06-30 | 2025-06-16 | 0
4500585212-[20] | 908305009 : SWITCH,DISC,OVRHD,ABS,60HZ FREQ,200KV | LBS | ROH | 1YHT480008P0311 | Empty LV Box for LBS & Sectionalizer (SECTOS 13.8kV & 33kV) with bracket for single pole | 8 | 8 | 0 | 6100K012B | WH2-1-1-K12B_SEP | inventory | 2025-10-28 | LV |  | RR01-Arar Warehouse | 2025-06-30 | 2025-06-16 | 0
4500585212-[20] | 908305009 : SWITCH,DISC,OVRHD,ABS,60HZ FREQ,200KV | LBS | ROH | 205036416 | Flat Washersφ4 | 48 | 48 | 0 | 6100K013 | 1-1-1-1 | inventory | 2025-10-28 | LV |  | RR01-Arar Warehouse | 2025-06-30 | 2025-06-16 | 0
4500585212-[20] | 908305009 : SWITCH,DISC,OVRHD,ABS,60HZ FREQ,200KV | LBS | ROH | 205041920 | Flat Washersφ6 | 32 | 32 | 0 | free_stock | 1-1-1-1 | inventory | 2025-10-28 | LV |  | RR01-Arar Warehouse | 2025-06-30 | 2025-06-16 | 0
4500585212-[20] | 908305009 : SWITCH,DISC,OVRHD,ABS,60HZ FREQ,200KV | LBS | ROH | 208004917 | 4G Communication Module, Make: China inhand, ,Ord:: Inhand IR302-FQ58 with Mushroom Antenna | 8 | 8 | 0 | 6100K013 | 1-1-1-1 | inventory | 2025-10-28 | LV |  | RR01-Arar Warehouse | 2025-06-30 | 2025-06-16 | 0
4500585212-[20] | 908305009 : SWITCH,DISC,OVRHD,ABS,60HZ FREQ,200KV | LBS | ROH | 211002077 | Hex nut M6 | 32 | 32 | 0 | 6100K013 | 1-1-1-1 | inventory | 2025-10-28 | LV |  | RR01-Arar Warehouse | 2025-06-30 | 2025-06-16 | 0
4500585212-[20] | 908305009 : SWITCH,DISC,OVRHD,ABS,60HZ FREQ,200KV | LBS | ROH | 5XECD.086.051 | Single Pole Mounting Brackets for LBS & Sectionalizer GT(SECTOS 13.8kV & 33kV) | 8 | 8 | 0 | 6100K011B | WH2-1-1-K11B_SEP | inventory | 2025-10-28 | Bracket |  | RR01-Arar Warehouse | 2025-06-30 | 2025-06-16 | 0
4500585212-[20] | 908305009 : SWITCH,DISC,OVRHD,ABS,60HZ FREQ,200KV | LBS | ROH | 5XECD.086.093.1 | Single Pole Mounting Brackets for CPT for LBS/Sectionalizer/Auto Recloser (SECTOS / OVR 13.8kV & 33kV) | 8 | 8 | 0 | free_stock | 1-1-1-1 | inventory | 2025-10-28 | Bracket |  | RR01-Arar Warehouse | 2025-06-30 | 2025-06-16 | 0
4500585212-[20] | 908305009 : SWITCH,DISC,OVRHD,ABS,60HZ FREQ,200KV | LBS | ROH | 6-CNFJ-22 | ZHE_6-CNFJ-22 / 12V 22Ah STORAGE BATTERY | 16 | 16 | 0 | 6100K007 | 1-1-1-1 | inventory | 2025-10-28 | LV |  | RR01-Arar Warehouse | 2025-06-30 | 2025-06-16 | 0
4500585212-[20] | 908305009 : SWITCH,DISC,OVRHD,ABS,60HZ FREQ,200KV | LBS | ROH | RMU000000106 | BOLT SOCKET CAP HEAD M5x60 ¦ 9ABA450075F1001 ¦ Local | 32 | 32 | 0 | free_stock | 1-1-1-1 | inventory | 2025-10-28 | LV | Automated: Replaced 9ABA450075F1001 by RMU000000106. | RR01-Arar Warehouse | 2025-06-30 | 2025-06-16 | 0
4500585212-[20] | 908305009 : SWITCH,DISC,OVRHD,ABS,60HZ FREQ,200KV | LBS | ROH | RMU000000107 | Bush Inner Dia 7x49 ¦ 9ABA450075F1002 ¦ Local | 32 | 32 | 0 | free_stock | R58-A-1-K11B_SEP | inventory | 2025-10-28 | LV | Automated: Replaced 9ABA450075F1002 by RMU000000107. | RR01-Arar Warehouse | 2025-06-30 | 2025-06-16 | 0
4500585212-[20] | 908305009 : SWITCH,DISC,OVRHD,ABS,60HZ FREQ,200KV | LBS | ROH | RMU000000109 | BOLT SOCKET CAP HEAD M5x20 ¦ 9ABA450075F1004 ¦ Local | 80 | 80 | 0 | free_stock | R58-A-1-K11B_SEP | inventory | 2025-10-28 | LV | Automated: Replaced 9ABA450075F1004 by RMU000000109. | RR01-Arar Warehouse | 2025-06-30 | 2025-06-16 | 0
4500585212-[20] | 908305009 : SWITCH,DISC,OVRHD,ABS,60HZ FREQ,200KV | LBS | ROH | RMU000000110 | BOLT SOCKET CAP HEAD M4x45 ¦ 9ABA450075F1005 ¦ Local | 16 | 16 | 0 | free_stock | R58-A-1-K11B_SEP | inventory | 2025-10-28 | LV | Automated: Replaced 9ABA450075F1005 by RMU000000110. | RR01-Arar Warehouse | 2025-06-30 | 2025-06-16 | 0
4500585212-[20] | 908305009 : SWITCH,DISC,OVRHD,ABS,60HZ FREQ,200KV | LBS | ROH | RMU000000112 | BOLT SOCKET CAP HEAD M5x16 ¦ 9ABA450075F1007 ¦ Local | 96 | 96 | 0 | free_stock | 1-1-1-1 | inventory | 2025-10-28 | LV | Automated: Replaced 9ABA450075F1007 by RMU000000112. | RR01-Arar Warehouse | 2025-06-30 | 2025-06-16 | 0
4500585212-[20] | 908305009 : SWITCH,DISC,OVRHD,ABS,60HZ FREQ,200KV | LBS | ROH | RMU000000113 | Lock Washer M5 ¦ 9ABA450075F1008 ¦ Local | 96 | 96 | 0 | free_stock | R58-A-1-K11B_SEP | inventory | 2025-10-28 | LV | Automated: Replaced 9ABA450075F1008 by RMU000000113. | RR01-Arar Warehouse | 2025-06-30 | 2025-06-16 | 0
4500585212-[20] | 908305009 : SWITCH,DISC,OVRHD,ABS,60HZ FREQ,200KV | LBS | ROH | RMU000000114 | BOLT SOCKET CAP HEAD M3x20 ¦ 9ABA450075F1009 ¦ Local | 32 | 32 | 0 | free_stock | R58-A-1-K017_SEP | inventory | 2025-10-28 | LV | Automated: Replaced 9ABA450075F1009 by RMU000000114. | RR01-Arar Warehouse | 2025-06-30 | 2025-06-16 | 0
4500585212-[20] | 908305009 : SWITCH,DISC,OVRHD,ABS,60HZ FREQ,200KV | LBS | ROH | RMU000000115 | Lock Washer M3 ¦ 9ABA450075F1010 ¦ Local | 32 | 32 | 0 | free_stock | 1-1-1-1 | inventory | 2025-10-28 | LV | Automated: Replaced 9ABA450075F1010 by RMU000000115. | RR01-Arar Warehouse | 2025-06-30 | 2025-06-16 | 0
4500585212-[20] | 908305009 : SWITCH,DISC,OVRHD,ABS,60HZ FREQ,200KV | LBS | ROH | RMU000000116 | Polycarbonate for limit switch ¦ 9ABA450075F1011 ¦ Local | 8 | 8 | 0 | free_stock | 1-1-1-1 | inventory | 2025-10-28 | LV | Automated: Replaced 9ABA450075F1011 by RMU000000116. | RR01-Arar Warehouse | 2025-06-30 | 2025-06-16 | 0
4500585212-[20] | 908305009 : SWITCH,DISC,OVRHD,ABS,60HZ FREQ,200KV | LBS | ROH | RMU000000117 | BOLT SOCKET CAP HEAD M4x40 ¦ 9ABA450075F1012 ¦ Local | 16 | 16 | 0 | free_stock | R58-A-1-K12B_SEP | inventory | 2025-10-28 | LV | Automated: Replaced 9ABA450075F1012 by RMU000000117. | RR01-Arar Warehouse | 2025-06-30 | 2025-06-16 | 0
4500585212-[20] | 908305009 : SWITCH,DISC,OVRHD,ABS,60HZ FREQ,200KV | LBS | ROH | RMU000000118 | Bush Inner Dia 7x25 ¦ 9ABA450075F1013 ¦ Local | 16 | 16 | 0 | free_stock | R58-A-1-K11B_SEP | inventory | 2025-10-28 | LV | Automated: Replaced 9ABA450075F1013 by RMU000000118. | RR01-Arar Warehouse | 2025-06-30 | 2025-06-16 | 0
4500585212-[20] | 908305009 : SWITCH,DISC,OVRHD,ABS,60HZ FREQ,200KV | LBS | ROH | AE2000-1865-14 | Tube, Ferrule, Red, Inner Diameter 3.5 mm, 1.5 Wire | 80 | 40 | 40 | free_stock | 1-1-1-1 | inventory | 2025-10-28 | LV |  | RR01-Arar Warehouse | 2025-06-30 | 2025-06-16 | 0
4500585212-[20] | 908305009 : SWITCH,DISC,OVRHD,ABS,60HZ FREQ,200KV | LBS | ROH | AE2000-1865-14 | Tube, Ferrule, Red, Inner Diameter 3.5 mm, 1.5 Wire | 40 | 40 | 0 | 6100K013 | INC-1-1-MVBM_SEP | consumption | 2025-08-10 | LV |  | RR01-Arar Warehouse | 2025-06-30 | 2025-06-16 | 0 | [5 empty] | Material Issue Order_MIO | 7982924
4500585212-[20] | 908305009 : SWITCH,DISC,OVRHD,ABS,60HZ FREQ,200KV | LBS | ROH | AX3122 | CHINT_AUXILIARY CONTACT FOR MCB 1NO 1NC AC | 8 | 8 | 0 | free_stock | R62-G-1-K017_SEP | inventory | 2025-10-28 | LV |  | RR01-Arar Warehouse | 2025-06-30 | 2025-06-16 | 0
4500585212-[20] | 908305009 : SWITCH,DISC,OVRHD,ABS,60HZ FREQ,200KV | LBS | ROH | CSB25A9PS2E- B L/R | 2 POSITION, LATCHING, SELECTOR SWITCH, 90DEGREES, 2 CONTACTS EACH, PAD LOCKABLE IN EACH POS (LOCAL/REMOTE) CSB25A9PS2E- B L/R | 8 | 8 | 0 | 6100K007 | 1-1-1-1 | inventory | 2025-10-28 | LV |  | RR01-Arar Warehouse | 2025-06-30 | 2025-06-16 | 0
4500585212-[20] | 908305009 : SWITCH,DISC,OVRHD,ABS,60HZ FREQ,200KV | LBS | ROH | CSB25A9PS2E- B OH/S | 2 POSITION, LATCHING, SELECTOR SWITCH, 90DEGREES, 2 CONTACTS EACH, PAD LOCKABLE IN EACH POS (OH-LBS/SECTIONALIZER) CSB25A9PS2E- B OH/S | 8 | 8 | 0 | 6100K007 | 1-1-1-1 | inventory | 2025-10-28 | LV |  | RR01-Arar Warehouse | 2025-06-30 | 2025-06-16 | 0
4500585212-[20] | 908305009 : SWITCH,DISC,OVRHD,ABS,60HZ FREQ,200KV | LBS | ROH | CSB25A9PS2E- B L/U | 2 POSITION, LATCHING, SELECTOR SWITCH, 90DEGREES, 2 CONTACTS EACH, PAD LOCKABLE IN EACH POS (LOCK/UNLOCK) CSB25A9PS2E- B L/U | 8 | 8 | 0 | 6100K011B | 1-1-1-1 | consumption | 2025-10-20 | LV |  | RR01-Arar Warehouse | 2025-06-30 | 2025-06-16 | 0 | [5 empty] | Work in Process Pick | 8192197
4500585212-[20] | 908305009 : SWITCH,DISC,OVRHD,ABS,60HZ FREQ,200KV | LBS | ROH | DF205040971 | φ4*12 Waterproof blind rivets Stainless steel | 160 | 160 | 0 | 6100K013 | 1-1-1-1 | inventory | 2025-10-28 | LV |  | RR01-Arar Warehouse | 2025-06-30 | 2025-06-16 | 0
4500585212-[20] | 908305009 : SWITCH,DISC,OVRHD,ABS,60HZ FREQ,200KV | LBS | ROH | DF240510009 | Self-locking nuts M4 | 16 | 16 | 0 | 6100K013 | 1-1-1-1 | inventory | 2025-10-28 | LV |  | RR01-Arar Warehouse | 2025-06-30 | 2025-06-16 | 0
4500585212-[20] | 908305009 : SWITCH,DISC,OVRHD,ABS,60HZ FREQ,200KV | LBS | ROH | DF240612003 | KSS-CV-150BK CABLE TIES 150X3.6 BALCK | 200 | 200 | 0 | 6100K013 | 1-1-1-1 | inventory | 2025-10-28 | LV |  | RR01-Arar Warehouse | 2025-06-30 | 2025-06-16 | 0
4500585212-[20] | 908305009 : SWITCH,DISC,OVRHD,ABS,60HZ FREQ,200KV | LBS | ROH | DF240612004 | HT-EXS25 EXPANDABLE SLEEVE - 25MM 100MTR/ROL | 8 | 8 | 0 | 6100K013 | 1-1-1-1 | inventory | 2025-10-28 | LV |  | RR01-Arar Warehouse | 2025-06-30 | 2025-06-16 | 0
4500585212-[20] | 908305009 : SWITCH,DISC,OVRHD,ABS,60HZ FREQ,200KV | LBS | ROH | DF240612005 | HT-EXS32 EXPANDABLE SLEEVE - 32MM 100MTR/ROL | 8 | 8 | 0 | 6100K013 | 1-1-1-1 | inventory | 2025-10-28 | LV |  | RR01-Arar Warehouse | 2025-06-30 | 2025-06-16 | 0
4500585212-[20] | 908305009 : SWITCH,DISC,OVRHD,ABS,60HZ FREQ,200KV | LBS | ROH | DF240612006 | KSS-KS-8B 8MM SPIRAL 15-60 WRAPPING BAND 10MTR/BAG | 8 | 8 | 0 | 6100K013 | 1-1-1-1 | inventory | 2025-10-28 | LV |  | RR01-Arar Warehouse | 2025-06-30 | 2025-06-16 | 0
4500585212-[20] | 908305009 : SWITCH,DISC,OVRHD,ABS,60HZ FREQ,200KV | LBS | ROH | DF240612007 | KSS-KS-12B 12MM SPIRAL 20-65 WRAPPING BAND 10MTR/BAG | 8 | 8 | 0 | 6100KDP02 | R54-A-1-K013_SEP | inventory | 2025-10-28 | LV |  | RR01-Arar Warehouse | 2025-06-30 | 2025-06-16 | 0
4500585212-[20] | 908305009 : SWITCH,DISC,OVRHD,ABS,60HZ FREQ,200KV | LBS | ROH | DF241124003 | Spring washersφ6 Stainless steel | 32 | 32 | 0 | 6100K013 | R55-I-1-K013_SEP | inventory | 2025-10-28 | LV |  | RR01-Arar Warehouse | 2025-06-30 | 2025-06-16 | 0
4500585212-[20] | 908305009 : SWITCH,DISC,OVRHD,ABS,60HZ FREQ,200KV | LBS | ROH | DF241126013 | KSS-CV-200MBK BLACK NYLON CABLE TIES (200MMX2.5MM) | 200 | 200 | 0 | 6100K013 | 1-1-1-1 | inventory | 2025-10-28 | LV |  | RR01-Arar Warehouse | 2025-06-30 | 2025-06-16 | 0
4500585212-[20] | 908305009 : SWITCH,DISC,OVRHD,ABS,60HZ FREQ,200KV | LBS | ROH | DF241128001 | spring washerφ4 Stainless Steel | 32 | 32 | 0 | 6100K013 | 1-1-1-1 | inventory | 2025-10-28 | LV |  | RR01-Arar Warehouse | 2025-06-30 | 2025-06-16 | 0
4500585212-[20] | 908305009 : SWITCH,DISC,OVRHD,ABS,60HZ FREQ,200KV | LBS | ROH | DF241128002 | Hex nuts M4 | 32 | 32 | 0 | 6100K013 | 1-1-1-1 | inventory | 2025-10-28 | LV |  | RR01-Arar Warehouse | 2025-06-30 | 2025-06-16 | 0
4500585212-[20] | 908305009 : SWITCH,DISC,OVRHD,ABS,60HZ FREQ,200KV | LBS | ROH | DMS 2121 2467-366 | SCREW SELF TAPPING TORX M6 X 12 | 160 | 160 | 0 | free_stock | R58-A-1-K11B_SEP | inventory | 2025-10-28 | LV |  | RR01-Arar Warehouse | 2025-06-30 | 2025-06-16 | 0
4500585212-[20] | 908305009 : SWITCH,DISC,OVRHD,ABS,60HZ FREQ,200KV | LBS | ROH | DMS 2121 2519-295 | BOLT SOCKET HEAD M4X20 | 16 | 16 | 0 | free_stock | R58-A-1-K11B_SEP | inventory | 2025-10-28 | LV |  | RR01-Arar Warehouse | 2025-06-30 | 2025-06-16 | 0
4500585212-[20] | 908305009 : SWITCH,DISC,OVRHD,ABS,60HZ FREQ,200KV | LBS | ROH | DMS 2121 2519-368 | BOLT SOCKET CAP HEAD M6X16 | 32 | 32 | 0 | 6100K007 | 1-1-1-1 | inventory | 2025-10-28 | LV |  | RR01-Arar Warehouse | 2025-06-30 | 2025-06-16 | 0
4500585212-[20] | 908305009 : SWITCH,DISC,OVRHD,ABS,60HZ FREQ,200KV | LBS | ROH | DMS 2126 2011-114 | NUT, HEX M5 | 192 | 192 | 0 | free_stock | R58-A-1-K11B_SEP | inventory | 2025-10-28 | LV |  | RR01-Arar Warehouse | 2025-06-30 | 2025-06-16 | 0
4500585212-[20] | 908305009 : SWITCH,DISC,OVRHD,ABS,60HZ FREQ,200KV | LBS | ROH | EC-DIODE-BY255 | Flash light BY255_EC-DIODE-BY255 / EC-DIODE-BY255 Urrm=1300V In=3A | 40 | 40 | 0 | 6100K007 | 1-1-1-1 | inventory | 2025-10-28 | LV |  | RR01-Arar Warehouse | 2025-06-30 | 2025-06-16 | 0
4500585212-[20] | 908305009 : SWITCH,DISC,OVRHD,ABS,60HZ FREQ,200KV | LBS | ROH | HBCBABNCBD1BBBD21G | REC615 2.0- HBCBABNCBD1BBBD21G | 8 | 8 | 0 | free_stock | 1-1-1-1 | inventory | 2025-10-28 | LV |  | RR01-Arar Warehouse | 2025-06-30 | 2025-06-16 | 0
4500585212-[20] | 908305009 : SWITCH,DISC,OVRHD,ABS,60HZ FREQ,200KV | LBS | ROH | IN76350001-2 | APT_THERMOSTAT WITHOUT STEM,SETTING: 0-60 DEG.CENTIGRADE | 8 | 8 | 0 | free_stock | R57-B-1-K11B_SEP | inventory | 2025-10-28 | LV |  | RR01-Arar Warehouse | 2025-06-30 | 2025-06-16 | 0
4500585212-[20] | 908305009 : SWITCH,DISC,OVRHD,ABS,60HZ FREQ,200KV | LBS | ROH | LSA-AD11J50CA | R&Y_AD11-J50CA/LXR23 RED ALARM LAMP 24VDC | 8 | 8 | 0 | 6100K007 | 1-1-1-1 | inventory | 2025-10-28 | LV |  | RR01-Arar Warehouse | 2025-06-30 | 2025-06-16 | 0
4500585212-[20] | 908305009 : SWITCH,DISC,OVRHD,ABS,60HZ FREQ,200KV | LBS | ROH | LXW18-11B | SHF_LXW18-11B / LIMIT SWITCH 1NO+1NC | 16 | 16 | 0 | 6100K013 | R59-O-1-K013_SEP | inventory | 2025-10-28 | LV |  | RR01-Arar Warehouse | 2025-06-30 | 2025-06-16 | 0
4500585212-[20] | 908305009 : SWITCH,DISC,OVRHD,ABS,60HZ FREQ,200KV | LBS | ROH | MMCM-C4/2 | CHINT_AC MINIATURE CIRCUIT BREAKER 2P 4A mMCM-C4/2 | 8 | 8 | 0 | 6100K007 | 1-1-1-1 | inventory | 2025-10-28 | LV |  | RR01-Arar Warehouse | 2025-06-30 | 2025-06-16 | 0
4500585212-[20] | 908305009 : SWITCH,DISC,OVRHD,ABS,60HZ FREQ,200KV | LBS | ROH | MV-OHL-CPT-33KV-DP | Double Pole Control PT . Primary 33 kV : secondary 0.23kV, 200VA, Class 1. 700VAth .Frequency 60Hz .Out door type . Ambient 55 Degree C. Insulation level 36/95/200kV , Voltage factor :1.2Un Cont, As per IEC 61869-1&3 Class E.Primary terminal suitable for cable connection (clamp type) .Colour Grey for out door installation.Type test and routine test reports will be required .Laser printed name plate required. As per SEC Distribution standard Specification. | 8 | 8 | 0 | 6100K007 | 1-1-1-1 | inventory | 2025-10-28 | CPT |  | RR01-Arar Warehouse | 2025-06-30 | 2025-06-16 | 0
4500585212-[20] | 908305009 : SWITCH,DISC,OVRHD,ABS,60HZ FREQ,200KV | LBS | ROH | MV2000-1685-06-W | WHITE TUBE, INNER DIA 3.5MM (1.5 WIRE) | 160 | 160 | 0 | free_stock | 1-1-1-1 | inventory | 2025-10-28 | LV |  | RR01-Arar Warehouse | 2025-06-30 | 2025-06-16 | 0
4500585212-[20] | 908305009 : SWITCH,DISC,OVRHD,ABS,60HZ FREQ,200KV | LBS | ROH | MV2000-1865-01-W | WHITE TUBE, INNER DIA 4.0MM (2.5 WIRE) | 80 | 80 | 0 | free_stock | 1-1-1-1 | inventory | 2025-10-28 | LV |  | RR01-Arar Warehouse | 2025-06-30 | 2025-06-16 | 0
4500585212-[20] | 908305009 : SWITCH,DISC,OVRHD,ABS,60HZ FREQ,200KV | LBS | ROH | NB1-10DC 1P | Miniature Circuit Breaker, MCB, 10A, 1P, C Type, DC | 16 | 16 | 0 | free_stock | 1-1-1-1 | inventory | 2025-10-28 | LV |  | RR01-Arar Warehouse | 2025-06-30 | 2025-06-16 | 0
4500585212-[20] | 908305009 : SWITCH,DISC,OVRHD,ABS,60HZ FREQ,200KV | LBS | ROH | NB1-6DC 1P | Miniature Circuit Breaker, MCB, 6A, 1P, C Type, DC | 8 | 8 | 0 | 6100K007 | 1-1-1-1 | inventory | 2025-10-28 | LV |  | RR01-Arar Warehouse | 2025-06-30 | 2025-06-16 | 0
4500585212-[20] | 908305009 : SWITCH,DISC,OVRHD,ABS,60HZ FREQ,200KV | LBS | ROH | NXA36CK630AM4-1 | Smart Outdoor LBS or Sectionalizer, 33kV,3P,400A,60Hz,200kV Bil,PM,SF6,1178MM MV-LBS& Sectionalizer SEC Item # 908334004 & SWITCH, DISC,LBS,SF6, LBS, 33kV 60Hz, 200kV BIL SEC Item #908305009 & 908305010 NXA36CK630AM4/Manual-Lock/Gauge/3CT/terminal-Cap-G/SA-Bracket/Painting/Counter | 8 | 8 | 0 | 6100K012B | 1-1-1-1 | inventory | 2025-10-28 | Gas Tank |  | RR01-Arar Warehouse | 2025-06-30 | 2025-06-16 | 0
4500585212-[20] | 908305009 : SWITCH,DISC,OVRHD,ABS,60HZ FREQ,200KV | LBS | ROH | OP-PLT-SEC-T3-230-2907919 | C&J_CJ-T2-AC 10-20kA T2 2P, Ur=230VAC,Uo=255VAC (SURGE PROTECTION UNIT) | 8 | 8 | 0 | free_stock | R57-J-1-1 | inventory | 2025-10-28 | LV |  | RR01-Arar Warehouse | 2025-06-30 | 2025-06-16 | 0
4500585212-[20] | 908305009 : SWITCH,DISC,OVRHD,ABS,60HZ FREQ,200KV | LBS | ROH | PL.AC30 | WZAZURE_PL.AC30 / THREE PIN SOCKET DIN RAIL MOUNTED | 8 | 8 | 0 | free_stock | R56-O-1-K11B_SEP | inventory | 2025-10-28 | LV |  | RR01-Arar Warehouse | 2025-06-30 | 2025-06-16 | 0
4500585212-[20] | 908305009 : SWITCH,DISC,OVRHD,ABS,60HZ FREQ,200KV | LBS | ROH | PXC-0311171 | FB 10- RTK/S - Screw bridge, pitch: 8.2 mm, number of positions: 10, color: silver | 40 | 40 | 0 | free_stock | 1-1-1-1 | inventory | 2025-10-28 | LV |  | RR01-Arar Warehouse | 2025-06-30 | 2025-06-16 | 0
4500585212-[20] | 908305009 : SWITCH,DISC,OVRHD,ABS,60HZ FREQ,200KV | LBS | ROH | PXC-3000834 | SCBI 10-6 W - Screw bridge, with spring washer and insulating collar, pitch: 6.2 mm, number of positions: 10, color: silver | 72 | 72 | 0 | free_stock | 1-1-1-1 | inventory | 2025-10-28 | LV |  | RR01-Arar Warehouse | 2025-06-30 | 2025-06-16 | 0
4500585212-[20] | 908305009 : SWITCH,DISC,OVRHD,ABS,60HZ FREQ,200KV | LBS | ROH | PXC-3022218 | CLIPFIX 35 - End bracket, Quick mounting end clamp for NS 35/7,5 DIN rail or NS 35/15 DIN rail, with marking option, width: 9.5 mm, color: gray | 40 | 40 | 0 | free_stock | 1-1-1-1 | inventory | 2025-10-28 | LV |  | RR01-Arar Warehouse | 2025-06-30 | 2025-06-16 | 0
4500585212-[20] | 908305009 : SWITCH,DISC,OVRHD,ABS,60HZ FREQ,200KV | LBS | ROH | PXC-3059809 | D-TB 4/10 - Cover, depth: 35.9 mm, width: 1.8 mm, height: 42.5 mm, color: dark gray | 80 | 80 | 0 | 6100K006 | 1-1-1-1 | inventory | 2025-10-28 | LV |  | RR01-Arar Warehouse | 2025-06-30 | 2025-06-16 | 0
4500585212-[20] | 908305009 : SWITCH,DISC,OVRHD,ABS,60HZ FREQ,200KV | LBS | ROH | PXC-3246966 | E/TB - End bracket, for assembly on NS 32 or NS 35/7.5 DIN rail | 72 | 72 | 0 | free_stock | R56-I-1-1 | inventory | 2025-10-28 | LV |  | RR01-Arar Warehouse | 2025-06-30 | 2025-06-16 | 0
4500585212-[20] | 908305009 : SWITCH,DISC,OVRHD,ABS,60HZ FREQ,200KV | LBS | ROH | PXC.3246023 | PHOENIX CONTACT_TB 4 EI / SCREW TERMINAL, 2PTS, 4 SQMM GREY | 480 | 480 | 0 | free_stock | R67-O-1-K11B_SEP | inventory | 2025-10-28 | LV |  | RR01-Arar Warehouse | 2025-06-30 | 2025-06-16 | 0
4500585212-[20] | 908305009 : SWITCH,DISC,OVRHD,ABS,60HZ FREQ,200KV | LBS | ROH | PXC.5775287 | PHOENIX CONTACT_TB6-RTK-02 / DISCONNECT TERMINAL BLOCK 6 SQMM | 192 | 192 | 0 | free_stock | R15-I-1-K11A_SEP | inventory | 2025-10-28 | LV |  | RR01-Arar Warehouse | 2025-06-30 | 2025-06-16 | 0
4500585212-[20] | 908305009 : SWITCH,DISC,OVRHD,ABS,60HZ FREQ,200KV | LBS | ROH | RH050 | VISHAY_HEATER RH050, 50W 4.7KOHM, 120-240V AC/DC | 8 | 8 | 0 | free_stock | 1-1-1-1 | inventory | 2025-10-28 | LV |  | RR01-Arar Warehouse | 2025-06-30 | 2025-06-16 | 0
4500585212-[20] | 908305009 : SWITCH,DISC,OVRHD,ABS,60HZ FREQ,200KV | LBS | ROH | RMU000000108 | Plain Washer M5 ¦ 9ABA450075F1003 ¦ Local | 216 | 216 | 0 | free_stock | R58-A-1-K11B_SEP | inventory | 2025-10-28 | LV |  | RR01-Arar Warehouse | 2025-06-30 | 2025-06-16 | 0
4500585212-[20] | 908305009 : SWITCH,DISC,OVRHD,ABS,60HZ FREQ,200KV | LBS | ROH | RMU000000113 | Lock Washer M5 ¦ 9ABA450075F1008 ¦ Local | 24 | 24 | 0 | free_stock | R58-A-1-K11B_SEP | inventory | 2025-10-28 | LV |  | RR01-Arar Warehouse | 2025-06-30 | 2025-06-16 | 0
4500585212-[20] | 908305009 : SWITCH,DISC,OVRHD,ABS,60HZ FREQ,200KV | LBS | ROH | RMU000000298 | CHINT_AUXILIARY CONTACT FOR MCB 1NO 1NC DC (XF9) | 8 | 8 | 0 | free_stock | 1-1-1-1 | inventory | 2025-10-28 | LV |  | RR01-Arar Warehouse | 2025-06-30 | 2025-06-16 | 0
4500585212-[20] | 908305009 : SWITCH,DISC,OVRHD,ABS,60HZ FREQ,200KV | LBS | ROH | SEP10052 | ‭DISCONNECTING TB FOR CT, OTTA 6-T, BOLT W/O SPRING/0790462/OTTA 6-T P/P‬ | 48 | 48 | 0 | 6100K007 | 1-1-1-1 | inventory | 2025-10-28 | LV |  | RR01-Arar Warehouse | 2025-06-30 | 2025-06-16 | 0
4500585212-[20] | 908305009 : SWITCH,DISC,OVRHD,ABS,60HZ FREQ,200KV | LBS | ROH | SEP10120 | ‭TIE MOUNT FOR SPARE TIE/HC-102/HC-102‬ | 80 | 80 | 0 | free_stock | R58-R-1-K007_SEP | inventory | 2025-10-28 | LV |  | RR01-Arar Warehouse | 2025-06-30 | 2025-06-16 | 0
4500585212-[20] | 908305009 : SWITCH,DISC,OVRHD,ABS,60HZ FREQ,200KV | LBS | ROH | SEP10128 | ‭DIN RAIL SLOTTED/35X15X1.5X2 - HOLE/DIN RAIL‬ | 4 | 4 | 0 | 6100K006 | 1-1-1-1 | inventory | 2025-10-28 | LV |  | RR01-Arar Warehouse | 2025-06-30 | 2025-06-16 | 0
4500585212-[20] | 908305009 : SWITCH,DISC,OVRHD,ABS,60HZ FREQ,200KV | LBS | ROH | SEP10160 | TRAFFOLYTE, BLACK/WHITE/WHITE - BLACK/TRAFFOLYTE | 4 | 4 | 0 | free_stock | 1-1-1-1 | inventory | 2025-10-28 | LV |  | RR01-Arar Warehouse | 2025-06-30 | 2025-06-16 | 0
4500585212-[20] | 908305009 : SWITCH,DISC,OVRHD,ABS,60HZ FREQ,200KV | LBS | ROH | SEP10481 | End Cover, D-URTK ¦ 310020 ¦ PHOENIX | 8 | 8 | 0 | free_stock | 1-1-1-1 | inventory | 2025-10-28 | LV |  | RR01-Arar Warehouse | 2025-06-30 | 2025-06-16 | 0
4500585212-[20] | 908305009 : SWITCH,DISC,OVRHD,ABS,60HZ FREQ,200KV | LBS | ROH | SEP10555 | TB NUMBERING MARKER (BLANK), UCT-TM 6 / 0828736 | 80 | 80 | 0 | free_stock | 1-1-1-1 | inventory | 2025-10-28 | LV |  | RR01-Arar Warehouse | 2025-06-30 | 2025-06-16 | 0
4500585212-[20] | 908305009 : SWITCH,DISC,OVRHD,ABS,60HZ FREQ,200KV | LBS | ROH | SEP10556 | TB NUMBERING MARKER (BLANK), UCT-TM 8 / 0828740 | 48 | 48 | 0 | free_stock | 1-1-1-1 | inventory | 2025-10-28 | LV |  | RR01-Arar Warehouse | 2025-06-30 | 2025-06-16 | 0
4500585212-[20] | 908305009 : SWITCH,DISC,OVRHD,ABS,60HZ FREQ,200KV | LBS | ROH | SEP10962 | TB, Terminal block, plastic, for 2.5mm wires, 12 connections per set | 1.3333 | 1.3333 | 0 | free_stock | 1-1-1-1 | inventory | 2025-10-28 | LV |  | RR01-Arar Warehouse | 2025-06-30 | 2025-06-16 | 0
4500585212-[20] | 908305009 : SWITCH,DISC,OVRHD,ABS,60HZ FREQ,200KV | LBS | ROH | SEP11131 | Cable, Control, 1 CORE CU/PVC, 1.0 Sq.mm, Black, 105°, 600/1000V , 1 x 91.4 m | 4 | 4 | 0 | free_stock | 1-1-1-1 | inventory | 2025-10-28 | LV |  | RR01-Arar Warehouse | 2025-06-30 | 2025-06-16 | 0
4500585212-[20] | 908305009 : SWITCH,DISC,OVRHD,ABS,60HZ FREQ,200KV | LBS | ROH | SEP11138 | Cable, Control, 1 CORE CU/PVC, 1.5 Sq.mm, Black, 105°, 600/1000V , 1 x 91.4 m | 24 | 24 | 0 | free_stock | 1-1-1-1 | inventory | 2025-10-28 | LV |  | RR01-Arar Warehouse | 2025-06-30 | 2025-06-16 | 0
4500585212-[20] | 908305009 : SWITCH,DISC,OVRHD,ABS,60HZ FREQ,200KV | LBS | ROH | SEP11143 | Cable, Control, 1 CORE CU/PVC, 2.5 Sq.mm, Red, 105°, 600/1000V , 1 x 91.4 m | 2.4 | 2.4 | 0 | free_stock | 1-1-1-1 | inventory | 2025-10-28 | LV |  | RR01-Arar Warehouse | 2025-06-30 | 2025-06-16 | 0
4500585212-[20] | 908305009 : SWITCH,DISC,OVRHD,ABS,60HZ FREQ,200KV | LBS | ROH | SEP11146 | Cable, Control, 1 CORE CU/PVC, 2.5 Sq.mm, Black, 105°, 600/1000V , 1 x 91.4 m | 8 | 8 | 0 | free_stock | 1-1-1-1 | inventory | 2025-10-28 | LV |  | RR01-Arar Warehouse | 2025-06-30 | 2025-06-16 | 0
4500585212-[20] | 908305009 : SWITCH,DISC,OVRHD,ABS,60HZ FREQ,200KV | LBS | ROH | SEP11151 | Cable, Control, 1 CORE CU/PVC, 2.5 Sq.mm Yellow/Green, 105°, 600/1000V , 1 x 91.4 m | 2.4 | 2.4 | 0 | free_stock | 1-1-1-1 | inventory | 2025-10-28 | LV |  | RR01-Arar Warehouse | 2025-06-30 | 2025-06-16 | 0
4500585212-[20] | 908305009 : SWITCH,DISC,OVRHD,ABS,60HZ FREQ,200KV | LBS | ROH | SFB220A24H300 | BEB OR DFE_SFB220A24H300/24VDC / BATTERY CHARGER INPUT 220VAC,OUTPUT 24VDC | 8 | 8 | 0 | free_stock | 1-1-1-1 | inventory | 2025-10-28 | LV |  | RR01-Arar Warehouse | 2025-06-30 | 2025-06-16 | 0
4500585212-[20] | 908305009 : SWITCH,DISC,OVRHD,ABS,60HZ FREQ,200KV | LBS | ROH | VBC6-30-01-01 | ABB_VBC6-30-01-01 MINI REVERSING CONTACTOR | 8 | 8 | 0 | free_stock | R57-I-1-1 | inventory | 2025-10-28 | LV |  | RR01-Arar Warehouse | 2025-06-30 | 2025-06-16 | 0
4500585212-[20] | 908305009 : SWITCH,DISC,OVRHD,ABS,60HZ FREQ,200KV | LBS | ROH | RMU000000119 | BOLT SOCKET CAP HEAD M3x12 ¦ 9ABA450075F1014 ¦ Local | 96 | 96 | 0 | free_stock | R58-A-1-K12B_SEP | inventory | 2025-10-28 | LV | Automated: Replaced 9ABA450075F1014 by RMU000000119. | RR01-Arar Warehouse | 2025-06-30 | 2025-06-16 | 0
4500585212-[20] | 908305009 : SWITCH,DISC,OVRHD,ABS,60HZ FREQ,200KV | LBS | ROH | RMU000000120 | SEC Logo (Alminum 136x76) ¦ 9ABA450075F1015 ¦ Local | 8 | 8 | 0 | free_stock | INC-1-1-K11B_SEP | inventory | 2025-10-28 | LV | Automated: Replaced 9ABA450075F1015 by RMU000000120. | RR01-Arar Warehouse | 2025-06-30 | 2025-06-16 | 0
4500585212-[20] | 908305009 : SWITCH,DISC,OVRHD,ABS,60HZ FREQ,200KV | LBS | ROH | RMU000000121 | Danger Sign (Alminum 136x76) ¦ 9ABA450075F1016 ¦ Local | 8 | 8 | 0 | free_stock | INC-1-1-K12B_SEP | inventory | 2025-10-28 | LV | Automated: Replaced 9ABA450075F1016 by RMU000000121. | RR01-Arar Warehouse | 2025-06-30 | 2025-06-16 | 0
4500585212-[20] | 908305009 : SWITCH,DISC,OVRHD,ABS,60HZ FREQ,200KV | LBS | ROH | RMU000000123 | LBS/Sectionalizer SEP Branding Label ¦ 9ABA450075F1018 ¦ Local | 8 | 8 | 0 | free_stock | INC-1-1-K12B_SEP | inventory | 2025-10-28 | LV | Automated: Replaced 9ABA450075F1018 by RMU000000123. | RR01-Arar Warehouse | 2025-06-30 | 2025-06-16 | 0
4500585212-[20] | 908305009 : SWITCH,DISC,OVRHD,ABS,60HZ FREQ,200KV | LBS | ROH | DF240907005 | Flat Washers φ3 Stainless Steel | 128 | 128 | 0 | 6100K013 | 1-1-1-1 | inventory | 2025-10-28 | LV |  | RR01-Arar Warehouse | 2025-06-30 | 2025-06-16 | 0
4500585212-[20] | 908305009 : SWITCH,DISC,OVRHD,ABS,60HZ FREQ,200KV | LBS | ROH | DMS 2126 2011-111 | NUT, HEX M3 | 128 | 128 | 0 | free_stock | R58-A-1-K017_SEP | inventory | 2025-10-28 | LV |  | RR01-Arar Warehouse | 2025-06-30 | 2025-06-16 | 0
4500585212-[20] | 908305009 : SWITCH,DISC,OVRHD,ABS,60HZ FREQ,200KV | LBS | ROH | MV-CPT -CABL-ASSY | Cable Assembly - Outdoor flexible cable Black PVC 450/750 V, 95 °C heat & flame retardent, stranded annealed copper conductor, 4Cx 2.5 mm² of length 12 meter with connector type HQ-005-M (male connector) with H3A-MTG-M20 (hood) and DLX-M20 (gland) with H3A-KDBP (cover) terminated on one end (opposite end do not require processing), with steel cable tags on both cable ends, cable tag text "CPT cable" and loose supply of 1 base type H3A-MAG (base) with HQ-005-F (female connector) and H3A-KDTP (cover) - Used for OVR/LBS/Sectionalizer CPT connection | 8 | 8 | 0 | 6100K007 | 1-1-1-1 | inventory | 2025-10-28 | Cable |  | RR01-Arar Warehouse | 2025-06-30 | 2025-06-16 | 0
4500585212-[20] | 908305009 : SWITCH,DISC,OVRHD,ABS,60HZ FREQ,200KV | LBS | ROH | MV-CT -C-CABL-ASSY-LBS | Cable Assembly - Outdoor flexible cable Black PVC 450/750 V, 95 °C heat & flame retardent, stranded annealed copper conductor, 10Cx 1.0 mm² of length 12 meter with connector type HQ-012-M (male connector) with H3A-MTG-M20 (hood) and DLX-M20 (gland) with H3A-KDBP (cover) terminated on one end (opposite end do not require processing), with steel cable tags on both cable ends, cable tag text "CT cable" and loose supply of 1 base type H3A-MAG (base) with HQ-012-F (female connector) and H3A-KDTP (cover) -Used for LBS/Sectionalizer CT connection | 8 | 8 | 0 | 6100K007 | 1-1-1-1 | inventory | 2025-10-28 | Cable |  | RR01-Arar Warehouse | 2025-06-30 | 2025-06-16 | 0
4500585212-[20] | 908305009 : SWITCH,DISC,OVRHD,ABS,60HZ FREQ,200KV | LBS | ROH | MV-CVD-CABL-ASSY-LBS | Cable Assembly - Outdoor flexible cable Black PVC 450/750 V, 95 °C heat & flame retardent, stranded annealed copper conductor, 10C x 2 x 0.22 mm² of length 12 meter with connector type YD41-16TK-D20 terminated on one end (opposite end do not require processing), with steel cable tags on both cable ends, cable tag text "CVD cable" and loose supply of 1 base type YD41-16ZJ - Used for LBS/Sectionalizer CVD connection | 8 | 8 | 0 | 6100K007 | 1-1-1-1 | inventory | 2025-10-28 | Cable |  | RR01-Arar Warehouse | 2025-06-30 | 2025-06-16 | 0
4500585212-[20] | 908305009 : SWITCH,DISC,OVRHD,ABS,60HZ FREQ,200KV | LBS | ROH | MV-MOT-C-CABL-ASSY-LBS | Cable Assembly | 8 | 8 | 0 | 6100K007 | 1-1-1-1 | inventory | 2025-10-28 | Cable | Automated: Replaced MV-MOT -C-CABL-ASSY-LBS by MV-MOT-C-CABL-ASSY-LBS. | RR01-Arar Warehouse | 2025-06-30 | 2025-06-16 | 0
4500585204-[10] | 908305010 : SWITCH,DISC,OVRHD,ABS,60HZ FREQ,200KV | LBS | ROH | 13-B100DY | GREEN PUSH BOTTON WITH START ADAPTER | 4 | 4 | 0 | 6100K013 | R57-G-1-1 | inventory | 2025-10-28 | LV |  | HW02-Hawiyah Warehouse | 2025-06-30 | 2025-06-16 | 0
4500585204-[10] | 908305010 : SWITCH,DISC,OVRHD,ABS,60HZ FREQ,200KV | LBS | ROH | 13-B200DK | RED PUSH BOTTON WITH ADAPTER STOP | 4 | 4 | 0 | 6100K013 | R56-J-1-1 | inventory | 2025-10-28 | LV |  | HW02-Hawiyah Warehouse | 2025-06-30 | 2025-06-16 | 0
4500585204-[10] | 908305010 : SWITCH,DISC,OVRHD,ABS,60HZ FREQ,200KV | LBS | ROH | 13-B3 | BA9S ILLUMINATION CONTACT BLOCK HOLDER | 8 | 8 | 0 | 6100K013 | R57-O-1-1 | inventory | 2025-10-28 | LV |  | HW02-Hawiyah Warehouse | 2025-06-30 | 2025-06-16 | 0
4500585204-[10] | 908305010 : SWITCH,DISC,OVRHD,ABS,60HZ FREQ,200KV | LBS | ROH | 13-LED24K | 24V BA9S LED LAMP RED | 4 | 4 | 0 | 6100K013 | R57-G-1-1 | inventory | 2025-10-28 | LV |  | HW02-Hawiyah Warehouse | 2025-06-30 | 2025-06-16 | 0
4500585204-[10] | 908305010 : SWITCH,DISC,OVRHD,ABS,60HZ FREQ,200KV | LBS | ROH | 13-LED24Y | 24V BA9S LED LAMP GREEN | 4 | 4 | 0 | 6100K013 | R57-G-1-1 | inventory | 2025-10-28 | LV |  | HW02-Hawiyah Warehouse | 2025-06-30 | 2025-06-16 | 0
4500585204-[10] | 908305010 : SWITCH,DISC,OVRHD,ABS,60HZ FREQ,200KV | LBS | ROH | 13-MBSD24S | INDICATION LIGHT YELLOW 24V AC/DC | 4 | 4 | 0 | free_stock | R57-O-1-1 | inventory | 2025-10-28 | LV |  | HW02-Hawiyah Warehouse | 2025-06-30 | 2025-06-16 | 0
4500585204-[10] | 908305010 : SWITCH,DISC,OVRHD,ABS,60HZ FREQ,200KV | LBS | ROH | 1YAB53301XIX0000 | FLUORESCENT LAMP WITH DIFFUSER, 220VAC | 4 | 4 | 0 | 6100K006 | 1-1-1-1 | inventory | 2025-10-28 | LV |  | HW02-Hawiyah Warehouse | 2025-06-30 | 2025-06-16 | 0
4500585204-[10] | 908305010 : SWITCH,DISC,OVRHD,ABS,60HZ FREQ,200KV | LBS | ROH | 1YAB5355CAB0000 | End Cover, D-OTTA6-T ¦ 790459 ¦ PHOENIX | 4 | 4 | 0 | 6100K023 | R53-R-1-K013_SEP | inventory | 2025-10-28 | LV |  | HW02-Hawiyah Warehouse | 2025-06-30 | 2025-06-16 | 0
4500585204-[10] | 908305010 : SWITCH,DISC,OVRHD,ABS,60HZ FREQ,200KV | LBS | ROH | 1YAB5355DXB0000 | Marker, Terminal Strip, KLM-A ¦ 1004348 ¦ PHOENIX | 20 | 20 | 0 | free_stock | R59-G-1-MVBM_SEP | inventory | 2025-10-28 | LV |  | HW02-Hawiyah Warehouse | 2025-06-30 | 2025-06-16 | 0
4500585204-[10] | 908305010 : SWITCH,DISC,OVRHD,ABS,60HZ FREQ,200KV | LBS | ROH | 1YHT480008P0311 | Empty LV Box for LBS & Sectionalizer (SECTOS 13.8kV & 33kV) with bracket for single pole | 4 | 4 | 0 | 6100K012B | WH2-1-1-K12B_SEP | inventory | 2025-10-28 | LV |  | HW02-Hawiyah Warehouse | 2025-06-30 | 2025-06-16 | 0
4500585204-[10] | 908305010 : SWITCH,DISC,OVRHD,ABS,60HZ FREQ,200KV | LBS | ROH | 205036416 | Flat Washersφ4 | 24 | 24 | 0 | 6100K013 | 1-1-1-1 | inventory | 2025-10-28 | LV |  | HW02-Hawiyah Warehouse | 2025-06-30 | 2025-06-16 | 0
4500585204-[10] | 908305010 : SWITCH,DISC,OVRHD,ABS,60HZ FREQ,200KV | LBS | ROH | 205041920 | Flat Washersφ6 | 16 | 16 | 0 | free_stock | 1-1-1-1 | inventory | 2025-10-28 | LV |  | HW02-Hawiyah Warehouse | 2025-06-30 | 2025-06-16 | 0
4500585204-[10] | 908305010 : SWITCH,DISC,OVRHD,ABS,60HZ FREQ,200KV | LBS | ROH | 208004917 | 4G Communication Module, Make: China inhand, ,Ord:: Inhand IR302-FQ58 with Mushroom Antenna | 4 | 4 | 0 | 6100K013 | 1-1-1-1 | inventory | 2025-10-28 | LV |  | HW02-Hawiyah Warehouse | 2025-06-30 | 2025-06-16 | 0
4500585204-[10] | 908305010 : SWITCH,DISC,OVRHD,ABS,60HZ FREQ,200KV | LBS | ROH | 211002077 | Hex nut M6 | 16 | 16 | 0 | 6100K013 | 1-1-1-1 | inventory | 2025-10-28 | LV |  | HW02-Hawiyah Warehouse | 2025-06-30 | 2025-06-16 | 0
4500585204-[10] | 908305010 : SWITCH,DISC,OVRHD,ABS,60HZ FREQ,200KV | LBS | ROH | 5XECD.086.051 | Single Pole Mounting Brackets for LBS & Sectionalizer GT(SECTOS 13.8kV & 33kV) | 4 | 4 | 0 | 6100K011B | WH2-1-1-K11B_SEP | inventory | 2025-10-28 | Bracket |  | HW02-Hawiyah Warehouse | 2025-06-30 | 2025-06-16 | 0
4500585204-[10] | 908305010 : SWITCH,DISC,OVRHD,ABS,60HZ FREQ,200KV | LBS | ROH | 5XECD.086.093.1 | Single Pole Mounting Brackets for CPT for LBS/Sectionalizer/Auto Recloser (SECTOS / OVR 13.8kV & 33kV) | 4 | 4 | 0 | free_stock | 1-1-1-1 | inventory | 2025-10-28 | Bracket |  | HW02-Hawiyah Warehouse | 2025-06-30 | 2025-06-16 | 0
4500585204-[10] | 908305010 : SWITCH,DISC,OVRHD,ABS,60HZ FREQ,200KV | LBS | ROH | 6-CNFJ-22 | ZHE_6-CNFJ-22 / 12V 22Ah STORAGE BATTERY | 8 | 8 | 0 | free_stock | WH2-1-1-K11B_SEP | inventory | 2025-10-28 | LV |  | HW02-Hawiyah Warehouse | 2025-06-30 | 2025-06-16 | 0
4500585204-[10] | 908305010 : SWITCH,DISC,OVRHD,ABS,60HZ FREQ,200KV | LBS | ROH | RMU000000106 | BOLT SOCKET CAP HEAD M5x60 ¦ 9ABA450075F1001 ¦ Local | 16 | 16 | 0 | free_stock | 1-1-1-1 | inventory | 2025-10-28 | LV | Automated: Replaced 9ABA450075F1001 by RMU000000106. | HW02-Hawiyah Warehouse | 2025-06-30 | 2025-06-16 | 0
4500585204-[10] | 908305010 : SWITCH,DISC,OVRHD,ABS,60HZ FREQ,200KV | LBS | ROH | RMU000000107 | Bush Inner Dia 7x49 ¦ 9ABA450075F1002 ¦ Local | 16 | 16 | 0 | free_stock | R58-A-1-K11B_SEP | inventory | 2025-10-28 | LV | Automated: Replaced 9ABA450075F1002 by RMU000000107. | HW02-Hawiyah Warehouse | 2025-06-30 | 2025-06-16 | 0
4500585204-[10] | 908305010 : SWITCH,DISC,OVRHD,ABS,60HZ FREQ,200KV | LBS | ROH | RMU000000109 | BOLT SOCKET CAP HEAD M5x20 ¦ 9ABA450075F1004 ¦ Local | 40 | 40 | 0 | free_stock | R58-A-1-K11B_SEP | inventory | 2025-10-28 | LV | Automated: Replaced 9ABA450075F1004 by RMU000000109. | HW02-Hawiyah Warehouse | 2025-06-30 | 2025-06-16 | 0
4500585204-[10] | 908305010 : SWITCH,DISC,OVRHD,ABS,60HZ FREQ,200KV | LBS | ROH | RMU000000110 | BOLT SOCKET CAP HEAD M4x45 ¦ 9ABA450075F1005 ¦ Local | 8 | 8 | 0 | free_stock | R58-A-1-K11B_SEP | inventory | 2025-10-28 | LV | Automated: Replaced 9ABA450075F1005 by RMU000000110. | HW02-Hawiyah Warehouse | 2025-06-30 | 2025-06-16 | 0
4500585204-[10] | 908305010 : SWITCH,DISC,OVRHD,ABS,60HZ FREQ,200KV | LBS | ROH | RMU000000112 | BOLT SOCKET CAP HEAD M5x16 ¦ 9ABA450075F1007 ¦ Local | 48 | 48 | 0 | free_stock | 1-1-1-1 | inventory | 2025-10-28 | LV | Automated: Replaced 9ABA450075F1007 by RMU000000112. | HW02-Hawiyah Warehouse | 2025-06-30 | 2025-06-16 | 0
4500585204-[10] | 908305010 : SWITCH,DISC,OVRHD,ABS,60HZ FREQ,200KV | LBS | ROH | RMU000000113 | Lock Washer M5 ¦ 9ABA450075F1008 ¦ Local | 48 | 48 | 0 | free_stock | R58-A-1-K11B_SEP | inventory | 2025-10-28 | LV | Automated: Replaced 9ABA450075F1008 by RMU000000113. | HW02-Hawiyah Warehouse | 2025-06-30 | 2025-06-16 | 0
4500585204-[10] | 908305010 : SWITCH,DISC,OVRHD,ABS,60HZ FREQ,200KV | LBS | ROH | RMU000000114 | BOLT SOCKET CAP HEAD M3x20 ¦ 9ABA450075F1009 ¦ Local | 16 | 16 | 0 | free_stock | R58-A-1-K017_SEP | inventory | 2025-10-28 | LV | Automated: Replaced 9ABA450075F1009 by RMU000000114. | HW02-Hawiyah Warehouse | 2025-06-30 | 2025-06-16 | 0
4500585204-[10] | 908305010 : SWITCH,DISC,OVRHD,ABS,60HZ FREQ,200KV | LBS | ROH | RMU000000115 | Lock Washer M3 ¦ 9ABA450075F1010 ¦ Local | 16 | 16 | 0 | free_stock | 1-1-1-1 | inventory | 2025-10-28 | LV | Automated: Replaced 9ABA450075F1010 by RMU000000115. | HW02-Hawiyah Warehouse | 2025-06-30 | 2025-06-16 | 0
4500585204-[10] | 908305010 : SWITCH,DISC,OVRHD,ABS,60HZ FREQ,200KV | LBS | ROH | RMU000000116 | Polycarbonate for limit switch ¦ 9ABA450075F1011 ¦ Local | 4 | 4 | 0 | free_stock | 1-1-1-1 | inventory | 2025-10-28 | LV | Automated: Replaced 9ABA450075F1011 by RMU000000116. | HW02-Hawiyah Warehouse | 2025-06-30 | 2025-06-16 | 0
4500585204-[10] | 908305010 : SWITCH,DISC,OVRHD,ABS,60HZ FREQ,200KV | LBS | ROH | RMU000000117 | BOLT SOCKET CAP HEAD M4x40 ¦ 9ABA450075F1012 ¦ Local | 8 | 8 | 0 | free_stock | 1-1-1-1 | inventory | 2025-10-28 | LV | Automated: Replaced 9ABA450075F1012 by RMU000000117. | HW02-Hawiyah Warehouse | 2025-06-30 | 2025-06-16 | 0
4500585204-[10] | 908305010 : SWITCH,DISC,OVRHD,ABS,60HZ FREQ,200KV | LBS | ROH | RMU000000118 | Bush Inner Dia 7x25 ¦ 9ABA450075F1013 ¦ Local | 8 | 8 | 0 | free_stock | R58-A-1-K11B_SEP | inventory | 2025-10-28 | LV | Automated: Replaced 9ABA450075F1013 by RMU000000118. | HW02-Hawiyah Warehouse | 2025-06-30 | 2025-06-16 | 0
4500585204-[10] | 908305010 : SWITCH,DISC,OVRHD,ABS,60HZ FREQ,200KV | LBS | ROH | AE2000-1865-14 | Tube, Ferrule, Red, Inner Diameter 3.5 mm, 1.5 Wire | 40 | 40 | 0 | 6100K013 | INC-1-1-MVBM_SEP | consumption | 2025-08-10 | LV |  | HW02-Hawiyah Warehouse | 2025-06-30 | 2025-06-16 | 0 | [5 empty] | Material Issue Order_MIO | 7982924
4500585204-[10] | 908305010 : SWITCH,DISC,OVRHD,ABS,60HZ FREQ,200KV | LBS | ROH | AX3122 | CHINT_AUXILIARY CONTACT FOR MCB 1NO 1NC AC | 4 | 4 | 0 | free_stock | R62-G-1-K017_SEP | inventory | 2025-10-28 | LV |  | HW02-Hawiyah Warehouse | 2025-06-30 | 2025-06-16 | 0
4500585204-[10] | 908305010 : SWITCH,DISC,OVRHD,ABS,60HZ FREQ,200KV | LBS | ROH | CSB25A9PS2E- B L/R | 2 POSITION, LATCHING, SELECTOR SWITCH, 90DEGREES, 2 CONTACTS EACH, PAD LOCKABLE IN EACH POS (LOCAL/REMOTE) CSB25A9PS2E- B L/R | 4 | 4 | 0 | 6100K007 | 1-1-1-1 | inventory | 2025-10-28 | LV |  | HW02-Hawiyah Warehouse | 2025-06-30 | 2025-06-16 | 0
4500585204-[10] | 908305010 : SWITCH,DISC,OVRHD,ABS,60HZ FREQ,200KV | LBS | ROH | CSB25A9PS2E- B OH/S | 2 POSITION, LATCHING, SELECTOR SWITCH, 90DEGREES, 2 CONTACTS EACH, PAD LOCKABLE IN EACH POS (OH-LBS/SECTIONALIZER) CSB25A9PS2E- B OH/S | 4 | 4 | 0 | 6100K007 | 1-1-1-1 | inventory | 2025-10-28 | LV |  | HW02-Hawiyah Warehouse | 2025-06-30 | 2025-06-16 | 0
4500585204-[10] | 908305010 : SWITCH,DISC,OVRHD,ABS,60HZ FREQ,200KV | LBS | ROH | CSB25A9PS2E- B L/U | 2 POSITION, LATCHING, SELECTOR SWITCH, 90DEGREES, 2 CONTACTS EACH, PAD LOCKABLE IN EACH POS (LOCK/UNLOCK) CSB25A9PS2E- B L/U | 4 | 4 | 0 | 6100K011B | 1-1-1-1 | consumption | 2025-10-20 | LV |  | HW02-Hawiyah Warehouse | 2025-06-30 | 2025-06-16 | 0 | [5 empty] | Work in Process Pick | 8192197
4500585204-[10] | 908305010 : SWITCH,DISC,OVRHD,ABS,60HZ FREQ,200KV | LBS | ROH | DF205040971 | φ4*12 Waterproof blind rivets Stainless steel | 80 | 80 | 0 | 6100K013 | 1-1-1-1 | inventory | 2025-10-28 | LV |  | HW02-Hawiyah Warehouse | 2025-06-30 | 2025-06-16 | 0
4500585204-[10] | 908305010 : SWITCH,DISC,OVRHD,ABS,60HZ FREQ,200KV | LBS | ROH | DF240510009 | Self-locking nuts M4 | 8 | 8 | 0 | 6100K013 | 1-1-1-1 | inventory | 2025-10-28 | LV |  | HW02-Hawiyah Warehouse | 2025-06-30 | 2025-06-16 | 0
4500585204-[10] | 908305010 : SWITCH,DISC,OVRHD,ABS,60HZ FREQ,200KV | LBS | ROH | DF240612003 | KSS-CV-150BK CABLE TIES 150X3.6 BALCK | 100 | 100 | 0 | 6100K013 | 1-1-1-1 | inventory | 2025-10-28 | LV |  | HW02-Hawiyah Warehouse | 2025-06-30 | 2025-06-16 | 0
4500585204-[10] | 908305010 : SWITCH,DISC,OVRHD,ABS,60HZ FREQ,200KV | LBS | ROH | DF240612004 | HT-EXS25 EXPANDABLE SLEEVE - 25MM 100MTR/ROL | 4 | 4 | 0 | 6100K013 | 1-1-1-1 | inventory | 2025-10-28 | LV |  | HW02-Hawiyah Warehouse | 2025-06-30 | 2025-06-16 | 0
4500585204-[10] | 908305010 : SWITCH,DISC,OVRHD,ABS,60HZ FREQ,200KV | LBS | ROH | DF240612005 | HT-EXS32 EXPANDABLE SLEEVE - 32MM 100MTR/ROL | 4 | 4 | 0 | 6100K013 | 1-1-1-1 | inventory | 2025-10-28 | LV |  | HW02-Hawiyah Warehouse | 2025-06-30 | 2025-06-16 | 0
4500585204-[10] | 908305010 : SWITCH,DISC,OVRHD,ABS,60HZ FREQ,200KV | LBS | ROH | DF240612006 | KSS-KS-8B 8MM SPIRAL 15-60 WRAPPING BAND 10MTR/BAG | 4 | 4 | 0 | 6100K013 | 1-1-1-1 | inventory | 2025-10-28 | LV |  | HW02-Hawiyah Warehouse | 2025-06-30 | 2025-06-16 | 0
4500585204-[10] | 908305010 : SWITCH,DISC,OVRHD,ABS,60HZ FREQ,200KV | LBS | ROH | DF240612007 | KSS-KS-12B 12MM SPIRAL 20-65 WRAPPING BAND 10MTR/BAG | 4 | 4 | 0 | 6100KDP02 | R54-A-1-K013_SEP | inventory | 2025-10-28 | LV |  | HW02-Hawiyah Warehouse | 2025-06-30 | 2025-06-16 | 0
4500585204-[10] | 908305010 : SWITCH,DISC,OVRHD,ABS,60HZ FREQ,200KV | LBS | ROH | DF241124003 | Spring washersφ6 Stainless steel | 16 | 16 | 0 | 6100K013 | R55-I-1-K013_SEP | inventory | 2025-10-28 | LV |  | HW02-Hawiyah Warehouse | 2025-06-30 | 2025-06-16 | 0
4500585204-[10] | 908305010 : SWITCH,DISC,OVRHD,ABS,60HZ FREQ,200KV | LBS | ROH | DF241126013 | KSS-CV-200MBK BLACK NYLON CABLE TIES (200MMX2.5MM) | 100 | 100 | 0 | 6100K013 | 1-1-1-1 | inventory | 2025-10-28 | LV |  | HW02-Hawiyah Warehouse | 2025-06-30 | 2025-06-16 | 0
4500585204-[10] | 908305010 : SWITCH,DISC,OVRHD,ABS,60HZ FREQ,200KV | LBS | ROH | DF241128001 | spring washerφ4 Stainless Steel | 16 | 16 | 0 | 6100K013 | 1-1-1-1 | inventory | 2025-10-28 | LV |  | HW02-Hawiyah Warehouse | 2025-06-30 | 2025-06-16 | 0
4500585204-[10] | 908305010 : SWITCH,DISC,OVRHD,ABS,60HZ FREQ,200KV | LBS | ROH | DF241128002 | Hex nuts M4 | 16 | 16 | 0 | free_stock | R58-A-1-K017_SEP | inventory | 2025-10-28 | LV |  | HW02-Hawiyah Warehouse | 2025-06-30 | 2025-06-16 | 0
4500585204-[10] | 908305010 : SWITCH,DISC,OVRHD,ABS,60HZ FREQ,200KV | LBS | ROH | DMS 2121 2467-366 | SCREW SELF TAPPING TORX M6 X 12 | 80 | 80 | 0 | free_stock | R58-A-1-K11B_SEP | inventory | 2025-10-28 | LV |  | HW02-Hawiyah Warehouse | 2025-06-30 | 2025-06-16 | 0
4500585204-[10] | 908305010 : SWITCH,DISC,OVRHD,ABS,60HZ FREQ,200KV | LBS | ROH | DMS 2121 2519-295 | BOLT SOCKET HEAD M4X20 | 8 | 8 | 0 | free_stock | R58-A-1-K11B_SEP | inventory | 2025-10-28 | LV |  | HW02-Hawiyah Warehouse | 2025-06-30 | 2025-06-16 | 0
4500585204-[10] | 908305010 : SWITCH,DISC,OVRHD,ABS,60HZ FREQ,200KV | LBS | ROH | DMS 2121 2519-368 | BOLT SOCKET CAP HEAD M6X16 | 16 | 16 | 0 | free_stock | 1-1-1-1 | inventory | 2025-10-28 | LV |  | HW02-Hawiyah Warehouse | 2025-06-30 | 2025-06-16 | 0
4500585204-[10] | 908305010 : SWITCH,DISC,OVRHD,ABS,60HZ FREQ,200KV | LBS | ROH | DMS 2126 2011-114 | NUT, HEX M5 | 96 | 96 | 0 | free_stock | R58-A-1-K11B_SEP | inventory | 2025-10-28 | LV |  | HW02-Hawiyah Warehouse | 2025-06-30 | 2025-06-16 | 0
4500585204-[10] | 908305010 : SWITCH,DISC,OVRHD,ABS,60HZ FREQ,200KV | LBS | ROH | EC-DIODE-BY255 | Flash light BY255_EC-DIODE-BY255 / EC-DIODE-BY255 Urrm=1300V In=3A | 20 | 20 | 0 | 6100K007 | 1-1-1-1 | inventory | 2025-10-28 | LV |  | HW02-Hawiyah Warehouse | 2025-06-30 | 2025-06-16 | 0
4500585204-[10] | 908305010 : SWITCH,DISC,OVRHD,ABS,60HZ FREQ,200KV | LBS | ROH | HBCBABNCBD1BBBD21G | REC615 2.0- HBCBABNCBD1BBBD21G | 4 | 4 | 0 | free_stock | 1-1-1-1 | inventory | 2025-10-28 | LV |  | HW02-Hawiyah Warehouse | 2025-06-30 | 2025-06-16 | 0
4500585204-[10] | 908305010 : SWITCH,DISC,OVRHD,ABS,60HZ FREQ,200KV | LBS | ROH | IN76350001-2 | APT_THERMOSTAT WITHOUT STEM,SETTING: 0-60 DEG.CENTIGRADE | 4 | 4 | 0 | free_stock | R57-B-1-K11B_SEP | inventory | 2025-10-28 | LV |  | HW02-Hawiyah Warehouse | 2025-06-30 | 2025-06-16 | 0
4500585204-[10] | 908305010 : SWITCH,DISC,OVRHD,ABS,60HZ FREQ,200KV | LBS | ROH | LSA-AD11J50CA | R&Y_AD11-J50CA/LXR23 RED ALARM LAMP 24VDC | 4 | 4 | 0 | 6100K007 | 1-1-1-1 | inventory | 2025-10-28 | LV |  | HW02-Hawiyah Warehouse | 2025-06-30 | 2025-06-16 | 0
4500585204-[10] | 908305010 : SWITCH,DISC,OVRHD,ABS,60HZ FREQ,200KV | LBS | ROH | LXW18-11B | SHF_LXW18-11B / LIMIT SWITCH 1NO+1NC | 8 | 8 | 0 | 6100K013 | R59-O-1-K013_SEP | inventory | 2025-10-28 | LV |  | HW02-Hawiyah Warehouse | 2025-06-30 | 2025-06-16 | 0
4500585204-[10] | 908305010 : SWITCH,DISC,OVRHD,ABS,60HZ FREQ,200KV | LBS | ROH | MMCM-C4/2 | CHINT_AC MINIATURE CIRCUIT BREAKER 2P 4A mMCM-C4/2 | 4 | 4 | 0 | 6100K007 | 1-1-1-1 | inventory | 2025-10-28 | LV |  | HW02-Hawiyah Warehouse | 2025-06-30 | 2025-06-16 | 0
4500585204-[10] | 908305010 : SWITCH,DISC,OVRHD,ABS,60HZ FREQ,200KV | LBS | ROH | MV-OHL-CPT-33KV-DP | Double Pole Control PT . Primary 33 kV : secondary 0.23kV, 200VA, Class 1. 700VAth .Frequency 60Hz .Out door type . Ambient 55 Degree C. Insulation level 36/95/200kV , Voltage factor :1.2Un Cont, As per IEC 61869-1&3 Class E.Primary terminal suitable for cable connection (clamp type) .Colour Grey for out door installation.Type test and routine test reports will be required .Laser printed name plate required. As per SEC Distribution standard Specification. | 4 | 4 | 0 | 6100K007 | 1-1-1-1 | inventory | 2025-10-28 | CPT |  | HW02-Hawiyah Warehouse | 2025-06-30 | 2025-06-16 | 0
4500585204-[10] | 908305010 : SWITCH,DISC,OVRHD,ABS,60HZ FREQ,200KV | LBS | ROH | MV2000-1685-06-W | WHITE TUBE, INNER DIA 3.5MM (1.5 WIRE) | 80 | 80 | 0 | free_stock | 1-1-1-1 | inventory | 2025-10-28 | LV |  | HW02-Hawiyah Warehouse | 2025-06-30 | 2025-06-16 | 0
4500585204-[10] | 908305010 : SWITCH,DISC,OVRHD,ABS,60HZ FREQ,200KV | LBS | ROH | MV2000-1865-01-W | WHITE TUBE, INNER DIA 4.0MM (2.5 WIRE) | 40 | 40 | 0 | free_stock | 1-1-1-1 | inventory | 2025-10-28 | LV |  | HW02-Hawiyah Warehouse | 2025-06-30 | 2025-06-16 | 0
4500585204-[10] | 908305010 : SWITCH,DISC,OVRHD,ABS,60HZ FREQ,200KV | LBS | ROH | NB1-10DC 1P | Miniature Circuit Breaker, MCB, 10A, 1P, C Type, DC | 8 | 8 | 0 | free_stock | 1-1-1-1 | inventory | 2025-10-28 | LV |  | HW02-Hawiyah Warehouse | 2025-06-30 | 2025-06-16 | 0
4500585204-[10] | 908305010 : SWITCH,DISC,OVRHD,ABS,60HZ FREQ,200KV | LBS | ROH | NB1-6DC 1P | Miniature Circuit Breaker, MCB, 6A, 1P, C Type, DC | 4 | 4 | 0 | 6100K007 | 1-1-1-1 | inventory | 2025-10-28 | LV |  | HW02-Hawiyah Warehouse | 2025-06-30 | 2025-06-16 | 0
4500585204-[10] | 908305010 : SWITCH,DISC,OVRHD,ABS,60HZ FREQ,200KV | LBS | ROH | NXA36CK630AM4-1 | Smart Outdoor LBS or Sectionalizer, 33kV,3P,400A,60Hz,200kV Bil,PM,SF6,1178MM MV-LBS& Sectionalizer SEC Item # 908334004 & SWITCH, DISC,LBS,SF6, LBS, 33kV 60Hz, 200kV BIL SEC Item #908305009 & 908305010 NXA36CK630AM4/Manual-Lock/Gauge/3CT/terminal-Cap-G/SA-Bracket/Painting/Counter | 4 | 4 | 0 | 6100K012B | 1-1-1-1 | inventory | 2025-10-28 | Gas Tank |  | HW02-Hawiyah Warehouse | 2025-06-30 | 2025-06-16 | 0
4500585204-[10] | 908305010 : SWITCH,DISC,OVRHD,ABS,60HZ FREQ,200KV | LBS | ROH | OP-PLT-SEC-T3-230-2907919 | C&J_CJ-T2-AC 10-20kA T2 2P, Ur=230VAC,Uo=255VAC (SURGE PROTECTION UNIT) | 4 | 4 | 0 | free_stock | 1-1-1-1 | inventory | 2025-10-28 | LV |  | HW02-Hawiyah Warehouse | 2025-06-30 | 2025-06-16 | 0
4500585204-[10] | 908305010 : SWITCH,DISC,OVRHD,ABS,60HZ FREQ,200KV | LBS | ROH | PL.AC30 | WZAZURE_PL.AC30 / THREE PIN SOCKET DIN RAIL MOUNTED | 4 | 4 | 0 | free_stock | R56-O-1-K11B_SEP | inventory | 2025-10-28 | LV |  | HW02-Hawiyah Warehouse | 2025-06-30 | 2025-06-16 | 0
4500585204-[10] | 908305010 : SWITCH,DISC,OVRHD,ABS,60HZ FREQ,200KV | LBS | ROH | PXC-0311171 | FB 10- RTK/S - Screw bridge, pitch: 8.2 mm, number of positions: 10, color: silver | 20 | 20 | 0 | free_stock | 1-1-1-1 | inventory | 2025-10-28 | LV |  | HW02-Hawiyah Warehouse | 2025-06-30 | 2025-06-16 | 0
4500585204-[10] | 908305010 : SWITCH,DISC,OVRHD,ABS,60HZ FREQ,200KV | LBS | ROH | PXC-3000834 | SCBI 10-6 W - Screw bridge, with spring washer and insulating collar, pitch: 6.2 mm, number of positions: 10, color: silver | 36 | 36 | 0 | free_stock | 1-1-1-1 | inventory | 2025-10-28 | LV |  | HW02-Hawiyah Warehouse | 2025-06-30 | 2025-06-16 | 0
4500585204-[10] | 908305010 : SWITCH,DISC,OVRHD,ABS,60HZ FREQ,200KV | LBS | ROH | PXC-3022218 | CLIPFIX 35 - End bracket, Quick mounting end clamp for NS 35/7,5 DIN rail or NS 35/15 DIN rail, with marking option, width: 9.5 mm, color: gray | 20 | 20 | 0 | free_stock | 1-1-1-1 | inventory | 2025-10-28 | LV |  | HW02-Hawiyah Warehouse | 2025-06-30 | 2025-06-16 | 0
4500585204-[10] | 908305010 : SWITCH,DISC,OVRHD,ABS,60HZ FREQ,200KV | LBS | ROH | PXC-3059809 | D-TB 4/10 - Cover, depth: 35.9 mm, width: 1.8 mm, height: 42.5 mm, color: dark gray | 40 | 40 | 0 | 6100K006 | 1-1-1-1 | inventory | 2025-10-28 | LV |  | HW02-Hawiyah Warehouse | 2025-06-30 | 2025-06-16 | 0
4500585204-[10] | 908305010 : SWITCH,DISC,OVRHD,ABS,60HZ FREQ,200KV | LBS | ROH | PXC-3246966 | E/TB - End bracket, for assembly on NS 32 or NS 35/7.5 DIN rail | 36 | 36 | 0 | free_stock | 1-1-1-1 | inventory | 2025-10-28 | LV |  | HW02-Hawiyah Warehouse | 2025-06-30 | 2025-06-16 | 0
4500585204-[10] | 908305010 : SWITCH,DISC,OVRHD,ABS,60HZ FREQ,200KV | LBS | ROH | PXC.3246023 | PHOENIX CONTACT_TB 4 EI / SCREW TERMINAL, 2PTS, 4 SQMM GREY | 240 | 240 | 0 | free_stock | R67-O-1-K11B_SEP | inventory | 2025-10-28 | LV |  | HW02-Hawiyah Warehouse | 2025-06-30 | 2025-06-16 | 0
4500585204-[10] | 908305010 : SWITCH,DISC,OVRHD,ABS,60HZ FREQ,200KV | LBS | ROH | PXC.5775287 | PHOENIX CONTACT_TB6-RTK-02 / DISCONNECT TERMINAL BLOCK 6 SQMM | 96 | 96 | 0 | free_stock | R15-I-1-K11A_SEP | inventory | 2025-10-28 | LV |  | HW02-Hawiyah Warehouse | 2025-06-30 | 2025-06-16 | 0
4500585204-[10] | 908305010 : SWITCH,DISC,OVRHD,ABS,60HZ FREQ,200KV | LBS | ROH | RH050 | VISHAY_HEATER RH050, 50W 4.7KOHM, 120-240V AC/DC | 4 | 4 | 0 | free_stock | 1-1-1-1 | inventory | 2025-10-28 | LV |  | HW02-Hawiyah Warehouse | 2025-06-30 | 2025-06-16 | 0
4500585204-[10] | 908305010 : SWITCH,DISC,OVRHD,ABS,60HZ FREQ,200KV | LBS | ROH | RMU000000108 | Plain Washer M5 ¦ 9ABA450075F1003 ¦ Local | 108 | 108 | 0 | free_stock | 1-1-1-1 | inventory | 2025-10-28 | LV |  | HW02-Hawiyah Warehouse | 2025-06-30 | 2025-06-16 | 0
4500585204-[10] | 908305010 : SWITCH,DISC,OVRHD,ABS,60HZ FREQ,200KV | LBS | ROH | RMU000000113 | Lock Washer M5 ¦ 9ABA450075F1008 ¦ Local | 12 | 12 | 0 | free_stock | R58-A-1-K11B_SEP | inventory | 2025-10-28 | LV |  | HW02-Hawiyah Warehouse | 2025-06-30 | 2025-06-16 | 0
4500585204-[10] | 908305010 : SWITCH,DISC,OVRHD,ABS,60HZ FREQ,200KV | LBS | ROH | RMU000000298 | CHINT_AUXILIARY CONTACT FOR MCB 1NO 1NC DC (XF9) | 4 | 4 | 0 | free_stock | 1-1-1-1 | inventory | 2025-10-28 | LV |  | HW02-Hawiyah Warehouse | 2025-06-30 | 2025-06-16 | 0
4500585204-[10] | 908305010 : SWITCH,DISC,OVRHD,ABS,60HZ FREQ,200KV | LBS | ROH | SEP10052 | ‭DISCONNECTING TB FOR CT, OTTA 6-T, BOLT W/O SPRING/0790462/OTTA 6-T P/P‬ | 24 | 24 | 0 | 6100K007 | 1-1-1-1 | inventory | 2025-10-28 | LV |  | HW02-Hawiyah Warehouse | 2025-06-30 | 2025-06-16 | 0
4500585204-[10] | 908305010 : SWITCH,DISC,OVRHD,ABS,60HZ FREQ,200KV | LBS | ROH | SEP10120 | ‭TIE MOUNT FOR SPARE TIE/HC-102/HC-102‬ | 40 | 40 | 0 | free_stock | R58-R-1-K007_SEP | inventory | 2025-10-28 | LV |  | HW02-Hawiyah Warehouse | 2025-06-30 | 2025-06-16 | 0
4500585204-[10] | 908305010 : SWITCH,DISC,OVRHD,ABS,60HZ FREQ,200KV | LBS | ROH | SEP10128 | ‭DIN RAIL SLOTTED/35X15X1.5X2 - HOLE/DIN RAIL‬ | 2 | 2 | 0 | 6100K006 | 1-1-1-1 | inventory | 2025-10-28 | LV |  | HW02-Hawiyah Warehouse | 2025-06-30 | 2025-06-16 | 0
4500585204-[10] | 908305010 : SWITCH,DISC,OVRHD,ABS,60HZ FREQ,200KV | LBS | ROH | SEP10160 | TRAFFOLYTE, BLACK/WHITE/WHITE - BLACK/TRAFFOLYTE | 2 | 2 | 0 | free_stock | 1-1-1-1 | inventory | 2025-10-28 | LV |  | HW02-Hawiyah Warehouse | 2025-06-30 | 2025-06-16 | 0
4500585204-[10] | 908305010 : SWITCH,DISC,OVRHD,ABS,60HZ FREQ,200KV | LBS | ROH | SEP10481 | End Cover, D-URTK ¦ 310020 ¦ PHOENIX | 4 | 4 | 0 | free_stock | 1-1-1-1 | inventory | 2025-10-28 | LV |  | HW02-Hawiyah Warehouse | 2025-06-30 | 2025-06-16 | 0
4500585204-[10] | 908305010 : SWITCH,DISC,OVRHD,ABS,60HZ FREQ,200KV | LBS | ROH | SEP10555 | TB NUMBERING MARKER (BLANK), UCT-TM 6 / 0828736 | 40 | 40 | 0 | free_stock | 1-1-1-1 | inventory | 2025-10-28 | LV |  | HW02-Hawiyah Warehouse | 2025-06-30 | 2025-06-16 | 0
4500585204-[10] | 908305010 : SWITCH,DISC,OVRHD,ABS,60HZ FREQ,200KV | LBS | ROH | SEP10556 | TB NUMBERING MARKER (BLANK), UCT-TM 8 / 0828740 | 24 | 24 | 0 | free_stock | 1-1-1-1 | inventory | 2025-10-28 | LV |  | HW02-Hawiyah Warehouse | 2025-06-30 | 2025-06-16 | 0
4500585204-[10] | 908305010 : SWITCH,DISC,OVRHD,ABS,60HZ FREQ,200KV | LBS | ROH | SEP10962 | TB, Terminal block, plastic, for 2.5mm wires, 12 connections per set | 0.66667 | 0.66667 | 0 | free_stock | 1-1-1-1 | inventory | 2025-10-28 | LV |  | HW02-Hawiyah Warehouse | 2025-06-30 | 2025-06-16 | 0
4500585204-[10] | 908305010 : SWITCH,DISC,OVRHD,ABS,60HZ FREQ,200KV | LBS | ROH | SEP11131 | Cable, Control, 1 CORE CU/PVC, 1.0 Sq.mm, Black, 105°, 600/1000V , 1 x 91.4 m | 2 | 2 | 0 | free_stock | 1-1-1-1 | inventory | 2025-10-28 | LV |  | HW02-Hawiyah Warehouse | 2025-06-30 | 2025-06-16 | 0
4500585204-[10] | 908305010 : SWITCH,DISC,OVRHD,ABS,60HZ FREQ,200KV | LBS | ROH | SEP11138 | Cable, Control, 1 CORE CU/PVC, 1.5 Sq.mm, Black, 105°, 600/1000V , 1 x 91.4 m | 12 | 12 | 0 | free_stock | 1-1-1-1 | inventory | 2025-10-28 | LV |  | HW02-Hawiyah Warehouse | 2025-06-30 | 2025-06-16 | 0
4500585204-[10] | 908305010 : SWITCH,DISC,OVRHD,ABS,60HZ FREQ,200KV | LBS | ROH | SEP11143 | Cable, Control, 1 CORE CU/PVC, 2.5 Sq.mm, Red, 105°, 600/1000V , 1 x 91.4 m | 1.2 | 1.2 | 0 | free_stock | 1-1-1-1 | inventory | 2025-10-28 | LV |  | HW02-Hawiyah Warehouse | 2025-06-30 | 2025-06-16 | 0
4500585204-[10] | 908305010 : SWITCH,DISC,OVRHD,ABS,60HZ FREQ,200KV | LBS | ROH | SEP11146 | Cable, Control, 1 CORE CU/PVC, 2.5 Sq.mm, Black, 105°, 600/1000V , 1 x 91.4 m | 4 | 4 | 0 | free_stock | 1-1-1-1 | inventory | 2025-10-28 | LV |  | HW02-Hawiyah Warehouse | 2025-06-30 | 2025-06-16 | 0
4500585204-[10] | 908305010 : SWITCH,DISC,OVRHD,ABS,60HZ FREQ,200KV | LBS | ROH | SEP11151 | Cable, Control, 1 CORE CU/PVC, 2.5 Sq.mm Yellow/Green, 105°, 600/1000V , 1 x 91.4 m | 1.2 | 1.2 | 0 | free_stock | 1-1-1-1 | inventory | 2025-10-28 | LV |  | HW02-Hawiyah Warehouse | 2025-06-30 | 2025-06-16 | 0
4500585204-[10] | 908305010 : SWITCH,DISC,OVRHD,ABS,60HZ FREQ,200KV | LBS | ROH | SFB220A24H300 | BEB OR DFE_SFB220A24H300/24VDC / BATTERY CHARGER INPUT 220VAC,OUTPUT 24VDC | 4 | 4 | 0 | 6100K007 | 1-1-1-1 | inventory | 2025-10-28 | LV |  | HW02-Hawiyah Warehouse | 2025-06-30 | 2025-06-16 | 0
4500585204-[10] | 908305010 : SWITCH,DISC,OVRHD,ABS,60HZ FREQ,200KV | LBS | ROH | VBC6-30-01-01 | ABB_VBC6-30-01-01 MINI REVERSING CONTACTOR | 4 | 4 | 0 | free_stock | 1-1-1-1 | inventory | 2025-10-28 | LV |  | HW02-Hawiyah Warehouse | 2025-06-30 | 2025-06-16 | 0
4500585204-[10] | 908305010 : SWITCH,DISC,OVRHD,ABS,60HZ FREQ,200KV | LBS | ROH | RMU000000119 | BOLT SOCKET CAP HEAD M3x12 ¦ 9ABA450075F1014 ¦ Local | 48 | 48 | 0 | free_stock | R58-A-1-K12B_SEP | inventory | 2025-10-28 | LV | Automated: Replaced 9ABA450075F1014 by RMU000000119. | HW02-Hawiyah Warehouse | 2025-06-30 | 2025-06-16 | 0
4500585204-[10] | 908305010 : SWITCH,DISC,OVRHD,ABS,60HZ FREQ,200KV | LBS | ROH | RMU000000120 | SEC Logo (Alminum 136x76) ¦ 9ABA450075F1015 ¦ Local | 4 | 4 | 0 | free_stock | 1-1-1-1 | inventory | 2025-10-28 | LV | Automated: Replaced 9ABA450075F1015 by RMU000000120. | HW02-Hawiyah Warehouse | 2025-06-30 | 2025-06-16 | 0
4500585204-[10] | 908305010 : SWITCH,DISC,OVRHD,ABS,60HZ FREQ,200KV | LBS | ROH | RMU000000121 | Danger Sign (Alminum 136x76) ¦ 9ABA450075F1016 ¦ Local | 4 | 4 | 0 | free_stock | INC-1-1-K12B_SEP | inventory | 2025-10-28 | LV | Automated: Replaced 9ABA450075F1016 by RMU000000121. | HW02-Hawiyah Warehouse | 2025-06-30 | 2025-06-16 | 0
4500585204-[10] | 908305010 : SWITCH,DISC,OVRHD,ABS,60HZ FREQ,200KV | LBS | ROH | RMU000000123 | LBS/Sectionalizer SEP Branding Label ¦ 9ABA450075F1018 ¦ Local | 4 | 4 | 0 | free_stock | INC-1-1-K12B_SEP | inventory | 2025-10-28 | LV | Automated: Replaced 9ABA450075F1018 by RMU000000123. | HW02-Hawiyah Warehouse | 2025-06-30 | 2025-06-16 | 0
4500585204-[10] | 908305010 : SWITCH,DISC,OVRHD,ABS,60HZ FREQ,200KV | LBS | ROH | DF240907005 | Flat Washers φ3 Stainless Steel | 64 | 64 | 0 | 6100K013 | 1-1-1-1 | inventory | 2025-10-28 | LV |  | HW02-Hawiyah Warehouse | 2025-06-30 | 2025-06-16 | 0
4500585204-[10] | 908305010 : SWITCH,DISC,OVRHD,ABS,60HZ FREQ,200KV | LBS | ROH | DMS 2126 2011-111 | NUT, HEX M3 | 64 | 64 | 0 | free_stock | R58-A-1-K017_SEP | inventory | 2025-10-28 | LV |  | HW02-Hawiyah Warehouse | 2025-06-30 | 2025-06-16 | 0
4500585204-[10] | 908305010 : SWITCH,DISC,OVRHD,ABS,60HZ FREQ,200KV | LBS | ROH | MV-CPT -CABL-ASSY | Cable Assembly - Outdoor flexible cable Black PVC 450/750 V, 95 °C heat & flame retardent, stranded annealed copper conductor, 4Cx 2.5 mm² of length 12 meter with connector type HQ-005-M (male connector) with H3A-MTG-M20 (hood) and DLX-M20 (gland) with H3A-KDBP (cover) terminated on one end (opposite end do not require processing), with steel cable tags on both cable ends, cable tag text "CPT cable" and loose supply of 1 base type H3A-MAG (base) with HQ-005-F (female connector) and H3A-KDTP (cover) - Used for OVR/LBS/Sectionalizer CPT connection | 4 | 4 | 0 | 6100K007 | 1-1-1-1 | inventory | 2025-10-28 | Cable |  | HW02-Hawiyah Warehouse | 2025-06-30 | 2025-06-16 | 0
4500585204-[10] | 908305010 : SWITCH,DISC,OVRHD,ABS,60HZ FREQ,200KV | LBS | ROH | MV-CT -C-CABL-ASSY-LBS | Cable Assembly - Outdoor flexible cable Black PVC 450/750 V, 95 °C heat & flame retardent, stranded annealed copper conductor, 10Cx 1.0 mm² of length 12 meter with connector type HQ-012-M (male connector) with H3A-MTG-M20 (hood) and DLX-M20 (gland) with H3A-KDBP (cover) terminated on one end (opposite end do not require processing), with steel cable tags on both cable ends, cable tag text "CT cable" and loose supply of 1 base type H3A-MAG (base) with HQ-012-F (female connector) and H3A-KDTP (cover) -Used for LBS/Sectionalizer CT connection | 4 | 4 | 0 | 6100K007 | 1-1-1-1 | inventory | 2025-10-28 | Cable |  | HW02-Hawiyah Warehouse | 2025-06-30 | 2025-06-16 | 0
4500585204-[10] | 908305010 : SWITCH,DISC,OVRHD,ABS,60HZ FREQ,200KV | LBS | ROH | MV-CVD-CABL-ASSY-LBS | Cable Assembly - Outdoor flexible cable Black PVC 450/750 V, 95 °C heat & flame retardent, stranded annealed copper conductor, 10C x 2 x 0.22 mm² of length 12 meter with connector type YD41-16TK-D20 terminated on one end (opposite end do not require processing), with steel cable tags on both cable ends, cable tag text "CVD cable" and loose supply of 1 base type YD41-16ZJ - Used for LBS/Sectionalizer CVD connection | 4 | 4 | 0 | 6100K007 | 1-1-1-1 | inventory | 2025-10-28 | Cable |  | HW02-Hawiyah Warehouse | 2025-06-30 | 2025-06-16 | 0
4500585204-[10] | 908305010 : SWITCH,DISC,OVRHD,ABS,60HZ FREQ,200KV | LBS | ROH | MV-MOT-C-CABL-ASSY-LBS | Cable Assembly | 4 | 4 | 0 | 6100K007 | 1-1-1-1 | inventory | 2025-10-28 | Cable | Automated: Replaced MV-MOT -C-CABL-ASSY-LBS by MV-MOT-C-CABL-ASSY-LBS. | HW02-Hawiyah Warehouse | 2025-06-30 | 2025-06-16 | 0
4500585212-[30] | 908305010 : SWITCH,DISC,OVRHD,ABS,60HZ FREQ,200KV | LBS | ROH | 13-B100DY | GREEN PUSH BOTTON WITH START ADAPTER | 13 | 13 | 0 | 6100K013 | R57-G-1-1 | inventory | 2025-10-28 | LV |  | RR01-Arar Warehouse | 2025-06-30 | 2025-06-16 | 0
4500585212-[30] | 908305010 : SWITCH,DISC,OVRHD,ABS,60HZ FREQ,200KV | LBS | ROH | 13-B200DK | RED PUSH BOTTON WITH ADAPTER STOP | 13 | 13 | 0 | 6100K013 | R56-J-1-1 | inventory | 2025-10-28 | LV |  | RR01-Arar Warehouse | 2025-06-30 | 2025-06-16 | 0
4500585212-[30] | 908305010 : SWITCH,DISC,OVRHD,ABS,60HZ FREQ,200KV | LBS | ROH | 13-B3 | BA9S ILLUMINATION CONTACT BLOCK HOLDER | 26 | 26 | 0 | 6100K013 | R57-O-1-1 | inventory | 2025-10-28 | LV |  | RR01-Arar Warehouse | 2025-06-30 | 2025-06-16 | 0
4500585212-[30] | 908305010 : SWITCH,DISC,OVRHD,ABS,60HZ FREQ,200KV | LBS | ROH | 13-LED24K | 24V BA9S LED LAMP RED | 13 | 13 | 0 | 6100K013 | R57-G-1-1 | inventory | 2025-10-28 | LV |  | RR01-Arar Warehouse | 2025-06-30 | 2025-06-16 | 0
4500585212-[30] | 908305010 : SWITCH,DISC,OVRHD,ABS,60HZ FREQ,200KV | LBS | ROH | 13-LED24Y | 24V BA9S LED LAMP GREEN | 13 | 13 | 0 | 6100K013 | R57-G-1-1 | inventory | 2025-10-28 | LV |  | RR01-Arar Warehouse | 2025-06-30 | 2025-06-16 | 0
4500585212-[30] | 908305010 : SWITCH,DISC,OVRHD,ABS,60HZ FREQ,200KV | LBS | ROH | 13-MBSD24S | INDICATION LIGHT YELLOW 24V AC/DC | 13 | 13 | 0 | free_stock | R57-O-1-1 | inventory | 2025-10-28 | LV |  | RR01-Arar Warehouse | 2025-06-30 | 2025-06-16 | 0
4500585212-[30] | 908305010 : SWITCH,DISC,OVRHD,ABS,60HZ FREQ,200KV | LBS | ROH | 1YAB53301XIX0000 | FLUORESCENT LAMP WITH DIFFUSER, 220VAC | 13 | 13 | 0 | 6100K006 | 1-1-1-1 | inventory | 2025-10-28 | LV |  | RR01-Arar Warehouse | 2025-06-30 | 2025-06-16 | 0
4500585212-[30] | 908305010 : SWITCH,DISC,OVRHD,ABS,60HZ FREQ,200KV | LBS | ROH | 1YAB5355CAB0000 | End Cover, D-OTTA6-T ¦ 790459 ¦ PHOENIX | 13 | 13 | 0 | 6100K023 | R53-R-1-K013_SEP | inventory | 2025-10-28 | LV |  | RR01-Arar Warehouse | 2025-06-30 | 2025-06-16 | 0
4500585212-[30] | 908305010 : SWITCH,DISC,OVRHD,ABS,60HZ FREQ,200KV | LBS | ROH | 1YAB5355DXB0000 | Marker, Terminal Strip, KLM-A ¦ 1004348 ¦ PHOENIX | 65 | 65 | 0 | free_stock | R59-G-1-MVBM_SEP | inventory | 2025-10-28 | LV |  | RR01-Arar Warehouse | 2025-06-30 | 2025-06-16 | 0
4500585212-[30] | 908305010 : SWITCH,DISC,OVRHD,ABS,60HZ FREQ,200KV | LBS | ROH | 1YHT480008P0311 | Empty LV Box for LBS & Sectionalizer (SECTOS 13.8kV & 33kV) with bracket for single pole | 13 | 13 | 0 | 6100K012B | WH2-1-1-K12B_SEP | inventory | 2025-10-28 | LV |  | RR01-Arar Warehouse | 2025-06-30 | 2025-06-16 | 0
4500585212-[30] | 908305010 : SWITCH,DISC,OVRHD,ABS,60HZ FREQ,200KV | LBS | ROH | 205036416 | Flat Washersφ4 | 78 | 78 | 0 | 6100K013 | 1-1-1-1 | inventory | 2025-10-28 | LV |  | RR01-Arar Warehouse | 2025-06-30 | 2025-06-16 | 0
4500585212-[30] | 908305010 : SWITCH,DISC,OVRHD,ABS,60HZ FREQ,200KV | LBS | ROH | 205041920 | Flat Washersφ6 | 52 | 52 | 0 | free_stock | 1-1-1-1 | inventory | 2025-10-28 | LV |  | RR01-Arar Warehouse | 2025-06-30 | 2025-06-16 | 0
4500585212-[30] | 908305010 : SWITCH,DISC,OVRHD,ABS,60HZ FREQ,200KV | LBS | ROH | 208004917 | 4G Communication Module, Make: China inhand, ,Ord:: Inhand IR302-FQ58 with Mushroom Antenna | 13 | 13 | 0 | 6100K013 | 1-1-1-1 | inventory | 2025-10-28 | LV |  | RR01-Arar Warehouse | 2025-06-30 | 2025-06-16 | 0
4500585212-[30] | 908305010 : SWITCH,DISC,OVRHD,ABS,60HZ FREQ,200KV | LBS | ROH | 211002077 | Hex nut M6 | 52 | 52 | 0 | 6100K013 | 1-1-1-1 | inventory | 2025-10-28 | LV |  | RR01-Arar Warehouse | 2025-06-30 | 2025-06-16 | 0
4500585212-[30] | 908305010 : SWITCH,DISC,OVRHD,ABS,60HZ FREQ,200KV | LBS | ROH | 5XECD.086.051 | Single Pole Mounting Brackets for LBS & Sectionalizer GT(SECTOS 13.8kV & 33kV) | 13 | 13 | 0 | 6100K011B | WH2-1-1-K11B_SEP | inventory | 2025-10-28 | Bracket |  | RR01-Arar Warehouse | 2025-06-30 | 2025-06-16 | 0
4500585212-[30] | 908305010 : SWITCH,DISC,OVRHD,ABS,60HZ FREQ,200KV | LBS | ROH | 5XECD.086.093.1 | Single Pole Mounting Brackets for CPT for LBS/Sectionalizer/Auto Recloser (SECTOS / OVR 13.8kV & 33kV) | 13 | 13 | 0 | free_stock | 1-1-1-1 | inventory | 2025-10-28 | Bracket |  | RR01-Arar Warehouse | 2025-06-30 | 2025-06-16 | 0
4500585212-[30] | 908305010 : SWITCH,DISC,OVRHD,ABS,60HZ FREQ,200KV | LBS | ROH | 6-CNFJ-22 | ZHE_6-CNFJ-22 / 12V 22Ah STORAGE BATTERY | 26 | 26 | 0 | free_stock | WH2-1-1-K11B_SEP | inventory | 2025-10-28 | LV |  | RR01-Arar Warehouse | 2025-06-30 | 2025-06-16 | 0
4500585212-[30] | 908305010 : SWITCH,DISC,OVRHD,ABS,60HZ FREQ,200KV | LBS | ROH | RMU000000106 | BOLT SOCKET CAP HEAD M5x60 ¦ 9ABA450075F1001 ¦ Local | 52 | 52 | 0 | free_stock | 1-1-1-1 | inventory | 2025-10-28 | LV | Automated: Replaced 9ABA450075F1001 by RMU000000106. | RR01-Arar Warehouse | 2025-06-30 | 2025-06-16 | 0
4500585212-[30] | 908305010 : SWITCH,DISC,OVRHD,ABS,60HZ FREQ,200KV | LBS | ROH | RMU000000107 | Bush Inner Dia 7x49 ¦ 9ABA450075F1002 ¦ Local | 52 | 52 | 0 | free_stock | R58-A-1-K11B_SEP | inventory | 2025-10-28 | LV | Automated: Replaced 9ABA450075F1002 by RMU000000107. | RR01-Arar Warehouse | 2025-06-30 | 2025-06-16 | 0
4500585212-[30] | 908305010 : SWITCH,DISC,OVRHD,ABS,60HZ FREQ,200KV | LBS | ROH | RMU000000109 | BOLT SOCKET CAP HEAD M5x20 ¦ 9ABA450075F1004 ¦ Local | 130 | 130 | 0 | free_stock | R58-A-1-K11B_SEP | inventory | 2025-10-28 | LV | Automated: Replaced 9ABA450075F1004 by RMU000000109. | RR01-Arar Warehouse | 2025-06-30 | 2025-06-16 | 0
4500585212-[30] | 908305010 : SWITCH,DISC,OVRHD,ABS,60HZ FREQ,200KV | LBS | ROH | RMU000000110 | BOLT SOCKET CAP HEAD M4x45 ¦ 9ABA450075F1005 ¦ Local | 26 | 26 | 0 | free_stock | R58-A-1-K11B_SEP | inventory | 2025-10-28 | LV | Automated: Replaced 9ABA450075F1005 by RMU000000110. | RR01-Arar Warehouse | 2025-06-30 | 2025-06-16 | 0
4500585212-[30] | 908305010 : SWITCH,DISC,OVRHD,ABS,60HZ FREQ,200KV | LBS | ROH | RMU000000112 | BOLT SOCKET CAP HEAD M5x16 ¦ 9ABA450075F1007 ¦ Local | 156 | 156 | 0 | free_stock | 1-1-1-1 | inventory | 2025-10-28 | LV | Automated: Replaced 9ABA450075F1007 by RMU000000112. | RR01-Arar Warehouse | 2025-06-30 | 2025-06-16 | 0
4500585212-[30] | 908305010 : SWITCH,DISC,OVRHD,ABS,60HZ FREQ,200KV | LBS | ROH | RMU000000113 | Lock Washer M5 ¦ 9ABA450075F1008 ¦ Local | 156 | 156 | 0 | free_stock | R58-A-1-K11B_SEP | inventory | 2025-10-28 | LV | Automated: Replaced 9ABA450075F1008 by RMU000000113. | RR01-Arar Warehouse | 2025-06-30 | 2025-06-16 | 0
4500585212-[30] | 908305010 : SWITCH,DISC,OVRHD,ABS,60HZ FREQ,200KV | LBS | ROH | RMU000000114 | BOLT SOCKET CAP HEAD M3x20 ¦ 9ABA450075F1009 ¦ Local | 52 | 52 | 0 | free_stock | R58-A-1-K017_SEP | inventory | 2025-10-28 | LV | Automated: Replaced 9ABA450075F1009 by RMU000000114. | RR01-Arar Warehouse | 2025-06-30 | 2025-06-16 | 0
4500585212-[30] | 908305010 : SWITCH,DISC,OVRHD,ABS,60HZ FREQ,200KV | LBS | ROH | RMU000000115 | Lock Washer M3 ¦ 9ABA450075F1010 ¦ Local | 52 | 52 | 0 | free_stock | 1-1-1-1 | inventory | 2025-10-28 | LV | Automated: Replaced 9ABA450075F1010 by RMU000000115. | RR01-Arar Warehouse | 2025-06-30 | 2025-06-16 | 0
4500585212-[30] | 908305010 : SWITCH,DISC,OVRHD,ABS,60HZ FREQ,200KV | LBS | ROH | RMU000000116 | Polycarbonate for limit switch ¦ 9ABA450075F1011 ¦ Local | 13 | 13 | 0 | free_stock | 1-1-1-1 | inventory | 2025-10-28 | LV | Automated: Replaced 9ABA450075F1011 by RMU000000116. | RR01-Arar Warehouse | 2025-06-30 | 2025-06-16 | 0
4500585212-[30] | 908305010 : SWITCH,DISC,OVRHD,ABS,60HZ FREQ,200KV | LBS | ROH | RMU000000117 | BOLT SOCKET CAP HEAD M4x40 ¦ 9ABA450075F1012 ¦ Local | 26 | 26 | 0 | free_stock | 1-1-1-1 | inventory | 2025-10-28 | LV | Automated: Replaced 9ABA450075F1012 by RMU000000117. | RR01-Arar Warehouse | 2025-06-30 | 2025-06-16 | 0
4500585212-[30] | 908305010 : SWITCH,DISC,OVRHD,ABS,60HZ FREQ,200KV | LBS | ROH | RMU000000118 | Bush Inner Dia 7x25 ¦ 9ABA450075F1013 ¦ Local | 26 | 26 | 0 | free_stock | R58-A-1-K11B_SEP | inventory | 2025-10-28 | LV | Automated: Replaced 9ABA450075F1013 by RMU000000118. | RR01-Arar Warehouse | 2025-06-30 | 2025-06-16 | 0
4500585212-[30] | 908305010 : SWITCH,DISC,OVRHD,ABS,60HZ FREQ,200KV | LBS | ROH | AE2000-1865-14 | Tube, Ferrule, Red, Inner Diameter 3.5 mm, 1.5 Wire | 130 | 130 | 0 | 6100K013 | INC-1-1-MVBM_SEP | consumption | 2025-08-10 | LV |  | RR01-Arar Warehouse | 2025-06-30 | 2025-06-16 | 0 | [5 empty] | Material Issue Order_MIO | 7982924
4500585212-[30] | 908305010 : SWITCH,DISC,OVRHD,ABS,60HZ FREQ,200KV | LBS | ROH | AX3122 | CHINT_AUXILIARY CONTACT FOR MCB 1NO 1NC AC | 13 | 13 | 0 | free_stock | R62-G-1-K017_SEP | inventory | 2025-10-28 | LV |  | RR01-Arar Warehouse | 2025-06-30 | 2025-06-16 | 0
4500585212-[30] | 908305010 : SWITCH,DISC,OVRHD,ABS,60HZ FREQ,200KV | LBS | ROH | CSB25A9PS2E- B L/R | 2 POSITION, LATCHING, SELECTOR SWITCH, 90DEGREES, 2 CONTACTS EACH, PAD LOCKABLE IN EACH POS (LOCAL/REMOTE) CSB25A9PS2E- B L/R | 13 | 13 | 0 | 6100K007 | 1-1-1-1 | inventory | 2025-10-28 | LV |  | RR01-Arar Warehouse | 2025-06-30 | 2025-06-16 | 0
4500585212-[30] | 908305010 : SWITCH,DISC,OVRHD,ABS,60HZ FREQ,200KV | LBS | ROH | CSB25A9PS2E- B OH/S | 2 POSITION, LATCHING, SELECTOR SWITCH, 90DEGREES, 2 CONTACTS EACH, PAD LOCKABLE IN EACH POS (OH-LBS/SECTIONALIZER) CSB25A9PS2E- B OH/S | 13 | 13 | 0 | 6100K007 | 1-1-1-1 | inventory | 2025-10-28 | LV |  | RR01-Arar Warehouse | 2025-06-30 | 2025-06-16 | 0
4500585212-[30] | 908305010 : SWITCH,DISC,OVRHD,ABS,60HZ FREQ,200KV | LBS | ROH | CSB25A9PS2E- B L/U | 2 POSITION, LATCHING, SELECTOR SWITCH, 90DEGREES, 2 CONTACTS EACH, PAD LOCKABLE IN EACH POS (LOCK/UNLOCK) CSB25A9PS2E- B L/U | 13 | 13 | 0 | 6100K011B | 1-1-1-1 | consumption | 2025-10-20 | LV |  | RR01-Arar Warehouse | 2025-06-30 | 2025-06-16 | 0 | [5 empty] | Work in Process Pick | 8192197
4500585212-[30] | 908305010 : SWITCH,DISC,OVRHD,ABS,60HZ FREQ,200KV | LBS | ROH | DF205040971 | φ4*12 Waterproof blind rivets Stainless steel | 260 | 260 | 0 | 6100K013 | 1-1-1-1 | inventory | 2025-10-28 | LV |  | RR01-Arar Warehouse | 2025-06-30 | 2025-06-16 | 0
4500585212-[30] | 908305010 : SWITCH,DISC,OVRHD,ABS,60HZ FREQ,200KV | LBS | ROH | DF240510009 | Self-locking nuts M4 | 26 | 26 | 0 | 6100K013 | 1-1-1-1 | inventory | 2025-10-28 | LV |  | RR01-Arar Warehouse | 2025-06-30 | 2025-06-16 | 0
4500585212-[30] | 908305010 : SWITCH,DISC,OVRHD,ABS,60HZ FREQ,200KV | LBS | ROH | DF240612003 | KSS-CV-150BK CABLE TIES 150X3.6 BALCK | 325 | 325 | 0 | 6100K013 | 1-1-1-1 | inventory | 2025-10-28 | LV |  | RR01-Arar Warehouse | 2025-06-30 | 2025-06-16 | 0
4500585212-[30] | 908305010 : SWITCH,DISC,OVRHD,ABS,60HZ FREQ,200KV | LBS | ROH | DF240612004 | HT-EXS25 EXPANDABLE SLEEVE - 25MM 100MTR/ROL | 13 | 13 | 0 | 6100K013 | 1-1-1-1 | inventory | 2025-10-28 | LV |  | RR01-Arar Warehouse | 2025-06-30 | 2025-06-16 | 0
4500585212-[30] | 908305010 : SWITCH,DISC,OVRHD,ABS,60HZ FREQ,200KV | LBS | ROH | DF240612005 | HT-EXS32 EXPANDABLE SLEEVE - 32MM 100MTR/ROL | 13 | 13 | 0 | 6100K013 | 1-1-1-1 | inventory | 2025-10-28 | LV |  | RR01-Arar Warehouse | 2025-06-30 | 2025-06-16 | 0
4500585212-[30] | 908305010 : SWITCH,DISC,OVRHD,ABS,60HZ FREQ,200KV | LBS | ROH | DF240612006 | KSS-KS-8B 8MM SPIRAL 15-60 WRAPPING BAND 10MTR/BAG | 13 | 13 | 0 | 6100K013 | 1-1-1-1 | inventory | 2025-10-28 | LV |  | RR01-Arar Warehouse | 2025-06-30 | 2025-06-16 | 0
4500585212-[30] | 908305010 : SWITCH,DISC,OVRHD,ABS,60HZ FREQ,200KV | LBS | ROH | DF240612007 | KSS-KS-12B 12MM SPIRAL 20-65 WRAPPING BAND 10MTR/BAG | 13 | 13 | 0 | 6100KDP02 | R54-A-1-K013_SEP | inventory | 2025-10-28 | LV |  | RR01-Arar Warehouse | 2025-06-30 | 2025-06-16 | 0
4500585212-[30] | 908305010 : SWITCH,DISC,OVRHD,ABS,60HZ FREQ,200KV | LBS | ROH | DF241124003 | Spring washersφ6 Stainless steel | 52 | 52 | 0 | 6100K013 | R55-I-1-K013_SEP | inventory | 2025-10-28 | LV |  | RR01-Arar Warehouse | 2025-06-30 | 2025-06-16 | 0
4500585212-[30] | 908305010 : SWITCH,DISC,OVRHD,ABS,60HZ FREQ,200KV | LBS | ROH | DF241126013 | KSS-CV-200MBK BLACK NYLON CABLE TIES (200MMX2.5MM) | 325 | 325 | 0 | 6100K013 | 1-1-1-1 | inventory | 2025-10-28 | LV |  | RR01-Arar Warehouse | 2025-06-30 | 2025-06-16 | 0
4500585212-[30] | 908305010 : SWITCH,DISC,OVRHD,ABS,60HZ FREQ,200KV | LBS | ROH | DF241128001 | spring washerφ4 Stainless Steel | 52 | 52 | 0 | 6100K013 | 1-1-1-1 | inventory | 2025-10-28 | LV |  | RR01-Arar Warehouse | 2025-06-30 | 2025-06-16 | 0
4500585212-[30] | 908305010 : SWITCH,DISC,OVRHD,ABS,60HZ FREQ,200KV | LBS | ROH | DF241128002 | Hex nuts M4 | 52 | 52 | 0 | 6100K013 | 1-1-1-1 | inventory | 2025-10-28 | LV |  | RR01-Arar Warehouse | 2025-06-30 | 2025-06-16 | 0
4500585212-[30] | 908305010 : SWITCH,DISC,OVRHD,ABS,60HZ FREQ,200KV | LBS | ROH | DMS 2121 2467-366 | SCREW SELF TAPPING TORX M6 X 12 | 260 | 260 | 0 | free_stock | R58-A-1-K11B_SEP | inventory | 2025-10-28 | LV |  | RR01-Arar Warehouse | 2025-06-30 | 2025-06-16 | 0
4500585212-[30] | 908305010 : SWITCH,DISC,OVRHD,ABS,60HZ FREQ,200KV | LBS | ROH | DMS 2121 2519-295 | BOLT SOCKET HEAD M4X20 | 26 | 26 | 0 | free_stock | R58-A-1-K11B_SEP | inventory | 2025-10-28 | LV |  | RR01-Arar Warehouse | 2025-06-30 | 2025-06-16 | 0
4500585212-[30] | 908305010 : SWITCH,DISC,OVRHD,ABS,60HZ FREQ,200KV | LBS | ROH | DMS 2121 2519-368 | BOLT SOCKET CAP HEAD M6X16 | 52 | 52 | 0 | free_stock | 1-1-1-1 | inventory | 2025-10-28 | LV |  | RR01-Arar Warehouse | 2025-06-30 | 2025-06-16 | 0
4500585212-[30] | 908305010 : SWITCH,DISC,OVRHD,ABS,60HZ FREQ,200KV | LBS | ROH | DMS 2126 2011-114 | NUT, HEX M5 | 312 | 312 | 0 | free_stock | R58-A-1-K11B_SEP | inventory | 2025-10-28 | LV |  | RR01-Arar Warehouse | 2025-06-30 | 2025-06-16 | 0
4500585212-[30] | 908305010 : SWITCH,DISC,OVRHD,ABS,60HZ FREQ,200KV | LBS | ROH | EC-DIODE-BY255 | Flash light BY255_EC-DIODE-BY255 / EC-DIODE-BY255 Urrm=1300V In=3A | 65 | 65 | 0 | 6100K007 | 1-1-1-1 | inventory | 2025-10-28 | LV |  | RR01-Arar Warehouse | 2025-06-30 | 2025-06-16 | 0
4500585212-[30] | 908305010 : SWITCH,DISC,OVRHD,ABS,60HZ FREQ,200KV | LBS | ROH | HBCBABNCBD1BBBD21G | REC615 2.0- HBCBABNCBD1BBBD21G | 13 | 13 | 0 | free_stock | 1-1-1-1 | inventory | 2025-10-28 | LV |  | RR01-Arar Warehouse | 2025-06-30 | 2025-06-16 | 0
4500585212-[30] | 908305010 : SWITCH,DISC,OVRHD,ABS,60HZ FREQ,200KV | LBS | ROH | IN76350001-2 | APT_THERMOSTAT WITHOUT STEM,SETTING: 0-60 DEG.CENTIGRADE | 13 | 13 | 0 | free_stock | R57-B-1-K11B_SEP | inventory | 2025-10-28 | LV |  | RR01-Arar Warehouse | 2025-06-30 | 2025-06-16 | 0
4500585212-[30] | 908305010 : SWITCH,DISC,OVRHD,ABS,60HZ FREQ,200KV | LBS | ROH | LSA-AD11J50CA | R&Y_AD11-J50CA/LXR23 RED ALARM LAMP 24VDC | 13 | 13 | 0 | 6100K007 | 1-1-1-1 | inventory | 2025-10-28 | LV |  | RR01-Arar Warehouse | 2025-06-30 | 2025-06-16 | 0
4500585212-[30] | 908305010 : SWITCH,DISC,OVRHD,ABS,60HZ FREQ,200KV | LBS | ROH | LXW18-11B | SHF_LXW18-11B / LIMIT SWITCH 1NO+1NC | 26 | 26 | 0 | 6100K013 | R59-O-1-K013_SEP | inventory | 2025-10-28 | LV |  | RR01-Arar Warehouse | 2025-06-30 | 2025-06-16 | 0
4500585212-[30] | 908305010 : SWITCH,DISC,OVRHD,ABS,60HZ FREQ,200KV | LBS | ROH | MMCM-C4/2 | CHINT_AC MINIATURE CIRCUIT BREAKER 2P 4A mMCM-C4/2 | 13 | 13 | 0 | 6100K007 | 1-1-1-1 | inventory | 2025-10-28 | LV |  | RR01-Arar Warehouse | 2025-06-30 | 2025-06-16 | 0
4500585212-[30] | 908305010 : SWITCH,DISC,OVRHD,ABS,60HZ FREQ,200KV | LBS | ROH | MV-OHL-CPT-33KV-DP | Double Pole Control PT . Primary 33 kV : secondary 0.23kV, 200VA, Class 1. 700VAth .Frequency 60Hz .Out door type . Ambient 55 Degree C. Insulation level 36/95/200kV , Voltage factor :1.2Un Cont, As per IEC 61869-1&3 Class E.Primary terminal suitable for cable connection (clamp type) .Colour Grey for out door installation.Type test and routine test reports will be required .Laser printed name plate required. As per SEC Distribution standard Specification. | 13 | 13 | 0 | 6100K007 | 1-1-1-1 | inventory | 2025-10-28 | CPT |  | RR01-Arar Warehouse | 2025-06-30 | 2025-06-16 | 0
4500585212-[30] | 908305010 : SWITCH,DISC,OVRHD,ABS,60HZ FREQ,200KV | LBS | ROH | MV2000-1685-06-W | WHITE TUBE, INNER DIA 3.5MM (1.5 WIRE) | 260 | 260 | 0 | free_stock | 1-1-1-1 | inventory | 2025-10-28 | LV |  | RR01-Arar Warehouse | 2025-06-30 | 2025-06-16 | 0
4500585212-[30] | 908305010 : SWITCH,DISC,OVRHD,ABS,60HZ FREQ,200KV | LBS | ROH | MV2000-1865-01-W | WHITE TUBE, INNER DIA 4.0MM (2.5 WIRE) | 130 | 130 | 0 | free_stock | 1-1-1-1 | inventory | 2025-10-28 | LV |  | RR01-Arar Warehouse | 2025-06-30 | 2025-06-16 | 0
4500585212-[30] | 908305010 : SWITCH,DISC,OVRHD,ABS,60HZ FREQ,200KV | LBS | ROH | NB1-10DC 1P | Miniature Circuit Breaker, MCB, 10A, 1P, C Type, DC | 26 | 26 | 0 | free_stock | 1-1-1-1 | inventory | 2025-10-28 | LV |  | RR01-Arar Warehouse | 2025-06-30 | 2025-06-16 | 0
4500585212-[30] | 908305010 : SWITCH,DISC,OVRHD,ABS,60HZ FREQ,200KV | LBS | ROH | NB1-6DC 1P | Miniature Circuit Breaker, MCB, 6A, 1P, C Type, DC | 13 | 13 | 0 | free_stock | R62-G-1-K017_SEP | inventory | 2025-10-28 | LV |  | RR01-Arar Warehouse | 2025-06-30 | 2025-06-16 | 0
4500585212-[30] | 908305010 : SWITCH,DISC,OVRHD,ABS,60HZ FREQ,200KV | LBS | ROH | NXA36CK630AM4-1 | Smart Outdoor LBS or Sectionalizer, 33kV,3P,400A,60Hz,200kV Bil,PM,SF6,1178MM MV-LBS& Sectionalizer SEC Item # 908334004 & SWITCH, DISC,LBS,SF6, LBS, 33kV 60Hz, 200kV BIL SEC Item #908305009 & 908305010 NXA36CK630AM4/Manual-Lock/Gauge/3CT/terminal-Cap-G/SA-Bracket/Painting/Counter | 13 | 13 | 0 | 6100K012B | 1-1-1-1 | inventory | 2025-10-28 | Gas Tank |  | RR01-Arar Warehouse | 2025-06-30 | 2025-06-16 | 0
4500585212-[30] | 908305010 : SWITCH,DISC,OVRHD,ABS,60HZ FREQ,200KV | LBS | ROH | OP-PLT-SEC-T3-230-2907919 | C&J_CJ-T2-AC 10-20kA T2 2P, Ur=230VAC,Uo=255VAC (SURGE PROTECTION UNIT) | 13 | 13 | 0 | free_stock | R57-J-1-1 | inventory | 2025-10-28 | LV |  | RR01-Arar Warehouse | 2025-06-30 | 2025-06-16 | 0
4500585212-[30] | 908305010 : SWITCH,DISC,OVRHD,ABS,60HZ FREQ,200KV | LBS | ROH | PL.AC30 | WZAZURE_PL.AC30 / THREE PIN SOCKET DIN RAIL MOUNTED | 13 | 13 | 0 | free_stock | R56-O-1-K11B_SEP | inventory | 2025-10-28 | LV |  | RR01-Arar Warehouse | 2025-06-30 | 2025-06-16 | 0
4500585212-[30] | 908305010 : SWITCH,DISC,OVRHD,ABS,60HZ FREQ,200KV | LBS | ROH | PXC-0311171 | FB 10- RTK/S - Screw bridge, pitch: 8.2 mm, number of positions: 10, color: silver | 65 | 65 | 0 | free_stock | 1-1-1-1 | inventory | 2025-10-28 | LV |  | RR01-Arar Warehouse | 2025-06-30 | 2025-06-16 | 0
4500585212-[30] | 908305010 : SWITCH,DISC,OVRHD,ABS,60HZ FREQ,200KV | LBS | ROH | PXC-3000834 | SCBI 10-6 W - Screw bridge, with spring washer and insulating collar, pitch: 6.2 mm, number of positions: 10, color: silver | 117 | 117 | 0 | free_stock | 1-1-1-1 | inventory | 2025-10-28 | LV |  | RR01-Arar Warehouse | 2025-06-30 | 2025-06-16 | 0
4500585212-[30] | 908305010 : SWITCH,DISC,OVRHD,ABS,60HZ FREQ,200KV | LBS | ROH | PXC-3022218 | CLIPFIX 35 - End bracket, Quick mounting end clamp for NS 35/7,5 DIN rail or NS 35/15 DIN rail, with marking option, width: 9.5 mm, color: gray | 65 | 65 | 0 | free_stock | 1-1-1-1 | inventory | 2025-10-28 | LV |  | RR01-Arar Warehouse | 2025-06-30 | 2025-06-16 | 0
4500585212-[30] | 908305010 : SWITCH,DISC,OVRHD,ABS,60HZ FREQ,200KV | LBS | ROH | PXC-3059809 | D-TB 4/10 - Cover, depth: 35.9 mm, width: 1.8 mm, height: 42.5 mm, color: dark gray | 130 | 130 | 0 | 6100K006 | 1-1-1-1 | inventory | 2025-10-28 | LV |  | RR01-Arar Warehouse | 2025-06-30 | 2025-06-16 | 0
4500585212-[30] | 908305010 : SWITCH,DISC,OVRHD,ABS,60HZ FREQ,200KV | LBS | ROH | PXC-3246966 | E/TB - End bracket, for assembly on NS 32 or NS 35/7.5 DIN rail | 117 | 117 | 0 | free_stock | 1-1-1-1 | inventory | 2025-10-28 | LV |  | RR01-Arar Warehouse | 2025-06-30 | 2025-06-16 | 0
4500585212-[30] | 908305010 : SWITCH,DISC,OVRHD,ABS,60HZ FREQ,200KV | LBS | ROH | PXC.3246023 | PHOENIX CONTACT_TB 4 EI / SCREW TERMINAL, 2PTS, 4 SQMM GREY | 780 | 780 | 0 | free_stock | R67-O-1-K11B_SEP | inventory | 2025-10-28 | LV |  | RR01-Arar Warehouse | 2025-06-30 | 2025-06-16 | 0
4500585212-[30] | 908305010 : SWITCH,DISC,OVRHD,ABS,60HZ FREQ,200KV | LBS | ROH | PXC.5775287 | PHOENIX CONTACT_TB6-RTK-02 / DISCONNECT TERMINAL BLOCK 6 SQMM | 312 | 312 | 0 | free_stock | R15-I-1-K11A_SEP | inventory | 2025-10-28 | LV |  | RR01-Arar Warehouse | 2025-06-30 | 2025-06-16 | 0
4500585212-[30] | 908305010 : SWITCH,DISC,OVRHD,ABS,60HZ FREQ,200KV | LBS | ROH | RH050 | VISHAY_HEATER RH050, 50W 4.7KOHM, 120-240V AC/DC | 13 | 13 | 0 | 6100K007 | 1-1-1-1 | inventory | 2025-10-28 | LV |  | RR01-Arar Warehouse | 2025-06-30 | 2025-06-16 | 0
4500585212-[30] | 908305010 : SWITCH,DISC,OVRHD,ABS,60HZ FREQ,200KV | LBS | ROH | RMU000000108 | Plain Washer M5 ¦ 9ABA450075F1003 ¦ Local | 351 | 351 | 0 | free_stock | 1-1-1-1 | inventory | 2025-10-28 | LV |  | RR01-Arar Warehouse | 2025-06-30 | 2025-06-16 | 0
4500585212-[30] | 908305010 : SWITCH,DISC,OVRHD,ABS,60HZ FREQ,200KV | LBS | ROH | RMU000000113 | Lock Washer M5 ¦ 9ABA450075F1008 ¦ Local | 39 | 39 | 0 | free_stock | R58-A-1-K11B_SEP | inventory | 2025-10-28 | LV |  | RR01-Arar Warehouse | 2025-06-30 | 2025-06-16 | 0
4500585212-[30] | 908305010 : SWITCH,DISC,OVRHD,ABS,60HZ FREQ,200KV | LBS | ROH | RMU000000298 | CHINT_AUXILIARY CONTACT FOR MCB 1NO 1NC DC (XF9) | 13 | 13 | 0 | free_stock | 1-1-1-1 | inventory | 2025-10-28 | LV |  | RR01-Arar Warehouse | 2025-06-30 | 2025-06-16 | 0
4500585212-[30] | 908305010 : SWITCH,DISC,OVRHD,ABS,60HZ FREQ,200KV | LBS | ROH | SEP10052 | ‭DISCONNECTING TB FOR CT, OTTA 6-T, BOLT W/O SPRING/0790462/OTTA 6-T P/P‬ | 78 | 78 | 0 | 6100K007 | 1-1-1-1 | inventory | 2025-10-28 | LV |  | RR01-Arar Warehouse | 2025-06-30 | 2025-06-16 | 0
4500585212-[30] | 908305010 : SWITCH,DISC,OVRHD,ABS,60HZ FREQ,200KV | LBS | ROH | SEP10120 | ‭TIE MOUNT FOR SPARE TIE/HC-102/HC-102‬ | 130 | 130 | 0 | free_stock | R58-R-1-K007_SEP | inventory | 2025-10-28 | LV |  | RR01-Arar Warehouse | 2025-06-30 | 2025-06-16 | 0
4500585212-[30] | 908305010 : SWITCH,DISC,OVRHD,ABS,60HZ FREQ,200KV | LBS | ROH | SEP10128 | ‭DIN RAIL SLOTTED/35X15X1.5X2 - HOLE/DIN RAIL‬ | 6.5 | 6.5 | 0 | 6100K006 | 1-1-1-1 | inventory | 2025-10-28 | LV |  | RR01-Arar Warehouse | 2025-06-30 | 2025-06-16 | 0
4500585212-[30] | 908305010 : SWITCH,DISC,OVRHD,ABS,60HZ FREQ,200KV | LBS | ROH | SEP10160 | TRAFFOLYTE, BLACK/WHITE/WHITE - BLACK/TRAFFOLYTE | 6.5 | 6.5 | 0 | free_stock | 1-1-1-1 | inventory | 2025-10-28 | LV |  | RR01-Arar Warehouse | 2025-06-30 | 2025-06-16 | 0
4500585212-[30] | 908305010 : SWITCH,DISC,OVRHD,ABS,60HZ FREQ,200KV | LBS | ROH | SEP10481 | End Cover, D-URTK ¦ 310020 ¦ PHOENIX | 13 | 13 | 0 | free_stock | 1-1-1-1 | inventory | 2025-10-28 | LV |  | RR01-Arar Warehouse | 2025-06-30 | 2025-06-16 | 0
4500585212-[30] | 908305010 : SWITCH,DISC,OVRHD,ABS,60HZ FREQ,200KV | LBS | ROH | SEP10555 | TB NUMBERING MARKER (BLANK), UCT-TM 6 / 0828736 | 130 | 130 | 0 | free_stock | 1-1-1-1 | inventory | 2025-10-28 | LV |  | RR01-Arar Warehouse | 2025-06-30 | 2025-06-16 | 0
4500585212-[30] | 908305010 : SWITCH,DISC,OVRHD,ABS,60HZ FREQ,200KV | LBS | ROH | SEP10556 | TB NUMBERING MARKER (BLANK), UCT-TM 8 / 0828740 | 78 | 78 | 0 | free_stock | 1-1-1-1 | inventory | 2025-10-28 | LV |  | RR01-Arar Warehouse | 2025-06-30 | 2025-06-16 | 0
4500585212-[30] | 908305010 : SWITCH,DISC,OVRHD,ABS,60HZ FREQ,200KV | LBS | ROH | SEP10962 | TB, Terminal block, plastic, for 2.5mm wires, 12 connections per set | 2.1667 | 2.1667 | 0 | free_stock | 1-1-1-1 | inventory | 2025-10-28 | LV |  | RR01-Arar Warehouse | 2025-06-30 | 2025-06-16 | 0
4500585212-[30] | 908305010 : SWITCH,DISC,OVRHD,ABS,60HZ FREQ,200KV | LBS | ROH | SEP11131 | Cable, Control, 1 CORE CU/PVC, 1.0 Sq.mm, Black, 105°, 600/1000V , 1 x 91.4 m | 6.5 | 6.5 | 0 | free_stock | 1-1-1-1 | inventory | 2025-10-28 | LV |  | RR01-Arar Warehouse | 2025-06-30 | 2025-06-16 | 0
4500585212-[30] | 908305010 : SWITCH,DISC,OVRHD,ABS,60HZ FREQ,200KV | LBS | ROH | SEP11138 | Cable, Control, 1 CORE CU/PVC, 1.5 Sq.mm, Black, 105°, 600/1000V , 1 x 91.4 m | 39 | 39 | 0 | free_stock | 1-1-1-1 | inventory | 2025-10-28 | LV |  | RR01-Arar Warehouse | 2025-06-30 | 2025-06-16 | 0
4500585212-[30] | 908305010 : SWITCH,DISC,OVRHD,ABS,60HZ FREQ,200KV | LBS | ROH | SEP11143 | Cable, Control, 1 CORE CU/PVC, 2.5 Sq.mm, Red, 105°, 600/1000V , 1 x 91.4 m | 3.9 | 3.9 | 0 | free_stock | 1-1-1-1 | inventory | 2025-10-28 | LV |  | RR01-Arar Warehouse | 2025-06-30 | 2025-06-16 | 0
4500585212-[30] | 908305010 : SWITCH,DISC,OVRHD,ABS,60HZ FREQ,200KV | LBS | ROH | SEP11146 | Cable, Control, 1 CORE CU/PVC, 2.5 Sq.mm, Black, 105°, 600/1000V , 1 x 91.4 m | 13 | 13 | 0 | free_stock | 1-1-1-1 | inventory | 2025-10-28 | LV |  | RR01-Arar Warehouse | 2025-06-30 | 2025-06-16 | 0
4500585212-[30] | 908305010 : SWITCH,DISC,OVRHD,ABS,60HZ FREQ,200KV | LBS | ROH | SEP11151 | Cable, Control, 1 CORE CU/PVC, 2.5 Sq.mm Yellow/Green, 105°, 600/1000V , 1 x 91.4 m | 3.9 | 3.9 | 0 | free_stock | 1-1-1-1 | inventory | 2025-10-28 | LV |  | RR01-Arar Warehouse | 2025-06-30 | 2025-06-16 | 0
4500585212-[30] | 908305010 : SWITCH,DISC,OVRHD,ABS,60HZ FREQ,200KV | LBS | ROH | SFB220A24H300 | BEB OR DFE_SFB220A24H300/24VDC / BATTERY CHARGER INPUT 220VAC,OUTPUT 24VDC | 13 | 13 | 0 | free_stock | 1-1-1-1 | inventory | 2025-10-28 | LV |  | RR01-Arar Warehouse | 2025-06-30 | 2025-06-16 | 0
4500585212-[30] | 908305010 : SWITCH,DISC,OVRHD,ABS,60HZ FREQ,200KV | LBS | ROH | VBC6-30-01-01 | ABB_VBC6-30-01-01 MINI REVERSING CONTACTOR | 13 | 13 | 0 | free_stock | 1-1-1-1 | inventory | 2025-10-28 | LV |  | RR01-Arar Warehouse | 2025-06-30 | 2025-06-16 | 0
4500585212-[30] | 908305010 : SWITCH,DISC,OVRHD,ABS,60HZ FREQ,200KV | LBS | ROH | RMU000000119 | BOLT SOCKET CAP HEAD M3x12 ¦ 9ABA450075F1014 ¦ Local | 156 | 156 | 0 | free_stock | R58-A-1-K12B_SEP | inventory | 2025-10-28 | LV | Automated: Replaced 9ABA450075F1014 by RMU000000119. | RR01-Arar Warehouse | 2025-06-30 | 2025-06-16 | 0
4500585212-[30] | 908305010 : SWITCH,DISC,OVRHD,ABS,60HZ FREQ,200KV | LBS | ROH | RMU000000120 | SEC Logo (Alminum 136x76) ¦ 9ABA450075F1015 ¦ Local | 13 | 13 | 0 | free_stock | 1-1-1-1 | inventory | 2025-10-28 | LV | Automated: Replaced 9ABA450075F1015 by RMU000000120. | RR01-Arar Warehouse | 2025-06-30 | 2025-06-16 | 0
4500585212-[30] | 908305010 : SWITCH,DISC,OVRHD,ABS,60HZ FREQ,200KV | LBS | ROH | RMU000000121 | Danger Sign (Alminum 136x76) ¦ 9ABA450075F1016 ¦ Local | 13 | 13 | 0 | free_stock | INC-1-1-K12B_SEP | inventory | 2025-10-28 | LV | Automated: Replaced 9ABA450075F1016 by RMU000000121. | RR01-Arar Warehouse | 2025-06-30 | 2025-06-16 | 0
4500585212-[30] | 908305010 : SWITCH,DISC,OVRHD,ABS,60HZ FREQ,200KV | LBS | ROH | RMU000000123 | LBS/Sectionalizer SEP Branding Label ¦ 9ABA450075F1018 ¦ Local | 13 | 13 | 0 | free_stock | INC-1-1-K12B_SEP | inventory | 2025-10-28 | LV | Automated: Replaced 9ABA450075F1018 by RMU000000123. | RR01-Arar Warehouse | 2025-06-30 | 2025-06-16 | 0
4500585212-[30] | 908305010 : SWITCH,DISC,OVRHD,ABS,60HZ FREQ,200KV | LBS | ROH | DF240907005 | Flat Washers φ3 Stainless Steel | 208 | 208 | 0 | 6100K013 | 1-1-1-1 | inventory | 2025-10-28 | LV |  | RR01-Arar Warehouse | 2025-06-30 | 2025-06-16 | 0
4500585212-[30] | 908305010 : SWITCH,DISC,OVRHD,ABS,60HZ FREQ,200KV | LBS | ROH | DMS 2126 2011-111 | NUT, HEX M3 | 208 | 208 | 0 | free_stock | R58-A-1-K017_SEP | inventory | 2025-10-28 | LV |  | RR01-Arar Warehouse | 2025-06-30 | 2025-06-16 | 0
4500585212-[30] | 908305010 : SWITCH,DISC,OVRHD,ABS,60HZ FREQ,200KV | LBS | ROH | MV-CPT -CABL-ASSY | Cable Assembly - Outdoor flexible cable Black PVC 450/750 V, 95 °C heat & flame retardent, stranded annealed copper conductor, 4Cx 2.5 mm² of length 12 meter with connector type HQ-005-M (male connector) with H3A-MTG-M20 (hood) and DLX-M20 (gland) with H3A-KDBP (cover) terminated on one end (opposite end do not require processing), with steel cable tags on both cable ends, cable tag text "CPT cable" and loose supply of 1 base type H3A-MAG (base) with HQ-005-F (female connector) and H3A-KDTP (cover) - Used for OVR/LBS/Sectionalizer CPT connection | 13 | 13 | 0 | 6100K007 | 1-1-1-1 | inventory | 2025-10-28 | Cable |  | RR01-Arar Warehouse | 2025-06-30 | 2025-06-16 | 0
4500585212-[30] | 908305010 : SWITCH,DISC,OVRHD,ABS,60HZ FREQ,200KV | LBS | ROH | MV-CT -C-CABL-ASSY-LBS | Cable Assembly - Outdoor flexible cable Black PVC 450/750 V, 95 °C heat & flame retardent, stranded annealed copper conductor, 10Cx 1.0 mm² of length 12 meter with connector type HQ-012-M (male connector) with H3A-MTG-M20 (hood) and DLX-M20 (gland) with H3A-KDBP (cover) terminated on one end (opposite end do not require processing), with steel cable tags on both cable ends, cable tag text "CT cable" and loose supply of 1 base type H3A-MAG (base) with HQ-012-F (female connector) and H3A-KDTP (cover) -Used for LBS/Sectionalizer CT connection | 13 | 13 | 0 | 6100K007 | 1-1-1-1 | inventory | 2025-10-28 | Cable |  | RR01-Arar Warehouse | 2025-06-30 | 2025-06-16 | 0
4500585212-[30] | 908305010 : SWITCH,DISC,OVRHD,ABS,60HZ FREQ,200KV | LBS | ROH | MV-CVD-CABL-ASSY-LBS | Cable Assembly - Outdoor flexible cable Black PVC 450/750 V, 95 °C heat & flame retardent, stranded annealed copper conductor, 10C x 2 x 0.22 mm² of length 12 meter with connector type YD41-16TK-D20 terminated on one end (opposite end do not require processing), with steel cable tags on both cable ends, cable tag text "CVD cable" and loose supply of 1 base type YD41-16ZJ - Used for LBS/Sectionalizer CVD connection | 13 | 13 | 0 | 6100K007 | 1-1-1-1 | inventory | 2025-10-28 | Cable |  | RR01-Arar Warehouse | 2025-06-30 | 2025-06-16 | 0
4500585212-[30] | 908305010 : SWITCH,DISC,OVRHD,ABS,60HZ FREQ,200KV | LBS | ROH | MV-MOT-C-CABL-ASSY-LBS | Cable Assembly | 13 | 13 | 0 | 6100K007 | 1-1-1-1 | inventory | 2025-10-28 | Cable | Automated: Replaced MV-MOT -C-CABL-ASSY-LBS by MV-MOT-C-CABL-ASSY-LBS. | RR01-Arar Warehouse | 2025-06-30 | 2025-06-16 | 0
4500585218-[10] | 908305010 : SWITCH,DISC,OVRHD,ABS,60HZ FREQ,200KV | LBS | ROH | 13-B100DY | GREEN PUSH BOTTON WITH START ADAPTER | 13 | 13 | 0 | 6100K013 | R57-G-1-1 | inventory | 2025-10-28 | LV |  | AH01-Abha Network Warehouse | 2025-06-30 | 2025-06-16 | 0
4500585218-[10] | 908305010 : SWITCH,DISC,OVRHD,ABS,60HZ FREQ,200KV | LBS | ROH | 13-B200DK | RED PUSH BOTTON WITH ADAPTER STOP | 13 | 13 | 0 | 6100K013 | R56-J-1-1 | inventory | 2025-10-28 | LV |  | AH01-Abha Network Warehouse | 2025-06-30 | 2025-06-16 | 0
4500585218-[10] | 908305010 : SWITCH,DISC,OVRHD,ABS,60HZ FREQ,200KV | LBS | ROH | 13-B3 | BA9S ILLUMINATION CONTACT BLOCK HOLDER | 26 | 26 | 0 | 6100K013 | R57-O-1-1 | inventory | 2025-10-28 | LV |  | AH01-Abha Network Warehouse | 2025-06-30 | 2025-06-16 | 0
4500585218-[10] | 908305010 : SWITCH,DISC,OVRHD,ABS,60HZ FREQ,200KV | LBS | ROH | 13-LED24K | 24V BA9S LED LAMP RED | 13 | 13 | 0 | 6100K013 | R57-G-1-1 | inventory | 2025-10-28 | LV |  | AH01-Abha Network Warehouse | 2025-06-30 | 2025-06-16 | 0
4500585218-[10] | 908305010 : SWITCH,DISC,OVRHD,ABS,60HZ FREQ,200KV | LBS | ROH | 13-LED24Y | 24V BA9S LED LAMP GREEN | 13 | 13 | 0 | 6100K013 | R57-G-1-1 | inventory | 2025-10-28 | LV |  | AH01-Abha Network Warehouse | 2025-06-30 | 2025-06-16 | 0
4500585218-[10] | 908305010 : SWITCH,DISC,OVRHD,ABS,60HZ FREQ,200KV | LBS | ROH | 13-MBSD24S | INDICATION LIGHT YELLOW 24V AC/DC | 13 | 13 | 0 | free_stock | R57-O-1-1 | inventory | 2025-10-28 | LV |  | AH01-Abha Network Warehouse | 2025-06-30 | 2025-06-16 | 0
4500585218-[10] | 908305010 : SWITCH,DISC,OVRHD,ABS,60HZ FREQ,200KV | LBS | ROH | 1YAB53301XIX0000 | FLUORESCENT LAMP WITH DIFFUSER, 220VAC | 13 | 13 | 0 | 6100K006 | 1-1-1-1 | inventory | 2025-10-28 | LV |  | AH01-Abha Network Warehouse | 2025-06-30 | 2025-06-16 | 0
4500585218-[10] | 908305010 : SWITCH,DISC,OVRHD,ABS,60HZ FREQ,200KV | LBS | ROH | 1YAB5355CAB0000 | End Cover, D-OTTA6-T ¦ 790459 ¦ PHOENIX | 13 | 13 | 0 | 6100K023 | R53-R-1-K013_SEP | inventory | 2025-10-28 | LV |  | AH01-Abha Network Warehouse | 2025-06-30 | 2025-06-16 | 0
4500585218-[10] | 908305010 : SWITCH,DISC,OVRHD,ABS,60HZ FREQ,200KV | LBS | ROH | 1YAB5355DXB0000 | Marker, Terminal Strip, KLM-A ¦ 1004348 ¦ PHOENIX | 65 | 65 | 0 | free_stock | R59-G-1-MVBM_SEP | inventory | 2025-10-28 | LV |  | AH01-Abha Network Warehouse | 2025-06-30 | 2025-06-16 | 0
4500585218-[10] | 908305010 : SWITCH,DISC,OVRHD,ABS,60HZ FREQ,200KV | LBS | ROH | 1YHT480008P0311 | Empty LV Box for LBS & Sectionalizer (SECTOS 13.8kV & 33kV) with bracket for single pole | 13 | 13 | 0 | 6100K012B | WH2-1-1-K12B_SEP | inventory | 2025-10-28 | LV |  | AH01-Abha Network Warehouse | 2025-06-30 | 2025-06-16 | 0
4500585218-[10] | 908305010 : SWITCH,DISC,OVRHD,ABS,60HZ FREQ,200KV | LBS | ROH | 205036416 | Flat Washersφ4 | 78 | 78 | 0 | 6100K013 | 1-1-1-1 | inventory | 2025-10-28 | LV |  | AH01-Abha Network Warehouse | 2025-06-30 | 2025-06-16 | 0
4500585218-[10] | 908305010 : SWITCH,DISC,OVRHD,ABS,60HZ FREQ,200KV | LBS | ROH | 205041920 | Flat Washersφ6 | 52 | 52 | 0 | free_stock | 1-1-1-1 | inventory | 2025-10-28 | LV |  | AH01-Abha Network Warehouse | 2025-06-30 | 2025-06-16 | 0
4500585218-[10] | 908305010 : SWITCH,DISC,OVRHD,ABS,60HZ FREQ,200KV | LBS | ROH | 208004917 | 4G Communication Module, Make: China inhand, ,Ord:: Inhand IR302-FQ58 with Mushroom Antenna | 13 | 13 | 0 | 6100K013 | 1-1-1-1 | inventory | 2025-10-28 | LV |  | AH01-Abha Network Warehouse | 2025-06-30 | 2025-06-16 | 0
4500585218-[10] | 908305010 : SWITCH,DISC,OVRHD,ABS,60HZ FREQ,200KV | LBS | ROH | 211002077 | Hex nut M6 | 52 | 52 | 0 | 6100K013 | 1-1-1-1 | inventory | 2025-10-28 | LV |  | AH01-Abha Network Warehouse | 2025-06-30 | 2025-06-16 | 0
4500585218-[10] | 908305010 : SWITCH,DISC,OVRHD,ABS,60HZ FREQ,200KV | LBS | ROH | 5XECD.086.051 | Single Pole Mounting Brackets for LBS & Sectionalizer GT(SECTOS 13.8kV & 33kV) | 13 | 13 | 0 | free_stock | 1-1-1-1 | inventory | 2025-10-28 | Bracket |  | AH01-Abha Network Warehouse | 2025-06-30 | 2025-06-16 | 0
4500585218-[10] | 908305010 : SWITCH,DISC,OVRHD,ABS,60HZ FREQ,200KV | LBS | ROH | 5XECD.086.093.1 | Single Pole Mounting Brackets for CPT for LBS/Sectionalizer/Auto Recloser (SECTOS / OVR 13.8kV & 33kV) | 13 | 13 | 0 | free_stock | 1-1-1-1 | inventory | 2025-10-28 | Bracket |  | AH01-Abha Network Warehouse | 2025-06-30 | 2025-06-16 | 0
4500585218-[10] | 908305010 : SWITCH,DISC,OVRHD,ABS,60HZ FREQ,200KV | LBS | ROH | 6-CNFJ-22 | ZHE_6-CNFJ-22 / 12V 22Ah STORAGE BATTERY | 26 | 26 | 0 | 6100K007 | 1-1-1-1 | inventory | 2025-10-28 | LV |  | AH01-Abha Network Warehouse | 2025-06-30 | 2025-06-16 | 0
4500585218-[10] | 908305010 : SWITCH,DISC,OVRHD,ABS,60HZ FREQ,200KV | LBS | ROH | RMU000000106 | BOLT SOCKET CAP HEAD M5x60 ¦ 9ABA450075F1001 ¦ Local | 52 | 52 | 0 | free_stock | 1-1-1-1 | inventory | 2025-10-28 | LV | Automated: Replaced 9ABA450075F1001 by RMU000000106. | AH01-Abha Network Warehouse | 2025-06-30 | 2025-06-16 | 0
4500585218-[10] | 908305010 : SWITCH,DISC,OVRHD,ABS,60HZ FREQ,200KV | LBS | ROH | RMU000000107 | Bush Inner Dia 7x49 ¦ 9ABA450075F1002 ¦ Local | 52 | 52 | 0 | free_stock | R58-A-1-K11B_SEP | inventory | 2025-10-28 | LV | Automated: Replaced 9ABA450075F1002 by RMU000000107. | AH01-Abha Network Warehouse | 2025-06-30 | 2025-06-16 | 0
4500585218-[10] | 908305010 : SWITCH,DISC,OVRHD,ABS,60HZ FREQ,200KV | LBS | ROH | RMU000000109 | BOLT SOCKET CAP HEAD M5x20 ¦ 9ABA450075F1004 ¦ Local | 130 | 130 | 0 | free_stock | R58-A-1-K11B_SEP | inventory | 2025-10-28 | LV | Automated: Replaced 9ABA450075F1004 by RMU000000109. | AH01-Abha Network Warehouse | 2025-06-30 | 2025-06-16 | 0
4500585218-[10] | 908305010 : SWITCH,DISC,OVRHD,ABS,60HZ FREQ,200KV | LBS | ROH | RMU000000110 | BOLT SOCKET CAP HEAD M4x45 ¦ 9ABA450075F1005 ¦ Local | 26 | 26 | 0 | free_stock | 1-1-1-1 | inventory | 2025-10-28 | LV | Automated: Replaced 9ABA450075F1005 by RMU000000110. | AH01-Abha Network Warehouse | 2025-06-30 | 2025-06-16 | 0
4500585218-[10] | 908305010 : SWITCH,DISC,OVRHD,ABS,60HZ FREQ,200KV | LBS | ROH | RMU000000112 | BOLT SOCKET CAP HEAD M5x16 ¦ 9ABA450075F1007 ¦ Local | 156 | 156 | 0 | free_stock | 1-1-1-1 | inventory | 2025-10-28 | LV | Automated: Replaced 9ABA450075F1007 by RMU000000112. | AH01-Abha Network Warehouse | 2025-06-30 | 2025-06-16 | 0
4500585218-[10] | 908305010 : SWITCH,DISC,OVRHD,ABS,60HZ FREQ,200KV | LBS | ROH | RMU000000113 | Lock Washer M5 ¦ 9ABA450075F1008 ¦ Local | 156 | 156 | 0 | free_stock | R58-A-1-K11B_SEP | inventory | 2025-10-28 | LV | Automated: Replaced 9ABA450075F1008 by RMU000000113. | AH01-Abha Network Warehouse | 2025-06-30 | 2025-06-16 | 0
4500585218-[10] | 908305010 : SWITCH,DISC,OVRHD,ABS,60HZ FREQ,200KV | LBS | ROH | RMU000000114 | BOLT SOCKET CAP HEAD M3x20 ¦ 9ABA450075F1009 ¦ Local | 52 | 52 | 0 | free_stock | R58-A-1-K017_SEP | inventory | 2025-10-28 | LV | Automated: Replaced 9ABA450075F1009 by RMU000000114. | AH01-Abha Network Warehouse | 2025-06-30 | 2025-06-16 | 0
4500585218-[10] | 908305010 : SWITCH,DISC,OVRHD,ABS,60HZ FREQ,200KV | LBS | ROH | RMU000000115 | Lock Washer M3 ¦ 9ABA450075F1010 ¦ Local | 52 | 52 | 0 | free_stock | 1-1-1-1 | inventory | 2025-10-28 | LV | Automated: Replaced 9ABA450075F1010 by RMU000000115. | AH01-Abha Network Warehouse | 2025-06-30 | 2025-06-16 | 0
4500585218-[10] | 908305010 : SWITCH,DISC,OVRHD,ABS,60HZ FREQ,200KV | LBS | ROH | RMU000000116 | Polycarbonate for limit switch ¦ 9ABA450075F1011 ¦ Local | 13 | 13 | 0 | free_stock | 1-1-1-1 | inventory | 2025-10-28 | LV | Automated: Replaced 9ABA450075F1011 by RMU000000116. | AH01-Abha Network Warehouse | 2025-06-30 | 2025-06-16 | 0
4500585218-[10] | 908305010 : SWITCH,DISC,OVRHD,ABS,60HZ FREQ,200KV | LBS | ROH | RMU000000117 | BOLT SOCKET CAP HEAD M4x40 ¦ 9ABA450075F1012 ¦ Local | 26 | 26 | 0 | free_stock | R58-A-1-K12B_SEP | inventory | 2025-10-28 | LV | Automated: Replaced 9ABA450075F1012 by RMU000000117. | AH01-Abha Network Warehouse | 2025-06-30 | 2025-06-16 | 0
4500585218-[10] | 908305010 : SWITCH,DISC,OVRHD,ABS,60HZ FREQ,200KV | LBS | ROH | RMU000000118 | Bush Inner Dia 7x25 ¦ 9ABA450075F1013 ¦ Local | 26 | 26 | 0 | free_stock | 1-1-1-1 | inventory | 2025-10-28 | LV | Automated: Replaced 9ABA450075F1013 by RMU000000118. | AH01-Abha Network Warehouse | 2025-06-30 | 2025-06-16 | 0
4500585218-[10] | 908305010 : SWITCH,DISC,OVRHD,ABS,60HZ FREQ,200KV | LBS | ROH | AE2000-1865-14 | Tube, Ferrule, Red, Inner Diameter 3.5 mm, 1.5 Wire | 130 | 130 | 0 | 6100K013 | INC-1-1-MVBM_SEP | consumption | 2025-08-10 | LV |  | AH01-Abha Network Warehouse | 2025-06-30 | 2025-06-16 | 0 | [5 empty] | Material Issue Order_MIO | 7982924
4500585218-[10] | 908305010 : SWITCH,DISC,OVRHD,ABS,60HZ FREQ,200KV | LBS | ROH | AX3122 | CHINT_AUXILIARY CONTACT FOR MCB 1NO 1NC AC | 13 | 13 | 0 | free_stock | R62-G-1-K017_SEP | inventory | 2025-10-28 | LV |  | AH01-Abha Network Warehouse | 2025-06-30 | 2025-06-16 | 0
4500585218-[10] | 908305010 : SWITCH,DISC,OVRHD,ABS,60HZ FREQ,200KV | LBS | ROH | CSB25A9PS2E- B L/R | 2 POSITION, LATCHING, SELECTOR SWITCH, 90DEGREES, 2 CONTACTS EACH, PAD LOCKABLE IN EACH POS (LOCAL/REMOTE) CSB25A9PS2E- B L/R | 13 | 13 | 0 | 6100K007 | 1-1-1-1 | inventory | 2025-10-28 | LV |  | AH01-Abha Network Warehouse | 2025-06-30 | 2025-06-16 | 0
4500585218-[10] | 908305010 : SWITCH,DISC,OVRHD,ABS,60HZ FREQ,200KV | LBS | ROH | CSB25A9PS2E- B OH/S | 2 POSITION, LATCHING, SELECTOR SWITCH, 90DEGREES, 2 CONTACTS EACH, PAD LOCKABLE IN EACH POS (OH-LBS/SECTIONALIZER) CSB25A9PS2E- B OH/S | 13 | 13 | 0 | 6100K007 | 1-1-1-1 | inventory | 2025-10-28 | LV |  | AH01-Abha Network Warehouse | 2025-06-30 | 2025-06-16 | 0
4500585218-[10] | 908305010 : SWITCH,DISC,OVRHD,ABS,60HZ FREQ,200KV | LBS | ROH | CSB25A9PS2E- B L/U | 2 POSITION, LATCHING, SELECTOR SWITCH, 90DEGREES, 2 CONTACTS EACH, PAD LOCKABLE IN EACH POS (LOCK/UNLOCK) CSB25A9PS2E- B L/U | 13 | 13 | 0 | 6100K011B | 1-1-1-1 | consumption | 2025-10-20 | LV |  | AH01-Abha Network Warehouse | 2025-06-30 | 2025-06-16 | 0 | [5 empty] | Work in Process Pick | 8192197
4500585218-[10] | 908305010 : SWITCH,DISC,OVRHD,ABS,60HZ FREQ,200KV | LBS | ROH | DF205040971 | φ4*12 Waterproof blind rivets Stainless steel | 260 | 260 | 0 | 6100K013 | 1-1-1-1 | inventory | 2025-10-28 | LV |  | AH01-Abha Network Warehouse | 2025-06-30 | 2025-06-16 | 0
4500585218-[10] | 908305010 : SWITCH,DISC,OVRHD,ABS,60HZ FREQ,200KV | LBS | ROH | DF240510009 | Self-locking nuts M4 | 26 | 26 | 0 | 6100K013 | 1-1-1-1 | inventory | 2025-10-28 | LV |  | AH01-Abha Network Warehouse | 2025-06-30 | 2025-06-16 | 0
4500585218-[10] | 908305010 : SWITCH,DISC,OVRHD,ABS,60HZ FREQ,200KV | LBS | ROH | DF240612003 | KSS-CV-150BK CABLE TIES 150X3.6 BALCK | 325 | 325 | 0 | 6100K013 | 1-1-1-1 | inventory | 2025-10-28 | LV |  | AH01-Abha Network Warehouse | 2025-06-30 | 2025-06-16 | 0
4500585218-[10] | 908305010 : SWITCH,DISC,OVRHD,ABS,60HZ FREQ,200KV | LBS | ROH | DF240612004 | HT-EXS25 EXPANDABLE SLEEVE - 25MM 100MTR/ROL | 13 | 13 | 0 | 6100K013 | 1-1-1-1 | inventory | 2025-10-28 | LV |  | AH01-Abha Network Warehouse | 2025-06-30 | 2025-06-16 | 0
4500585218-[10] | 908305010 : SWITCH,DISC,OVRHD,ABS,60HZ FREQ,200KV | LBS | ROH | DF240612005 | HT-EXS32 EXPANDABLE SLEEVE - 32MM 100MTR/ROL | 13 | 13 | 0 | 6100K013 | 1-1-1-1 | inventory | 2025-10-28 | LV |  | AH01-Abha Network Warehouse | 2025-06-30 | 2025-06-16 | 0
4500585218-[10] | 908305010 : SWITCH,DISC,OVRHD,ABS,60HZ FREQ,200KV | LBS | ROH | DF240612006 | KSS-KS-8B 8MM SPIRAL 15-60 WRAPPING BAND 10MTR/BAG | 13 | 13 | 0 | 6100K013 | 1-1-1-1 | inventory | 2025-10-28 | LV |  | AH01-Abha Network Warehouse | 2025-06-30 | 2025-06-16 | 0
4500585218-[10] | 908305010 : SWITCH,DISC,OVRHD,ABS,60HZ FREQ,200KV | LBS | ROH | DF240612007 | KSS-KS-12B 12MM SPIRAL 20-65 WRAPPING BAND 10MTR/BAG | 13 | 13 | 0 | 6100KDP02 | R54-A-1-K013_SEP | inventory | 2025-10-28 | LV |  | AH01-Abha Network Warehouse | 2025-06-30 | 2025-06-16 | 0
4500585218-[10] | 908305010 : SWITCH,DISC,OVRHD,ABS,60HZ FREQ,200KV | LBS | ROH | DF241124003 | Spring washersφ6 Stainless steel | 52 | 52 | 0 | 6100K013 | R55-I-1-K013_SEP | inventory | 2025-10-28 | LV |  | AH01-Abha Network Warehouse | 2025-06-30 | 2025-06-16 | 0
4500585218-[10] | 908305010 : SWITCH,DISC,OVRHD,ABS,60HZ FREQ,200KV | LBS | ROH | DF241126013 | KSS-CV-200MBK BLACK NYLON CABLE TIES (200MMX2.5MM) | 325 | 325 | 0 | 6100K013 | 1-1-1-1 | inventory | 2025-10-28 | LV |  | AH01-Abha Network Warehouse | 2025-06-30 | 2025-06-16 | 0
4500585218-[10] | 908305010 : SWITCH,DISC,OVRHD,ABS,60HZ FREQ,200KV | LBS | ROH | DF241128001 | spring washerφ4 Stainless Steel | 52 | 52 | 0 | 6100K013 | 1-1-1-1 | inventory | 2025-10-28 | LV |  | AH01-Abha Network Warehouse | 2025-06-30 | 2025-06-16 | 0
4500585218-[10] | 908305010 : SWITCH,DISC,OVRHD,ABS,60HZ FREQ,200KV | LBS | ROH | DF241128002 | Hex nuts M4 | 52 | 52 | 0 | free_stock | R58-A-1-K017_SEP | inventory | 2025-10-28 | LV |  | AH01-Abha Network Warehouse | 2025-06-30 | 2025-06-16 | 0
4500585218-[10] | 908305010 : SWITCH,DISC,OVRHD,ABS,60HZ FREQ,200KV | LBS | ROH | DMS 2121 2467-366 | SCREW SELF TAPPING TORX M6 X 12 | 260 | 260 | 0 | free_stock | R58-A-1-K11B_SEP | inventory | 2025-10-28 | LV |  | AH01-Abha Network Warehouse | 2025-06-30 | 2025-06-16 | 0
4500585218-[10] | 908305010 : SWITCH,DISC,OVRHD,ABS,60HZ FREQ,200KV | LBS | ROH | DMS 2121 2519-295 | BOLT SOCKET HEAD M4X20 | 26 | 26 | 0 | free_stock | R58-A-1-K11B_SEP | inventory | 2025-10-28 | LV |  | AH01-Abha Network Warehouse | 2025-06-30 | 2025-06-16 | 0
4500585218-[10] | 908305010 : SWITCH,DISC,OVRHD,ABS,60HZ FREQ,200KV | LBS | ROH | DMS 2121 2519-368 | BOLT SOCKET CAP HEAD M6X16 | 52 | 52 | 0 | 6100K007 | 1-1-1-1 | inventory | 2025-10-28 | LV |  | AH01-Abha Network Warehouse | 2025-06-30 | 2025-06-16 | 0
4500585218-[10] | 908305010 : SWITCH,DISC,OVRHD,ABS,60HZ FREQ,200KV | LBS | ROH | DMS 2126 2011-114 | NUT, HEX M5 | 312 | 312 | 0 | free_stock | R58-A-1-K11B_SEP | inventory | 2025-10-28 | LV |  | AH01-Abha Network Warehouse | 2025-06-30 | 2025-06-16 | 0
4500585218-[10] | 908305010 : SWITCH,DISC,OVRHD,ABS,60HZ FREQ,200KV | LBS | ROH | EC-DIODE-BY255 | Flash light BY255_EC-DIODE-BY255 / EC-DIODE-BY255 Urrm=1300V In=3A | 65 | 65 | 0 | 6100K007 | 1-1-1-1 | inventory | 2025-10-28 | LV |  | AH01-Abha Network Warehouse | 2025-06-30 | 2025-06-16 | 0
4500585218-[10] | 908305010 : SWITCH,DISC,OVRHD,ABS,60HZ FREQ,200KV | LBS | ROH | HBCBABNCBD1BBBD21G | REC615 2.0- HBCBABNCBD1BBBD21G | 13 | 13 | 0 | free_stock | 1-1-1-1 | inventory | 2025-10-28 | LV |  | AH01-Abha Network Warehouse | 2025-06-30 | 2025-06-16 | 0
4500585218-[10] | 908305010 : SWITCH,DISC,OVRHD,ABS,60HZ FREQ,200KV | LBS | ROH | IN76350001-2 | APT_THERMOSTAT WITHOUT STEM,SETTING: 0-60 DEG.CENTIGRADE | 13 | 13 | 0 | free_stock | R57-B-1-K11B_SEP | inventory | 2025-10-28 | LV |  | AH01-Abha Network Warehouse | 2025-06-30 | 2025-06-16 | 0
4500585218-[10] | 908305010 : SWITCH,DISC,OVRHD,ABS,60HZ FREQ,200KV | LBS | ROH | LSA-AD11J50CA | R&Y_AD11-J50CA/LXR23 RED ALARM LAMP 24VDC | 13 | 13 | 0 | 6100K007 | 1-1-1-1 | inventory | 2025-10-28 | LV |  | AH01-Abha Network Warehouse | 2025-06-30 | 2025-06-16 | 0
4500585218-[10] | 908305010 : SWITCH,DISC,OVRHD,ABS,60HZ FREQ,200KV | LBS | ROH | LXW18-11B | SHF_LXW18-11B / LIMIT SWITCH 1NO+1NC | 26 | 26 | 0 | 6100K013 | R59-O-1-K013_SEP | inventory | 2025-10-28 | LV |  | AH01-Abha Network Warehouse | 2025-06-30 | 2025-06-16 | 0
4500585218-[10] | 908305010 : SWITCH,DISC,OVRHD,ABS,60HZ FREQ,200KV | LBS | ROH | MMCM-C4/2 | CHINT_AC MINIATURE CIRCUIT BREAKER 2P 4A mMCM-C4/2 | 13 | 13 | 0 | 6100K007 | 1-1-1-1 | inventory | 2025-10-28 | LV |  | AH01-Abha Network Warehouse | 2025-06-30 | 2025-06-16 | 0
4500585218-[10] | 908305010 : SWITCH,DISC,OVRHD,ABS,60HZ FREQ,200KV | LBS | ROH | MV-OHL-CPT-33KV-DP | Double Pole Control PT . Primary 33 kV : secondary 0.23kV, 200VA, Class 1. 700VAth .Frequency 60Hz .Out door type . Ambient 55 Degree C. Insulation level 36/95/200kV , Voltage factor :1.2Un Cont, As per IEC 61869-1&3 Class E.Primary terminal suitable for cable connection (clamp type) .Colour Grey for out door installation.Type test and routine test reports will be required .Laser printed name plate required. As per SEC Distribution standard Specification. | 13 | 13 | 0 | 6100K007 | 1-1-1-1 | inventory | 2025-10-28 | CPT |  | AH01-Abha Network Warehouse | 2025-06-30 | 2025-06-16 | 0
4500585218-[10] | 908305010 : SWITCH,DISC,OVRHD,ABS,60HZ FREQ,200KV | LBS | ROH | MV2000-1685-06-W | WHITE TUBE, INNER DIA 3.5MM (1.5 WIRE) | 260 | 260 | 0 | free_stock | 1-1-1-1 | inventory | 2025-10-28 | LV |  | AH01-Abha Network Warehouse | 2025-06-30 | 2025-06-16 | 0
4500585218-[10] | 908305010 : SWITCH,DISC,OVRHD,ABS,60HZ FREQ,200KV | LBS | ROH | MV2000-1865-01-W | WHITE TUBE, INNER DIA 4.0MM (2.5 WIRE) | 130 | 130 | 0 | free_stock | 1-1-1-1 | inventory | 2025-10-28 | LV |  | AH01-Abha Network Warehouse | 2025-06-30 | 2025-06-16 | 0
4500585218-[10] | 908305010 : SWITCH,DISC,OVRHD,ABS,60HZ FREQ,200KV | LBS | ROH | NB1-10DC 1P | Miniature Circuit Breaker, MCB, 10A, 1P, C Type, DC | 26 | 26 | 0 | free_stock | 1-1-1-1 | inventory | 2025-10-28 | LV |  | AH01-Abha Network Warehouse | 2025-06-30 | 2025-06-16 | 0
4500585218-[10] | 908305010 : SWITCH,DISC,OVRHD,ABS,60HZ FREQ,200KV | LBS | ROH | NB1-6DC 1P | Miniature Circuit Breaker, MCB, 6A, 1P, C Type, DC | 13 | 13 | 0 | 6100K007 | 1-1-1-1 | inventory | 2025-10-28 | LV |  | AH01-Abha Network Warehouse | 2025-06-30 | 2025-06-16 | 0
4500585218-[10] | 908305010 : SWITCH,DISC,OVRHD,ABS,60HZ FREQ,200KV | LBS | ROH | NXA36CK630AM4-1 | Smart Outdoor LBS or Sectionalizer, 33kV,3P,400A,60Hz,200kV Bil,PM,SF6,1178MM MV-LBS& Sectionalizer SEC Item # 908334004 & SWITCH, DISC,LBS,SF6, LBS, 33kV 60Hz, 200kV BIL SEC Item #908305009 & 908305010 NXA36CK630AM4/Manual-Lock/Gauge/3CT/terminal-Cap-G/SA-Bracket/Painting/Counter | 13 | 13 | 0 | 6100K011B | NEW.FLR-1-1-K11B_SEP | inventory | 2025-10-28 | Gas Tank |  | AH01-Abha Network Warehouse | 2025-06-30 | 2025-06-16 | 0
4500585218-[10] | 908305010 : SWITCH,DISC,OVRHD,ABS,60HZ FREQ,200KV | LBS | ROH | OP-PLT-SEC-T3-230-2907919 | C&J_CJ-T2-AC 10-20kA T2 2P, Ur=230VAC,Uo=255VAC (SURGE PROTECTION UNIT) | 13 | 13 | 0 | free_stock | 1-1-1-1 | inventory | 2025-10-28 | LV |  | AH01-Abha Network Warehouse | 2025-06-30 | 2025-06-16 | 0
4500585218-[10] | 908305010 : SWITCH,DISC,OVRHD,ABS,60HZ FREQ,200KV | LBS | ROH | PL.AC30 | WZAZURE_PL.AC30 / THREE PIN SOCKET DIN RAIL MOUNTED | 13 | 13 | 0 | 6100K007 | 1-1-1-1 | inventory | 2025-10-28 | LV |  | AH01-Abha Network Warehouse | 2025-06-30 | 2025-06-16 | 0
4500585218-[10] | 908305010 : SWITCH,DISC,OVRHD,ABS,60HZ FREQ,200KV | LBS | ROH | PXC-0311171 | FB 10- RTK/S - Screw bridge, pitch: 8.2 mm, number of positions: 10, color: silver | 65 | 65 | 0 | free_stock | 1-1-1-1 | inventory | 2025-10-28 | LV |  | AH01-Abha Network Warehouse | 2025-06-30 | 2025-06-16 | 0
4500585218-[10] | 908305010 : SWITCH,DISC,OVRHD,ABS,60HZ FREQ,200KV | LBS | ROH | PXC-3000834 | SCBI 10-6 W - Screw bridge, with spring washer and insulating collar, pitch: 6.2 mm, number of positions: 10, color: silver | 117 | 117 | 0 | free_stock | 1-1-1-1 | inventory | 2025-10-28 | LV |  | AH01-Abha Network Warehouse | 2025-06-30 | 2025-06-16 | 0
4500585218-[10] | 908305010 : SWITCH,DISC,OVRHD,ABS,60HZ FREQ,200KV | LBS | ROH | PXC-3022218 | CLIPFIX 35 - End bracket, Quick mounting end clamp for NS 35/7,5 DIN rail or NS 35/15 DIN rail, with marking option, width: 9.5 mm, color: gray | 65 | 65 | 0 | free_stock | 1-1-1-1 | inventory | 2025-10-28 | LV |  | AH01-Abha Network Warehouse | 2025-06-30 | 2025-06-16 | 0
4500585218-[10] | 908305010 : SWITCH,DISC,OVRHD,ABS,60HZ FREQ,200KV | LBS | ROH | PXC-3059809 | D-TB 4/10 - Cover, depth: 35.9 mm, width: 1.8 mm, height: 42.5 mm, color: dark gray | 130 | 130 | 0 | 6100K006 | 1-1-1-1 | inventory | 2025-10-28 | LV |  | AH01-Abha Network Warehouse | 2025-06-30 | 2025-06-16 | 0
4500585218-[10] | 908305010 : SWITCH,DISC,OVRHD,ABS,60HZ FREQ,200KV | LBS | ROH | PXC-3246966 | E/TB - End bracket, for assembly on NS 32 or NS 35/7.5 DIN rail | 117 | 117 | 0 | free_stock | R56-I-1-1 | inventory | 2025-10-28 | LV |  | AH01-Abha Network Warehouse | 2025-06-30 | 2025-06-16 | 0
4500585218-[10] | 908305010 : SWITCH,DISC,OVRHD,ABS,60HZ FREQ,200KV | LBS | ROH | PXC.3246023 | PHOENIX CONTACT_TB 4 EI / SCREW TERMINAL, 2PTS, 4 SQMM GREY | 780 | 780 | 0 | free_stock | R67-O-1-K11B_SEP | inventory | 2025-10-28 | LV |  | AH01-Abha Network Warehouse | 2025-06-30 | 2025-06-16 | 0
4500585218-[10] | 908305010 : SWITCH,DISC,OVRHD,ABS,60HZ FREQ,200KV | LBS | ROH | PXC.5775287 | PHOENIX CONTACT_TB6-RTK-02 / DISCONNECT TERMINAL BLOCK 6 SQMM | 312 | 312 | 0 | free_stock | R15-I-1-K11A_SEP | inventory | 2025-10-28 | LV |  | AH01-Abha Network Warehouse | 2025-06-30 | 2025-06-16 | 0
4500585218-[10] | 908305010 : SWITCH,DISC,OVRHD,ABS,60HZ FREQ,200KV | LBS | ROH | RH050 | VISHAY_HEATER RH050, 50W 4.7KOHM, 120-240V AC/DC | 13 | 13 | 0 | free_stock | 1-1-1-1 | inventory | 2025-10-28 | LV |  | AH01-Abha Network Warehouse | 2025-06-30 | 2025-06-16 | 0
4500585218-[10] | 908305010 : SWITCH,DISC,OVRHD,ABS,60HZ FREQ,200KV | LBS | ROH | RMU000000108 | Plain Washer M5 ¦ 9ABA450075F1003 ¦ Local | 351 | 351 | 0 | free_stock | R58-A-1-K11B_SEP | inventory | 2025-10-28 | LV |  | AH01-Abha Network Warehouse | 2025-06-30 | 2025-06-16 | 0
4500585218-[10] | 908305010 : SWITCH,DISC,OVRHD,ABS,60HZ FREQ,200KV | LBS | ROH | RMU000000113 | Lock Washer M5 ¦ 9ABA450075F1008 ¦ Local | 39 | 39 | 0 | free_stock | R58-A-1-K11B_SEP | inventory | 2025-10-28 | LV |  | AH01-Abha Network Warehouse | 2025-06-30 | 2025-06-16 | 0
4500585218-[10] | 908305010 : SWITCH,DISC,OVRHD,ABS,60HZ FREQ,200KV | LBS | ROH | RMU000000298 | CHINT_AUXILIARY CONTACT FOR MCB 1NO 1NC DC (XF9) | 13 | 13 | 0 | free_stock | INC-1-1-K11A_SEP | inventory | 2025-10-28 | LV |  | AH01-Abha Network Warehouse | 2025-06-30 | 2025-06-16 | 0
4500585218-[10] | 908305010 : SWITCH,DISC,OVRHD,ABS,60HZ FREQ,200KV | LBS | ROH | SEP10052 | ‭DISCONNECTING TB FOR CT, OTTA 6-T, BOLT W/O SPRING/0790462/OTTA 6-T P/P‬ | 78 | 78 | 0 | 6100K007 | 1-1-1-1 | inventory | 2025-10-28 | LV |  | AH01-Abha Network Warehouse | 2025-06-30 | 2025-06-16 | 0
4500585218-[10] | 908305010 : SWITCH,DISC,OVRHD,ABS,60HZ FREQ,200KV | LBS | ROH | SEP10120 | ‭TIE MOUNT FOR SPARE TIE/HC-102/HC-102‬ | 130 | 130 | 0 | free_stock | R58-R-1-K007_SEP | inventory | 2025-10-28 | LV |  | AH01-Abha Network Warehouse | 2025-06-30 | 2025-06-16 | 0
4500585218-[10] | 908305010 : SWITCH,DISC,OVRHD,ABS,60HZ FREQ,200KV | LBS | ROH | SEP10128 | ‭DIN RAIL SLOTTED/35X15X1.5X2 - HOLE/DIN RAIL‬ | 6.5 | 6.5 | 0 | 6100K006 | 1-1-1-1 | inventory | 2025-10-28 | LV |  | AH01-Abha Network Warehouse | 2025-06-30 | 2025-06-16 | 0
4500585218-[10] | 908305010 : SWITCH,DISC,OVRHD,ABS,60HZ FREQ,200KV | LBS | ROH | SEP10160 | TRAFFOLYTE, BLACK/WHITE/WHITE - BLACK/TRAFFOLYTE | 6.5 | 6.5 | 0 | free_stock | 1-1-1-1 | inventory | 2025-10-28 | LV |  | AH01-Abha Network Warehouse | 2025-06-30 | 2025-06-16 | 0
4500585218-[10] | 908305010 : SWITCH,DISC,OVRHD,ABS,60HZ FREQ,200KV | LBS | ROH | SEP10481 | End Cover, D-URTK ¦ 310020 ¦ PHOENIX | 13 | 13 | 0 | free_stock | 1-1-1-1 | inventory | 2025-10-28 | LV |  | AH01-Abha Network Warehouse | 2025-06-30 | 2025-06-16 | 0
4500585218-[10] | 908305010 : SWITCH,DISC,OVRHD,ABS,60HZ FREQ,200KV | LBS | ROH | SEP10555 | TB NUMBERING MARKER (BLANK), UCT-TM 6 / 0828736 | 130 | 130 | 0 | free_stock | 1-1-1-1 | inventory | 2025-10-28 | LV |  | AH01-Abha Network Warehouse | 2025-06-30 | 2025-06-16 | 0
4500585218-[10] | 908305010 : SWITCH,DISC,OVRHD,ABS,60HZ FREQ,200KV | LBS | ROH | SEP10556 | TB NUMBERING MARKER (BLANK), UCT-TM 8 / 0828740 | 78 | 78 | 0 | free_stock | 1-1-1-1 | inventory | 2025-10-28 | LV |  | AH01-Abha Network Warehouse | 2025-06-30 | 2025-06-16 | 0
4500585218-[10] | 908305010 : SWITCH,DISC,OVRHD,ABS,60HZ FREQ,200KV | LBS | ROH | SEP10962 | TB, Terminal block, plastic, for 2.5mm wires, 12 connections per set | 2.1667 | 2.1667 | 0 | free_stock | 1-1-1-1 | inventory | 2025-10-28 | LV |  | AH01-Abha Network Warehouse | 2025-06-30 | 2025-06-16 | 0
4500585218-[10] | 908305010 : SWITCH,DISC,OVRHD,ABS,60HZ FREQ,200KV | LBS | ROH | SEP11131 | Cable, Control, 1 CORE CU/PVC, 1.0 Sq.mm, Black, 105°, 600/1000V , 1 x 91.4 m | 6.5 | 6.5 | 0 | free_stock | 1-1-1-1 | inventory | 2025-10-28 | LV |  | AH01-Abha Network Warehouse | 2025-06-30 | 2025-06-16 | 0
4500585218-[10] | 908305010 : SWITCH,DISC,OVRHD,ABS,60HZ FREQ,200KV | LBS | ROH | SEP11138 | Cable, Control, 1 CORE CU/PVC, 1.5 Sq.mm, Black, 105°, 600/1000V , 1 x 91.4 m | 39 | 39 | 0 | free_stock | 1-1-1-1 | inventory | 2025-10-28 | LV |  | AH01-Abha Network Warehouse | 2025-06-30 | 2025-06-16 | 0
4500585218-[10] | 908305010 : SWITCH,DISC,OVRHD,ABS,60HZ FREQ,200KV | LBS | ROH | SEP11143 | Cable, Control, 1 CORE CU/PVC, 2.5 Sq.mm, Red, 105°, 600/1000V , 1 x 91.4 m | 3.9 | 3.9 | 0 | free_stock | 1-1-1-1 | inventory | 2025-10-28 | LV |  | AH01-Abha Network Warehouse | 2025-06-30 | 2025-06-16 | 0
4500585218-[10] | 908305010 : SWITCH,DISC,OVRHD,ABS,60HZ FREQ,200KV | LBS | ROH | SEP11146 | Cable, Control, 1 CORE CU/PVC, 2.5 Sq.mm, Black, 105°, 600/1000V , 1 x 91.4 m | 13 | 13 | 0 | free_stock | 1-1-1-1 | inventory | 2025-10-28 | LV |  | AH01-Abha Network Warehouse | 2025-06-30 | 2025-06-16 | 0
4500585218-[10] | 908305010 : SWITCH,DISC,OVRHD,ABS,60HZ FREQ,200KV | LBS | ROH | SEP11151 | Cable, Control, 1 CORE CU/PVC, 2.5 Sq.mm Yellow/Green, 105°, 600/1000V , 1 x 91.4 m | 3.9 | 3.9 | 0 | free_stock | 1-1-1-1 | inventory | 2025-10-28 | LV |  | AH01-Abha Network Warehouse | 2025-06-30 | 2025-06-16 | 0
4500585218-[10] | 908305010 : SWITCH,DISC,OVRHD,ABS,60HZ FREQ,200KV | LBS | ROH | SFB220A24H300 | BEB OR DFE_SFB220A24H300/24VDC / BATTERY CHARGER INPUT 220VAC,OUTPUT 24VDC | 13 | 13 | 0 | 6100K007 | 1-1-1-1 | inventory | 2025-10-28 | LV |  | AH01-Abha Network Warehouse | 2025-06-30 | 2025-06-16 | 0
4500585218-[10] | 908305010 : SWITCH,DISC,OVRHD,ABS,60HZ FREQ,200KV | LBS | ROH | VBC6-30-01-01 | ABB_VBC6-30-01-01 MINI REVERSING CONTACTOR | 13 | 13 | 0 | free_stock | R57-I-1-1 | inventory | 2025-10-28 | LV |  | AH01-Abha Network Warehouse | 2025-06-30 | 2025-06-16 | 0
4500585218-[10] | 908305010 : SWITCH,DISC,OVRHD,ABS,60HZ FREQ,200KV | LBS | ROH | RMU000000119 | BOLT SOCKET CAP HEAD M3x12 ¦ 9ABA450075F1014 ¦ Local | 156 | 156 | 0 | free_stock | 1-1-1-1 | inventory | 2025-10-28 | LV | Automated: Replaced 9ABA450075F1014 by RMU000000119. | AH01-Abha Network Warehouse | 2025-06-30 | 2025-06-16 | 0
4500585218-[10] | 908305010 : SWITCH,DISC,OVRHD,ABS,60HZ FREQ,200KV | LBS | ROH | RMU000000120 | SEC Logo (Alminum 136x76) ¦ 9ABA450075F1015 ¦ Local | 13 | 13 | 0 | free_stock | INC-1-1-K11B_SEP | inventory | 2025-10-28 | LV | Automated: Replaced 9ABA450075F1015 by RMU000000120. | AH01-Abha Network Warehouse | 2025-06-30 | 2025-06-16 | 0
4500585218-[10] | 908305010 : SWITCH,DISC,OVRHD,ABS,60HZ FREQ,200KV | LBS | ROH | RMU000000121 | Danger Sign (Alminum 136x76) ¦ 9ABA450075F1016 ¦ Local | 13 | 13 | 0 | free_stock | INC-1-1-K11B_SEP | inventory | 2025-10-28 | LV | Automated: Replaced 9ABA450075F1016 by RMU000000121. | AH01-Abha Network Warehouse | 2025-06-30 | 2025-06-16 | 0
4500585218-[10] | 908305010 : SWITCH,DISC,OVRHD,ABS,60HZ FREQ,200KV | LBS | ROH | RMU000000123 | LBS/Sectionalizer SEP Branding Label ¦ 9ABA450075F1018 ¦ Local | 13 | 13 | 0 | free_stock | INC-1-1-K11B_SEP | inventory | 2025-10-28 | LV | Automated: Replaced 9ABA450075F1018 by RMU000000123. | AH01-Abha Network Warehouse | 2025-06-30 | 2025-06-16 | 0
4500585218-[10] | 908305010 : SWITCH,DISC,OVRHD,ABS,60HZ FREQ,200KV | LBS | ROH | DF240907005 | Flat Washers φ3 Stainless Steel | 208 | 208 | 0 | 6100K013 | 1-1-1-1 | inventory | 2025-10-28 | LV |  | AH01-Abha Network Warehouse | 2025-06-30 | 2025-06-16 | 0
4500585218-[10] | 908305010 : SWITCH,DISC,OVRHD,ABS,60HZ FREQ,200KV | LBS | ROH | DMS 2126 2011-111 | NUT, HEX M3 | 208 | 208 | 0 | free_stock | R58-A-1-K017_SEP | inventory | 2025-10-28 | LV |  | AH01-Abha Network Warehouse | 2025-06-30 | 2025-06-16 | 0
4500585218-[10] | 908305010 : SWITCH,DISC,OVRHD,ABS,60HZ FREQ,200KV | LBS | ROH | MV-CPT -CABL-ASSY | Cable Assembly - Outdoor flexible cable Black PVC 450/750 V, 95 °C heat & flame retardent, stranded annealed copper conductor, 4Cx 2.5 mm² of length 12 meter with connector type HQ-005-M (male connector) with H3A-MTG-M20 (hood) and DLX-M20 (gland) with H3A-KDBP (cover) terminated on one end (opposite end do not require processing), with steel cable tags on both cable ends, cable tag text "CPT cable" and loose supply of 1 base type H3A-MAG (base) with HQ-005-F (female connector) and H3A-KDTP (cover) - Used for OVR/LBS/Sectionalizer CPT connection | 13 | 13 | 0 | 6100K007 | 1-1-1-1 | inventory | 2025-10-28 | Cable |  | AH01-Abha Network Warehouse | 2025-06-30 | 2025-06-16 | 0
4500585218-[10] | 908305010 : SWITCH,DISC,OVRHD,ABS,60HZ FREQ,200KV | LBS | ROH | MV-CT -C-CABL-ASSY-LBS | Cable Assembly - Outdoor flexible cable Black PVC 450/750 V, 95 °C heat & flame retardent, stranded annealed copper conductor, 10Cx 1.0 mm² of length 12 meter with connector type HQ-012-M (male connector) with H3A-MTG-M20 (hood) and DLX-M20 (gland) with H3A-KDBP (cover) terminated on one end (opposite end do not require processing), with steel cable tags on both cable ends, cable tag text "CT cable" and loose supply of 1 base type H3A-MAG (base) with HQ-012-F (female connector) and H3A-KDTP (cover) -Used for LBS/Sectionalizer CT connection | 13 | 13 | 0 | 6100K007 | 1-1-1-1 | inventory | 2025-10-28 | Cable |  | AH01-Abha Network Warehouse | 2025-06-30 | 2025-06-16 | 0
4500585218-[10] | 908305010 : SWITCH,DISC,OVRHD,ABS,60HZ FREQ,200KV | LBS | ROH | MV-CVD-CABL-ASSY-LBS | Cable Assembly - Outdoor flexible cable Black PVC 450/750 V, 95 °C heat & flame retardent, stranded annealed copper conductor, 10C x 2 x 0.22 mm² of length 12 meter with connector type YD41-16TK-D20 terminated on one end (opposite end do not require processing), with steel cable tags on both cable ends, cable tag text "CVD cable" and loose supply of 1 base type YD41-16ZJ - Used for LBS/Sectionalizer CVD connection | 13 | 13 | 0 | 6100K007 | 1-1-1-1 | inventory | 2025-10-28 | Cable |  | AH01-Abha Network Warehouse | 2025-06-30 | 2025-06-16 | 0
4500585218-[10] | 908305010 : SWITCH,DISC,OVRHD,ABS,60HZ FREQ,200KV | LBS | ROH | MV-MOT-C-CABL-ASSY-LBS | Cable Assembly | 13 | 13 | 0 | 6100K007 | 1-1-1-1 | inventory | 2025-10-28 | Cable | Automated: Replaced MV-MOT -C-CABL-ASSY-LBS by MV-MOT-C-CABL-ASSY-LBS. | AH01-Abha Network Warehouse | 2025-06-30 | 2025-06-16 | 0
4500592698-[10] | 908321106 : SWGR,SMRT RMU OD,2LBS+1CB,13.8KV,400A | RMU | ROH | DF209001751 | Buckle A104 Stainless Steel Single hole φ12 | 400 | 400 | 0 | 6100K013 | R65-H-1-K013_SEP | inventory | 2025-10-28 | Outer Enclosure |  | MK01-Makkah Central Warehouse | 2025-06-30 | 2025-06-16 | 0
4500592698-[10] | 908321106 : SWGR,SMRT RMU OD,2LBS+1CB,13.8KV,400A | RMU | ROH | DF250318010 | Cross groove large pan head screw Stainless steel | 1600 | 810 | 790 | 6100K013 | 1-1-1-1 | inventory | 2025-10-28 | Outer Enclosure |  | MK01-Makkah Central Warehouse | 2025-06-30 | 2025-06-16 | 0
4500592698-[10] | 908321106 : SWGR,SMRT RMU OD,2LBS+1CB,13.8KV,400A | RMU | ROH | DF250318010 | Cross groove large pan head screw Stainless steel | 790 | 252 | 538 | 6100K015 | 1-1-1-1 | consumption | 2025-02-10 | Outer Enclosure |  | MK01-Makkah Central Warehouse | 2025-06-30 | 2025-06-16 | 0 | [5 empty] | Work in Process Material Issue | 7793565
4500592698-[10] | 908321106 : SWGR,SMRT RMU OD,2LBS+1CB,13.8KV,400A | RMU | ROH | DF250318010 | Cross groove large pan head screw Stainless steel | 538 | 538 | 0 | 6100K013 | 1-1-1-1 | consumption | 2025-09-24 | Outer Enclosure |  | MK01-Makkah Central Warehouse | 2025-06-30 | 2025-06-16 | 0 | [5 empty] | Work in Process Material Issue | 7562543
4500592698-[10] | 908321106 : SWGR,SMRT RMU OD,2LBS+1CB,13.8KV,400A | RMU | ROH | DF240907004 | Cross recessed pan head screws M3*12 | 800 | 800 | 0 | 6100K013 | 1-1-1-1 | inventory | 2025-10-28 | Outer Enclosure |  | MK01-Makkah Central Warehouse | 2025-06-30 | 2025-06-16 | 0
4500592698-[10] | 908321106 : SWGR,SMRT RMU OD,2LBS+1CB,13.8KV,400A | RMU | ROH | DF240103074 | M4*12 Cross recessed pan head triangular tooth self-tapping self-drilling screw galvanized | 400 | 400 | 0 | 6100K013 | 1-1-1-1 | inventory | 2025-10-28 | Outer Enclosure |  | MK01-Makkah Central Warehouse | 2025-06-30 | 2025-06-16 | 0
4500592698-[10] | 908321106 : SWGR,SMRT RMU OD,2LBS+1CB,13.8KV,400A | RMU | ROH | DF240603047 | M5 * 12 cross groove pan head triangular self tapping screw | 800 | 800 | 0 | 6100K013 | R54-Q-1-K013_SEP | inventory | 2025-10-28 | Outer Enclosure |  | MK01-Makkah Central Warehouse | 2025-06-30 | 2025-06-16 | 0
4500592698-[10] | 908321106 : SWGR,SMRT RMU OD,2LBS+1CB,13.8KV,400A | RMU | ROH | DF240324001 | DF1725IED FRTU FOR Smart RMU（2L1T 3Way） with 32DI+8CO+9ECT+3EVT | 200 | 200 | 0 | 6100K013 | 1-1-1-1 | inventory | 2025-10-28 | RTU |  | MK01-Makkah Central Warehouse | 2025-06-30 | 2025-06-16 | 0
4500592698-[10] | 908321106 : SWGR,SMRT RMU OD,2LBS+1CB,13.8KV,400A | RMU | ROH | DF209001750 | Dixation Hook Q235A | 200 | 200 | 0 | 6100K013 | 1-1-1-1 | inventory | 2025-10-28 | Outer Enclosure |  | MK01-Makkah Central Warehouse | 2025-06-30 | 2025-06-16 | 0
4500592698-[10] | 908321106 : SWGR,SMRT RMU OD,2LBS+1CB,13.8KV,400A | RMU | ROH | DF205041101 | Door Bolt 5 Inches Stainless steel | 400 | 400 | 0 | 6100K013 | 1-1-1-1 | inventory | 2025-10-28 | Outer Enclosure |  | MK01-Makkah Central Warehouse | 2025-06-30 | 2025-06-16 | 0
4500592698-[10] | 908321106 : SWGR,SMRT RMU OD,2LBS+1CB,13.8KV,400A | RMU | HALB | 5DF.0818.1001 | E5312 (SRMU) - 17.5kV (2L1T)/400-21 Complete RMU | 200 | 200 | 0 | 6100K013 | 1-1-1-1 | inventory | 2025-10-28 | SEP |  | MK01-Makkah Central Warehouse | 2025-06-30 | 2025-06-16 | 0
4500592698-[10] | 908321106 : SWGR,SMRT RMU OD,2LBS+1CB,13.8KV,400A | RMU | ROH | DF240510006 | External hexagonal flange triangular thread self-tapping locking screws M6*12 | 5400 | 5400 | 0 | 6100K013 | 1-1-1-1 | inventory | 2025-10-28 | Outer Enclosure |  | MK01-Makkah Central Warehouse | 2025-06-30 | 2025-06-16 | 0
4500592698-[10] | 908321106 : SWGR,SMRT RMU OD,2LBS+1CB,13.8KV,400A | RMU | ROH | 8DF-128-0009 | Fixed clamp | 200 | 200 | 0 | 6100K013 | WH2-1-1-K013_SEP | inventory | 2025-10-28 | Outer Enclosure |  | MK01-Makkah Central Warehouse | 2025-06-30 | 2025-06-16 | 0
4500592698-[10] | 908321106 : SWGR,SMRT RMU OD,2LBS+1CB,13.8KV,400A | RMU | ROH | 211001962 | φ6 Flap pad Stainless steel | 6400 | 6400 | 0 | 6100K013 | 1-1-1-1 | inventory | 2025-10-28 | Outer Enclosure |  | MK01-Makkah Central Warehouse | 2025-06-30 | 2025-06-16 | 0
4500592698-[10] | 908321106 : SWGR,SMRT RMU OD,2LBS+1CB,13.8KV,400A | RMU | ROH | DF240907005 | Flat Washers φ3 | 800 | 800 | 0 | 6100K013 | 1-1-1-1 | inventory | 2025-10-28 | Outer Enclosure |  | MK01-Makkah Central Warehouse | 2025-06-30 | 2025-06-16 | 0
4500592698-[10] | 908321106 : SWGR,SMRT RMU OD,2LBS+1CB,13.8KV,400A | RMU | ROH | 205004178 | ø10 Flat pad Stainless steel | 200 | 200 | 0 | free_stock | R58-B--RMU/\-BULK_SEP | inventory | 2025-10-28 | Outer Enclosure |  | MK01-Makkah Central Warehouse | 2025-06-30 | 2025-06-16 | 0
4500592698-[10] | 908321106 : SWGR,SMRT RMU OD,2LBS+1CB,13.8KV,400A | RMU | ROH | DF250310001 | Hinge CL209-1 Stainless Steel | 1000 | 1000 | 0 | 6100K013 | 1-1-1-1 | inventory | 2025-10-28 | Outer Enclosure |  | MK01-Makkah Central Warehouse | 2025-06-30 | 2025-06-16 | 0
4500592698-[10] | 908321106 : SWGR,SMRT RMU OD,2LBS+1CB,13.8KV,400A | RMU | ROH | DF240110374 | Hydraulic Rod 1000N;L=450 | 400 | 400 | 0 | 6100K013 | 1-1-1-1 | inventory | 2025-10-28 | Outer Enclosure |  | MK01-Makkah Central Warehouse | 2025-06-30 | 2025-06-16 | 0
4500592698-[10] | 908321106 : SWGR,SMRT RMU OD,2LBS+1CB,13.8KV,400A | RMU | ROH | DF240603013 | Large flat washer φ8-24 | 400 | 400 | 0 | 6100K013 | R54-Q-1-K013_SEP | inventory | 2025-10-28 | Outer Enclosure |  | MK01-Makkah Central Warehouse | 2025-06-30 | 2025-06-16 | 0
4500592698-[10] | 908321106 : SWGR,SMRT RMU OD,2LBS+1CB,13.8KV,400A | RMU | ROH | 8DF.0818.1139 | Lifting Lugs (05mm Stainless Steel-304) | 400 | 400 | 0 | 6100K013 | INC-1-1-K013_SEP | inventory | 2025-10-28 | Outer Enclosure |  | MK01-Makkah Central Warehouse | 2025-06-30 | 2025-06-16 | 0
4500592698-[10] | 908321106 : SWGR,SMRT RMU OD,2LBS+1CB,13.8KV,400A | RMU | ROH | DF205039106 | M10 Hex nuts Stainless steel | 1600 | 1600 | 0 | free_stock | R34-I-1-MBM_SEP | inventory | 2025-10-28 | Outer Enclosure |  | MK01-Makkah Central Warehouse | 2025-06-30 | 2025-06-16 | 0
4500592698-[10] | 908321106 : SWGR,SMRT RMU OD,2LBS+1CB,13.8KV,400A | RMU | ROH | 211003152 | M10*30 Hex bolts Stainless steel | 1600 | 1600 | 0 | 6100K013 | 1-1-1-1 | inventory | 2025-10-28 | Outer Enclosure |  | MK01-Makkah Central Warehouse | 2025-06-30 | 2025-06-16 | 0
4500592698-[10] | 908321106 : SWGR,SMRT RMU OD,2LBS+1CB,13.8KV,400A | RMU | ROH | DF240110367 | M12*110 Expansion bolt hot dip galvanized | 1200 | 1200 | 0 | 6100K013 | 1-1-1-1 | inventory | 2025-10-28 | Outer Enclosure |  | MK01-Makkah Central Warehouse | 2025-06-30 | 2025-06-16 | 0
4500592698-[10] | 908321106 : SWGR,SMRT RMU OD,2LBS+1CB,13.8KV,400A | RMU | ROH | DF240110385 | M24 Gran head nylon | 600 | 600 | 0 | 6100K013 | 1-1-1-1 | inventory | 2025-10-28 | Outer Enclosure |  | MK01-Makkah Central Warehouse | 2025-06-30 | 2025-06-16 | 0
4500592698-[10] | 908321106 : SWGR,SMRT RMU OD,2LBS+1CB,13.8KV,400A | RMU | ROH | 205040650 | M4 Hex Self-locking nuts Stainless steel | 4000 | 4000 | 0 | free_stock | R52-A-1-MVBM_SEP | inventory | 2025-10-28 | Outer Enclosure |  | MK01-Makkah Central Warehouse | 2025-06-30 | 2025-06-16 | 0
4500592698-[10] | 908321106 : SWGR,SMRT RMU OD,2LBS+1CB,13.8KV,400A | RMU | ROH | 205040951 | M4*16 Phillips countersunk head screw Stainless steel | 2400 | 2400 | 0 | 6100K013 | 1-1-1-1 | inventory | 2025-10-28 | Outer Enclosure |  | MK01-Makkah Central Warehouse | 2025-06-30 | 2025-06-16 | 0
4500592698-[10] | 908321106 : SWGR,SMRT RMU OD,2LBS+1CB,13.8KV,400A | RMU | ROH | 211002077 | M6 Hex nuts Stainless steel | 800 | 800 | 0 | 6100K013 | 1-1-1-1 | inventory | 2025-10-28 | Outer Enclosure |  | MK01-Makkah Central Warehouse | 2025-06-30 | 2025-06-16 | 0
4500592698-[10] | 908321106 : SWGR,SMRT RMU OD,2LBS+1CB,13.8KV,400A | RMU | ROH | DF211002080 | M6*15 Blind rivet nut Stainless steel (GB/T17880.3) | 16200 | 16200 | 0 | 6100K013 | 1-1-1-1 | inventory | 2025-10-28 | Outer Enclosure |  | MK01-Makkah Central Warehouse | 2025-06-30 | 2025-06-16 | 0
4500592698-[10] | 908321106 : SWGR,SMRT RMU OD,2LBS+1CB,13.8KV,400A | RMU | ROH | 205039200 | M6*20 Hex bolts Stainless steel | 16200 | 16200 | 0 | 6100K013 | 1-1-1-1 | inventory | 2025-10-28 | Outer Enclosure |  | MK01-Makkah Central Warehouse | 2025-06-30 | 2025-06-16 | 0
4500592698-[10] | 908321106 : SWGR,SMRT RMU OD,2LBS+1CB,13.8KV,400A | RMU | ROH | DF205040952 | M6*20 Phillips countersunk head screw Stainless steel | 800 | 800 | 0 | 6100K013 | 1-1-1-1 | inventory | 2025-10-28 | Outer Enclosure |  | MK01-Makkah Central Warehouse | 2025-06-30 | 2025-06-16 | 0
4500592698-[10] | 908321106 : SWGR,SMRT RMU OD,2LBS+1CB,13.8KV,400A | RMU | ROH | 211002074 | Hex nutsM8 | 400 | 400 | 0 | 6100K013 | R55-Q-1-K013_SEP | inventory | 2025-10-28 | Outer Enclosure |  | MK01-Makkah Central Warehouse | 2025-06-30 | 2025-06-16 | 0
4500592698-[10] | 908321106 : SWGR,SMRT RMU OD,2LBS+1CB,13.8KV,400A | RMU | ROH | DF205041560 | Nameplate Stainless Steel | 200 | 150 | 50 | 6100K013 | 1-1-1-1 | inventory | 2025-10-28 | Outer Enclosure |  | MK01-Makkah Central Warehouse | 2025-06-30 | 2025-06-16 | 0
4500592698-[10] | 908321106 : SWGR,SMRT RMU OD,2LBS+1CB,13.8KV,400A | RMU | ROH | DF205041560 | Nameplate Stainless Steel | 50 | 2 | 48 | free_stock | 1-1-1-1 | inventory | 2025-10-28 | Outer Enclosure |  | MK01-Makkah Central Warehouse | 2025-06-30 | 2025-06-16 | 0
4500592698-[10] | 908321106 : SWGR,SMRT RMU OD,2LBS+1CB,13.8KV,400A | RMU | ROH | DF205041560 | Nameplate Stainless Steel | 48 | 48 | 0 | 6100K013 | 1-1-1-1 | consumption | 2025-09-17 | Outer Enclosure |  | MK01-Makkah Central Warehouse | 2025-06-30 | 2025-06-16 | 0 | [5 empty] | Work in Process Material Issue | 7370451
4500592698-[10] | 908321106 : SWGR,SMRT RMU OD,2LBS+1CB,13.8KV,400A | RMU | ROH | DF240510049 | Power module (DFE500A-AC220D24-ST-X) | 200 | 200 | 0 | 6100K013 | 1-1-1-1 | inventory | 2025-10-28 | Charger |  | MK01-Makkah Central Warehouse | 2025-06-30 | 2025-06-16 | 0
4500592698-[10] | 908321106 : SWGR,SMRT RMU OD,2LBS+1CB,13.8KV,400A | RMU | ROH | RMU0000000005 | RMU EFI, Make: KRIES, Ord: 2510201_H007 IKI-10-light-W with LED and Flag | 200 | 200 | 0 | 6100K013 | 1-1-1-1 | inventory | 2025-10-28 | EFI |  | MK01-Makkah Central Warehouse | 2025-06-30 | 2025-06-16 | 0
4500592698-[10] | 908321106 : SWGR,SMRT RMU OD,2LBS+1CB,13.8KV,400A | RMU | ROH | RMU0000000004 | RMU Over Current Relay, Make: FANOX, Ord: SIA B 1 1 0 F C 2 3 2 A C | 200 | 200 | 0 | 6100K013 | 1-1-1-1 | inventory | 2025-10-28 | Fanox Relay |  | MK01-Makkah Central Warehouse | 2025-06-30 | 2025-06-16 | 0
4500592698-[10] | 908321106 : SWGR,SMRT RMU OD,2LBS+1CB,13.8KV,400A | RMU | ROH | DF205041498 | Rectangular Sealing Strip D-07 T-79 EPDM | 800 | 800 | 0 | 6100K013 | R54-G-1-K013_SEP | inventory | 2025-10-28 | Outer Enclosure |  | MK01-Makkah Central Warehouse | 2025-06-30 | 2025-06-16 | 0
4500592698-[10] | 908321106 : SWGR,SMRT RMU OD,2LBS+1CB,13.8KV,400A | RMU | ROH | DF205041559 | SEC Logo Board Print + Outdoor Protection | 400 | 400 | 0 | 6100K013 | 1-1-1-1 | inventory | 2025-10-28 | Outer Enclosure |  | MK01-Makkah Central Warehouse | 2025-06-30 | 2025-06-16 | 0
4500592698-[10] | 908321106 : SWGR,SMRT RMU OD,2LBS+1CB,13.8KV,400A | RMU | ROH | DF240907006 | Self-locking nut M3 | 800 | 800 | 0 | 6100K013 | 1-1-1-1 | inventory | 2025-10-28 | Outer Enclosure |  | MK01-Makkah Central Warehouse | 2025-06-30 | 2025-06-16 | 0
4500592698-[10] | 908321106 : SWGR,SMRT RMU OD,2LBS+1CB,13.8KV,400A | RMU | ROH | DF240510011 | Self-locking nutsM6 | 4000 | 4000 | 0 | 6100K013 | 1-1-1-1 | inventory | 2025-10-28 | Outer Enclosure |  | MK01-Makkah Central Warehouse | 2025-06-30 | 2025-06-16 | 0
4500592698-[10] | 908321106 : SWGR,SMRT RMU OD,2LBS+1CB,13.8KV,400A | RMU | ROH | DF240424027 | Self-locking nutsM8 | 800 | 800 | 0 | 6100K013 | R54-Q-1-K013_SEP | inventory | 2025-10-28 | Outer Enclosure |  | MK01-Makkah Central Warehouse | 2025-06-30 | 2025-06-16 | 0
4500592698-[10] | 908321106 : SWGR,SMRT RMU OD,2LBS+1CB,13.8KV,400A | RMU | ROH | 205046789 | φ6 Spring washer Stainleess steel | 17000 | 17000 | 0 | 6100K013 | 1-1-1-1 | inventory | 2025-10-28 | Outer Enclosure |  | MK01-Makkah Central Warehouse | 2025-06-30 | 2025-06-16 | 0
4500592698-[10] | 908321106 : SWGR,SMRT RMU OD,2LBS+1CB,13.8KV,400A | RMU | ROH | DF205041558 | Warning Sign (Print + Outdoor Protection) | 400 | 400 | 0 | 6100K013 | 1-1-1-1 | inventory | 2025-10-28 | Outer Enclosure |  | MK01-Makkah Central Warehouse | 2025-06-30 | 2025-06-16 | 0
4500592698-[10] | 908321106 : SWGR,SMRT RMU OD,2LBS+1CB,13.8KV,400A | RMU | ROH | DF205041497 | Waterproof Adhesive Tape (Large) UC-15 EPDM | 1460 | 1460 | 0 | free_stock | 1-1-1-1 | inventory | 2025-10-28 | Outer Enclosure |  | MK01-Makkah Central Warehouse | 2025-06-30 | 2025-06-16 | 0
4500592698-[10] | 908321106 : SWGR,SMRT RMU OD,2LBS+1CB,13.8KV,400A | RMU | ROH | DF205041499 | Waterproof Adhesive Tape (Large) UD-07 EPDM | 260 | 260 | 0 | free_stock | R53-R-1-MVBM_SEP | inventory | 2025-10-28 | Outer Enclosure |  | MK01-Makkah Central Warehouse | 2025-06-30 | 2025-06-16 | 0
4500592698-[10] | 908321106 : SWGR,SMRT RMU OD,2LBS+1CB,13.8KV,400A | RMU | ROH | DF205040961 | M4.5*10 Plastic rivets ABS plastic | 1800 | 1800 | 0 | 6100K013 | 1-1-1-1 | inventory | 2025-10-28 | Outer Enclosure |  | MK01-Makkah Central Warehouse | 2025-06-30 | 2025-06-16 | 0
4500592698-[10] | 908321106 : SWGR,SMRT RMU OD,2LBS+1CB,13.8KV,400A | RMU | ROH | DF205041496 | Sealing Strip 2018EVA EPDM (thickness 3mm width 10mm) | 2660 | 2660 | 0 | free_stock | 1-1-1-1 | inventory | 2025-10-28 | Outer Enclosure |  | MK01-Makkah Central Warehouse | 2025-06-30 | 2025-06-16 | 0
4500592698-[10] | 908321106 : SWGR,SMRT RMU OD,2LBS+1CB,13.8KV,400A | RMU | ROH | 205046790 | φ10 spring washer Stainless steel | 1600 | 1600 | 0 | 6100K013 | 1-1-1-1 | inventory | 2025-10-28 | Outer Enclosure |  | MK01-Makkah Central Warehouse | 2025-06-30 | 2025-06-16 | 0
4500592698-[10] | 908321106 : SWGR,SMRT RMU OD,2LBS+1CB,13.8KV,400A | RMU | ROH | DF211001964 | φ10-30 large flat pad Stainless steel | 1600 | 1600 | 0 | 6100K013 | 1-1-1-1 | inventory | 2025-10-28 | Outer Enclosure |  | MK01-Makkah Central Warehouse | 2025-06-30 | 2025-06-16 | 0
4500592698-[10] | 908321106 : SWGR,SMRT RMU OD,2LBS+1CB,13.8KV,400A | RMU | ROH | 205042612 | φ3.2*16 Cotter pin Stainless steel | 200 | 200 | 0 | 6100K013 | 1-1-1-1 | inventory | 2025-10-28 | Outer Enclosure |  | MK01-Makkah Central Warehouse | 2025-06-30 | 2025-06-16 | 0
4500592698-[10] | 908321106 : SWGR,SMRT RMU OD,2LBS+1CB,13.8KV,400A | RMU | ROH | 205042517 | ø4 Flat pad Stainless steel | 2400 | 2400 | 0 | 6100K013 | R40-I-1-K013_SEP | inventory | 2025-10-28 | Outer Enclosure |  | MK01-Makkah Central Warehouse | 2025-06-30 | 2025-06-16 | 0
4500592698-[10] | 908321106 : SWGR,SMRT RMU OD,2LBS+1CB,13.8KV,400A | RMU | ROH | 205042515 | φ4 Spring washer Stainless steel | 2400 | 2400 | 0 | 6100K013 | R40-I-1-K013_SEP | inventory | 2025-10-28 | Outer Enclosure |  | MK01-Makkah Central Warehouse | 2025-06-30 | 2025-06-16 | 0
4500592698-[10] | 908321106 : SWGR,SMRT RMU OD,2LBS+1CB,13.8KV,400A | RMU | ROH | DF205040971 | φ4*12 Waterproof blind rivets Stainless steel | 6400 | 6400 | 0 | 6100K013 | 1-1-1-1 | inventory | 2025-10-28 | Outer Enclosure |  | MK01-Makkah Central Warehouse | 2025-06-30 | 2025-06-16 | 0
4500592698-[10] | 908321106 : SWGR,SMRT RMU OD,2LBS+1CB,13.8KV,400A | RMU | ROH | 211001963 | φ6-18 Large flat pad Stainless steel | 10600 | 10600 | 0 | 6100K013 | 1-1-1-1 | inventory | 2025-10-28 | Outer Enclosure |  | MK01-Makkah Central Warehouse | 2025-06-30 | 2025-06-16 | 0
4500592698-[10] | 908321106 : SWGR,SMRT RMU OD,2LBS+1CB,13.8KV,400A | RMU | ROH | DF205040982 | φ6.4*10.5 Seahorse rivets Stainless steel (SS/HFIX0813) | 10800 | 10800 | 0 | 6100K013 | 1-1-1-1 | inventory | 2025-10-28 | Outer Enclosure |  | MK01-Makkah Central Warehouse | 2025-06-30 | 2025-06-16 | 0
4500592698-[10] | 908321106 : SWGR,SMRT RMU OD,2LBS+1CB,13.8KV,400A | RMU | ROH | DF205040983 | φ6.4*16.5 Countersunk Seahorse blind rivets Stainless steel | 800 | 800 | 0 | 6100K013 | 1-1-1-1 | inventory | 2025-10-28 | Outer Enclosure |  | MK01-Makkah Central Warehouse | 2025-06-30 | 2025-06-16 | 0
4500585226-[10] | 908333007 : RECLOSER:CIRCUIT,33 KV,3 P,60 HZ,200 KV | OVR | ROH | 13-B100DY | GREEN PUSH BOTTON WITH START ADAPTER | 89 | 89 | 0 | 6100K013 | R57-G-1-1 | inventory | 2025-10-28 | LV |  | QS01-Al Qassim Central Warehouse | 2025-06-30 | 2025-06-16 | 0
4500585226-[10] | 908333007 : RECLOSER:CIRCUIT,33 KV,3 P,60 HZ,200 KV | OVR | ROH | 13-B200DK | RED PUSH BOTTON WITH ADAPTER STOP | 89 | 89 | 0 | 6100K013 | R56-J-1-1 | inventory | 2025-10-28 | LV |  | QS01-Al Qassim Central Warehouse | 2025-06-30 | 2025-06-16 | 0
4500585226-[10] | 908333007 : RECLOSER:CIRCUIT,33 KV,3 P,60 HZ,200 KV | OVR | ROH | 13-B3 | BA9S ILLUMINATION CONTACT BLOCK HOLDER | 178 | 178 | 0 | 6100K013 | R57-O-1-1 | inventory | 2025-10-28 | LV |  | QS01-Al Qassim Central Warehouse | 2025-06-30 | 2025-06-16 | 0
4500585226-[10] | 908333007 : RECLOSER:CIRCUIT,33 KV,3 P,60 HZ,200 KV | OVR | ROH | 13-LED24K | 24V BA9S LED LAMP RED | 89 | 89 | 0 | 6100K013 | R57-G-1-1 | inventory | 2025-10-28 | LV |  | QS01-Al Qassim Central Warehouse | 2025-06-30 | 2025-06-16 | 0
4500585226-[10] | 908333007 : RECLOSER:CIRCUIT,33 KV,3 P,60 HZ,200 KV | OVR | ROH | 13-LED24Y | 24V BA9S LED LAMP GREEN | 89 | 89 | 0 | 6100K013 | R57-G-1-1 | inventory | 2025-10-28 | LV |  | QS01-Al Qassim Central Warehouse | 2025-06-30 | 2025-06-16 | 0
4500585226-[10] | 908333007 : RECLOSER:CIRCUIT,33 KV,3 P,60 HZ,200 KV | OVR | ROH | 13-MBSD24K | INDICATION LIGHT RED 24V AC/DC | 89 | 89 | 0 | 6100K013 | R57-G-1-1 | inventory | 2025-10-28 | LV |  | QS01-Al Qassim Central Warehouse | 2025-06-30 | 2025-06-16 | 0
4500585226-[10] | 908333007 : RECLOSER:CIRCUIT,33 KV,3 P,60 HZ,200 KV | OVR | ROH | 1YAB53301XIX0000 | FLUORESCENT LAMP WITH DIFFUSER, 220VAC | 89 | 1 | 88 | 6100K006 | 1-1-1-1 | inventory | 2025-10-28 | LV |  | QS01-Al Qassim Central Warehouse | 2025-06-30 | 2025-06-16 | 0
4500585226-[10] | 908333007 : RECLOSER:CIRCUIT,33 KV,3 P,60 HZ,200 KV | OVR | ROH | LL10-W | ABB_LL10-W / LL10-W, AC/DC90-264V 50/60HZ | 88 | 88 | 0 | free_stock | R15-I-1-K11B_SEP | inventory | 2025-10-28 | LV | Automated: Replaced 1YAB53301XIX0000 by LL10-W. | QS01-Al Qassim Central Warehouse | 2025-06-30 | 2025-06-16 | 0
4500585226-[10] | 908333007 : RECLOSER:CIRCUIT,33 KV,3 P,60 HZ,200 KV | OVR | ROH | 1YAB5355CAB0000 | End Cover, D-OTTA6-T ¦ 790459 ¦ PHOENIX | 89 | 89 | 0 | 6100K023 | R53-R-1-K013_SEP | inventory | 2025-10-28 | LV |  | QS01-Al Qassim Central Warehouse | 2025-06-30 | 2025-06-16 | 0
4500585226-[10] | 908333007 : RECLOSER:CIRCUIT,33 KV,3 P,60 HZ,200 KV | OVR | ROH | 1YAB5355DXB0000 | Marker, Terminal Strip, KLM-A ¦ 1004348 ¦ PHOENIX | 445 | 445 | 0 | free_stock | R59-G-1-MVBM_SEP | inventory | 2025-10-28 | LV |  | QS01-Al Qassim Central Warehouse | 2025-06-30 | 2025-06-16 | 0
4500585226-[10] | 908333007 : RECLOSER:CIRCUIT,33 KV,3 P,60 HZ,200 KV | OVR | ROH | 205036416 | Flat Washersφ4 | 356 | 356 | 0 | 6100K013 | 1-1-1-1 | inventory | 2025-10-28 | LV |  | QS01-Al Qassim Central Warehouse | 2025-06-30 | 2025-06-16 | 0
4500585226-[10] | 908333007 : RECLOSER:CIRCUIT,33 KV,3 P,60 HZ,200 KV | OVR | ROH | 205041920 | Flat Washersφ6 | 1780 | 1780 | 0 | free_stock | 1-1-1-1 | inventory | 2025-10-28 | LV |  | QS01-Al Qassim Central Warehouse | 2025-06-30 | 2025-06-16 | 0
4500585226-[10] | 908333007 : RECLOSER:CIRCUIT,33 KV,3 P,60 HZ,200 KV | OVR | ROH | 208004917 | 4G Communication Module, Make: China inhand, ,Ord:: Inhand IR302-FQ58 with Mushroom Antenna | 89 | 89 | 0 | 6100K013 | 1-1-1-1 | inventory | 2025-10-28 | LV |  | QS01-Al Qassim Central Warehouse | 2025-06-30 | 2025-06-16 | 0
4500585226-[10] | 908333007 : RECLOSER:CIRCUIT,33 KV,3 P,60 HZ,200 KV | OVR | ROH | 211002077 | Hex nut M6 | 1780 | 1780 | 0 | 6100K013 | 1-1-1-1 | inventory | 2025-10-28 | LV |  | QS01-Al Qassim Central Warehouse | 2025-06-30 | 2025-06-16 | 0
4500585226-[10] | 908333007 : RECLOSER:CIRCUIT,33 KV,3 P,60 HZ,200 KV | OVR | ROH | 2REA030565A0001 | ABB_CAPACITOR DISCHARGE UNIT ASSEMBLY | 89 | 89 | 0 | free_stock | INC-1-1-K11A_SEP | inventory | 2025-10-28 | LV |  | QS01-Al Qassim Central Warehouse | 2025-06-30 | 2025-06-16 | 0
4500585226-[10] | 908333007 : RECLOSER:CIRCUIT,33 KV,3 P,60 HZ,200 KV | OVR | ROH | 2REA051558A0003 | Single Pole Mounting Brackets for Auto Recloser (OVR 13.8kV & 33kV) | 89 | 85 | 4 | free_stock | NEW.FLR-1-1-K11A_SEP | inventory | 2025-10-28 | Bracket |  | QS01-Al Qassim Central Warehouse | 2025-06-30 | 2025-06-16 | 0
4500585226-[10] | 908333007 : RECLOSER:CIRCUIT,33 KV,3 P,60 HZ,200 KV | OVR | ROH | 2REA051558A0003 | Single Pole Mounting Brackets for Auto Recloser (OVR 13.8kV & 33kV) | 4 | 4 | 0 | free_stock | NEW.FLR-1-1-K006_SEP | inventory | 2025-10-28 | Bracket |  | QS01-Al Qassim Central Warehouse | 2025-06-30 | 2025-06-16 | 0
4500585226-[10] | 908333007 : RECLOSER:CIRCUIT,33 KV,3 P,60 HZ,200 KV | OVR | ROH | 2REA056449A0001 | Empty LV Box for Auto Recloser (OVR 13.8kV & 33kV) with bracket for single pole | 89 | 89 | 0 | 6100K006 | 1-1-1-1 | inventory | 2025-10-28 | LV |  | QS01-Al Qassim Central Warehouse | 2025-06-30 | 2025-06-16 | 0
4500585226-[10] | 908333007 : RECLOSER:CIRCUIT,33 KV,3 P,60 HZ,200 KV | OVR | ROH | 5XECD.086.093.1 | Single Pole Mounting Brackets for CPT for LBS/Sectionalizer/Auto Recloser (SECTOS / OVR 13.8kV & 33kV) | 89 | 89 | 0 | free_stock | 1-1-1-1 | inventory | 2025-10-28 | Bracket |  | QS01-Al Qassim Central Warehouse | 2025-06-30 | 2025-06-16 | 0
4500585226-[10] | 908333007 : RECLOSER:CIRCUIT,33 KV,3 P,60 HZ,200 KV | OVR | ROH | 6-CNFJ-22 | ZHE_6-CNFJ-22 / 12V 22Ah STORAGE BATTERY | 178 | 178 | 0 | free_stock | WH2-1-1-K11B_SEP | inventory | 2025-10-28 | LV |  | QS01-Al Qassim Central Warehouse | 2025-06-30 | 2025-06-16 | 0
4500585226-[10] | 908333007 : RECLOSER:CIRCUIT,33 KV,3 P,60 HZ,200 KV | OVR |  | RMU000000107 | Bush Inner Dia 7x49 ¦ 9ABA450075F1002 ¦ Local | 356 | 356 | 0 | free_stock | R58-A-1-K11B_SEP | inventory | 2025-10-28 | LV | Automated: Replaced 9ABA450075F1002 by RMU000000107. | QS01-Al Qassim Central Warehouse | 2025-06-30 | 2025-06-16 | 0
4500585226-[10] | 908333007 : RECLOSER:CIRCUIT,33 KV,3 P,60 HZ,200 KV | OVR | ROH | RMU000000119 | BOLT SOCKET CAP HEAD M3x12 ¦ 9ABA450075F1014 ¦ Local | 1246 | 1246 | 0 | free_stock | R58-A-1-K12B_SEP | inventory | 2025-10-28 | LV | Automated: Replaced 9ABA450075F1014 by RMU000000119. | QS01-Al Qassim Central Warehouse | 2025-06-30 | 2025-06-16 | 0
4500585226-[10] | 908333007 : RECLOSER:CIRCUIT,33 KV,3 P,60 HZ,200 KV | OVR | ROH | AE2000-1865-14 | Tube, Ferrule, Red, Inner Diameter 3.5 mm, 1.5 Wire | 890 | 890 | 0 | 6100K013 | INC-1-1-MVBM_SEP | consumption | 2025-08-10 | LV |  | QS01-Al Qassim Central Warehouse | 2025-06-30 | 2025-06-16 | 0 | [5 empty] | Material Issue Order_MIO | 7982924
4500585226-[10] | 908333007 : RECLOSER:CIRCUIT,33 KV,3 P,60 HZ,200 KV | OVR | ROH | CSB25A9PS2E- B L/R | 2 POSITION, LATCHING, SELECTOR SWITCH, 90DEGREES, 2 CONTACTS EACH, PAD LOCKABLE IN EACH POS (LOCAL/REMOTE) CSB25A9PS2E- B L/R | 89 | 89 | 0 | 6100K007 | 1-1-1-1 | inventory | 2025-10-28 | LV |  | QS01-Al Qassim Central Warehouse | 2025-06-30 | 2025-06-16 | 0
4500585226-[10] | 908333007 : RECLOSER:CIRCUIT,33 KV,3 P,60 HZ,200 KV | OVR | ROH | CSB25A9PS2E- B P/B | 2 POSITION, LATCHING, SELECTOR SWITCH, 90DEGREES, 2 CONTACTS EACH, PAD LOCKABLE IN EACH POS (POWER SUPPLY/BATTERY) CSB25A9PS2E- B P/B | 89 | 89 | 0 | 6100K006 | 1-1-1-1 | inventory | 2025-10-28 | LV |  | QS01-Al Qassim Central Warehouse | 2025-06-30 | 2025-06-16 | 0
4500585226-[10] | 908333007 : RECLOSER:CIRCUIT,33 KV,3 P,60 HZ,200 KV | OVR | ROH | CSB25A9PS2E- B L/U | 2 POSITION, LATCHING, SELECTOR SWITCH, 90DEGREES, 2 CONTACTS EACH, PAD LOCKABLE IN EACH POS (LOCK/UNLOCK) CSB25A9PS2E- B L/U | 89 | 25 | 64 | 6100K011B | 1-1-1-1 | consumption | 2025-10-20 | LV |  | QS01-Al Qassim Central Warehouse | 2025-06-30 | 2025-06-16 | 0 | [5 empty] | Work in Process Pick | 8192197
4500585226-[10] | 908333007 : RECLOSER:CIRCUIT,33 KV,3 P,60 HZ,200 KV | OVR | ROH | CSB25A9PS2E- B L/U | 2 POSITION, LATCHING, SELECTOR SWITCH, 90DEGREES, 2 CONTACTS EACH, PAD LOCKABLE IN EACH POS (LOCK/UNLOCK) CSB25A9PS2E- B L/U | 64 | 14 | 50 | 6100K011B | R54-O-1-K006_SEP | consumption | 2025-10-20 | LV |  | QS01-Al Qassim Central Warehouse | 2025-06-30 | 2025-06-16 | 0 | [5 empty] | Work in Process Pick | 8195134
4500585226-[10] | 908333007 : RECLOSER:CIRCUIT,33 KV,3 P,60 HZ,200 KV | OVR | ROH | CSB25A9PS2E- B L/U | 2 POSITION, LATCHING, SELECTOR SWITCH, 90DEGREES, 2 CONTACTS EACH, PAD LOCKABLE IN EACH POS (LOCK/UNLOCK) CSB25A9PS2E- B L/U | 50 | 50 | 0 | 6100K006 | 1-1-1-1 | consumption | 2025-10-25 | LV |  | QS01-Al Qassim Central Warehouse | 2025-06-30 | 2025-06-16 | 0 | [5 empty] | Work in Process Material Issue | 8298337
4500585226-[10] | 908333007 : RECLOSER:CIRCUIT,33 KV,3 P,60 HZ,200 KV | OVR | ROH | DCMC303T250DG2B | ABB_250V 30000UF CAPACITOR PART NO. DCMC303T250DG2B | 178 | 159 | 19 | 6100K006 | 1-1-1-1 | inventory | 2025-10-28 | LV |  | QS01-Al Qassim Central Warehouse | 2025-06-30 | 2025-06-16 | 0
4500585226-[10] | 908333007 : RECLOSER:CIRCUIT,33 KV,3 P,60 HZ,200 KV | OVR | ROH | DCMC303T250DG2B | ABB_250V 30000UF CAPACITOR PART NO. DCMC303T250DG2B | 19 | 19 | 0 | free_stock | INC-1-1-K11A_SEP | inventory | 2025-10-28 | LV |  | QS01-Al Qassim Central Warehouse | 2025-06-30 | 2025-06-16 | 0
4500585226-[10] | 908333007 : RECLOSER:CIRCUIT,33 KV,3 P,60 HZ,200 KV | OVR | ROH | DF205040971 | φ4*12 Waterproof blind rivets Stainless steel | 1780 | 1780 | 0 | 6100K013 | 1-1-1-1 | inventory | 2025-10-28 | LV |  | QS01-Al Qassim Central Warehouse | 2025-06-30 | 2025-06-16 | 0
4500585226-[10] | 908333007 : RECLOSER:CIRCUIT,33 KV,3 P,60 HZ,200 KV | OVR | ROH | DF240612003 | KSS-CV-150BK CABLE TIES 150X3.6 BALCK | 2225 | 2225 | 0 | 6100K013 | 1-1-1-1 | inventory | 2025-10-28 | LV |  | QS01-Al Qassim Central Warehouse | 2025-06-30 | 2025-06-16 | 0
4500585226-[10] | 908333007 : RECLOSER:CIRCUIT,33 KV,3 P,60 HZ,200 KV | OVR | ROH | DF240612004 | HT-EXS25 EXPANDABLE SLEEVE - 25MM 100MTR/ROL | 89 | 89 | 0 | 6100K013 | 1-1-1-1 | inventory | 2025-10-28 | LV |  | QS01-Al Qassim Central Warehouse | 2025-06-30 | 2025-06-16 | 0
4500585226-[10] | 908333007 : RECLOSER:CIRCUIT,33 KV,3 P,60 HZ,200 KV | OVR | ROH | DF240612005 | HT-EXS32 EXPANDABLE SLEEVE - 32MM 100MTR/ROL | 89 | 89 | 0 | 6100K013 | 1-1-1-1 | inventory | 2025-10-28 | LV |  | QS01-Al Qassim Central Warehouse | 2025-06-30 | 2025-06-16 | 0
4500585226-[10] | 908333007 : RECLOSER:CIRCUIT,33 KV,3 P,60 HZ,200 KV | OVR | ROH | DF240612006 | KSS-KS-8B 8MM SPIRAL 15-60 WRAPPING BAND 10MTR/BAG | 89 | 89 | 0 | 6100K013 | 1-1-1-1 | inventory | 2025-10-28 | LV |  | QS01-Al Qassim Central Warehouse | 2025-06-30 | 2025-06-16 | 0
4500585226-[10] | 908333007 : RECLOSER:CIRCUIT,33 KV,3 P,60 HZ,200 KV | OVR | ROH | DF240612007 | KSS-KS-12B 12MM SPIRAL 20-65 WRAPPING BAND 10MTR/BAG | 89 | 89 | 0 | 6100KDP02 | R54-A-1-K013_SEP | inventory | 2025-10-28 | LV |  | QS01-Al Qassim Central Warehouse | 2025-06-30 | 2025-06-16 | 0
4500585226-[10] | 908333007 : RECLOSER:CIRCUIT,33 KV,3 P,60 HZ,200 KV | OVR | ROH | DF240907005 | Flat Washers φ3 Stainless Steel | 1246 | 1246 | 0 | 6100K013 | 1-1-1-1 | inventory | 2025-10-28 | LV |  | QS01-Al Qassim Central Warehouse | 2025-06-30 | 2025-06-16 | 0
4500585226-[10] | 908333007 : RECLOSER:CIRCUIT,33 KV,3 P,60 HZ,200 KV | OVR | ROH | DF240907006 | Self-locking nut M3 | 356 | 356 | 0 | 6100K013 | 1-1-1-1 | inventory | 2025-10-28 | LV |  | QS01-Al Qassim Central Warehouse | 2025-06-30 | 2025-06-16 | 0
4500585226-[10] | 908333007 : RECLOSER:CIRCUIT,33 KV,3 P,60 HZ,200 KV | OVR | ROH | DF241126013 | KSS-CV-200MBK BLACK NYLON CABLE TIES (200MMX2.5MM) | 2225 | 2225 | 0 | 6100K013 | 1-1-1-1 | inventory | 2025-10-28 | LV |  | QS01-Al Qassim Central Warehouse | 2025-06-30 | 2025-06-16 | 0
4500585226-[10] | 908333007 : RECLOSER:CIRCUIT,33 KV,3 P,60 HZ,200 KV | OVR | ROH | DMS 2121 2016-233 | BOLT HEX HEAD M5X30 | 356 | 356 | 0 | 6100K006 | 1-1-1-1 | inventory | 2025-10-28 | LV |  | QS01-Al Qassim Central Warehouse | 2025-06-30 | 2025-06-16 | 0
4500585226-[10] | 908333007 : RECLOSER:CIRCUIT,33 KV,3 P,60 HZ,200 KV | OVR | ROH | DMS 2121 2467-366 | SCREW SELF TAPPING TORX M6 X 12 | 356 | 356 | 0 | free_stock | R58-A-1-K11B_SEP | inventory | 2025-10-28 | LV |  | QS01-Al Qassim Central Warehouse | 2025-06-30 | 2025-06-16 | 0
4500585226-[10] | 908333007 : RECLOSER:CIRCUIT,33 KV,3 P,60 HZ,200 KV | OVR | ROH | DMS 2126 2011-111 | NUT, HEX M3 | 1246 | 1246 | 0 | free_stock | R58-A-1-K017_SEP | inventory | 2025-10-28 | LV |  | QS01-Al Qassim Central Warehouse | 2025-06-30 | 2025-06-16 | 0
4500585226-[10] | 908333007 : RECLOSER:CIRCUIT,33 KV,3 P,60 HZ,200 KV | OVR | ROH | DMS 2126 2011-114 | NUT, HEX M5 | 712 | 712 | 0 | free_stock | R58-A-1-K11B_SEP | inventory | 2025-10-28 | LV |  | QS01-Al Qassim Central Warehouse | 2025-06-30 | 2025-06-16 | 0
4500585226-[10] | 908333007 : RECLOSER:CIRCUIT,33 KV,3 P,60 HZ,200 KV | OVR | ROH | HBRDADNCBD1BFAE21G | RER615 2.0 - HBRDADNCBD1BFAE21G | 89 | 89 | 0 | 6100K006 | 1-1-1-1 | inventory | 2025-10-28 | LV |  | QS01-Al Qassim Central Warehouse | 2025-06-30 | 2025-06-16 | 0
4500585226-[10] | 908333007 : RECLOSER:CIRCUIT,33 KV,3 P,60 HZ,200 KV | OVR | ROH | HDC 24B ABU | WEIDMUELLER_BASE 24 PIN | 89 | 89 | 0 | free_stock | R57-O-1-1 | inventory | 2025-10-28 | LV |  | QS01-Al Qassim Central Warehouse | 2025-06-30 | 2025-06-16 | 0
4500585226-[10] | 908333007 : RECLOSER:CIRCUIT,33 KV,3 P,60 HZ,200 KV | OVR | ROH | HDC HE 24 FS | WEIDMUELLER_FEMALE CONNECTOR 24 PIN | 89 | 89 | 0 | free_stock | R57-O-1-1 | inventory | 2025-10-28 | LV |  | QS01-Al Qassim Central Warehouse | 2025-06-30 | 2025-06-16 | 0
4500585226-[10] | 908333007 : RECLOSER:CIRCUIT,33 KV,3 P,60 HZ,200 KV | OVR | ROH | IN76350001-2 | APT_THERMOSTAT WITHOUT STEM,SETTING: 0-60 DEG.CENTIGRADE | 89 | 89 | 0 | 6100K007 | 1-1-1-1 | inventory | 2025-10-28 | LV |  | QS01-Al Qassim Central Warehouse | 2025-06-30 | 2025-06-16 | 0
4500585226-[10] | 908333007 : RECLOSER:CIRCUIT,33 KV,3 P,60 HZ,200 KV | OVR | ROH | KIT ACM T1-1 | Actuator - KIT ACM T1-1 (With EMI Filter) | 89 | 89 | 0 | 6100K006 | 1-1-1-1 | inventory | 2025-10-28 | LV |  | QS01-Al Qassim Central Warehouse | 2025-06-30 | 2025-06-16 | 0
4500585226-[10] | 908333007 : RECLOSER:CIRCUIT,33 KV,3 P,60 HZ,200 KV | OVR | ROH | MMCM-C2/1 | CHINT_AC MINIATURE CIRCUIT BREAKER 1P 2A 10kA Curve C | 89 | 89 | 0 | free_stock | R55-R-1-K11A_SEP | inventory | 2025-10-28 | LV |  | QS01-Al Qassim Central Warehouse | 2025-06-30 | 2025-06-16 | 0
4500585226-[10] | 908333007 : RECLOSER:CIRCUIT,33 KV,3 P,60 HZ,200 KV | OVR | ROH | MV-OHL-CPT-33KV-DP | Double Pole Control PT . Primary 33 kV : secondary 0.23kV, 200VA, Class 1. 700VAth .Frequency 60Hz .Out door type . Ambient 55 Degree C. Insulation level 36/95/200kV , Voltage factor :1.2Un Cont, As per IEC 61869-1&3 Class E.Primary terminal suitable for cable connection (clamp type) .Colour Grey for out door installation.Type test and routine test reports will be required .Laser printed name plate required. As per SEC Distribution standard Specification. | 89 | 89 | 0 | 6100K007 | 1-1-1-1 | inventory | 2025-10-28 | CPT |  | QS01-Al Qassim Central Warehouse | 2025-06-30 | 2025-06-16 | 0
4500585226-[10] | 908333007 : RECLOSER:CIRCUIT,33 KV,3 P,60 HZ,200 KV | OVR | ROH | MV-OVR38-0001 | Smart Outdoor RECLOSER: CIRCUIT,33kV,3P,60Hz,170kV SEC MV-OHL-Recloser (ABB OVR38kV) SEC Item # 908333007 for 200KV & 908333011 for 170kV HV Unit & 10 Meter Control cable for recloser with 3 Voltage Sensors: 33kV,3P,50/60 Hz, 170kV Recloser, Circuit: Nominal Voltage: 33kV, Phase: 3; Ferquency: 50/60Hz;Bil Rating: 170KVp | 89 | 89 | 0 | 6100K006 | 1-1-1-1 | inventory | 2025-10-28 | Gas Tank |  | QS01-Al Qassim Central Warehouse | 2025-06-30 | 2025-06-16 | 0
4500585226-[10] | 908333007 : RECLOSER:CIRCUIT,33 KV,3 P,60 HZ,200 KV | OVR | ROH | MV2000-1685-06-W | WHITE TUBE, INNER DIA 3.5MM (1.5 WIRE) | 1780 | 1780 | 0 | free_stock | 1-1-1-1 | inventory | 2025-10-28 | LV |  | QS01-Al Qassim Central Warehouse | 2025-06-30 | 2025-06-16 | 0
4500585226-[10] | 908333007 : RECLOSER:CIRCUIT,33 KV,3 P,60 HZ,200 KV | OVR | ROH | MV2000-1865-01-W | WHITE TUBE, INNER DIA 4.0MM (2.5 WIRE) | 890 | 890 | 0 | free_stock | 1-1-1-1 | inventory | 2025-10-28 | LV |  | QS01-Al Qassim Central Warehouse | 2025-06-30 | 2025-06-16 | 0
4500585226-[10] | 908333007 : RECLOSER:CIRCUIT,33 KV,3 P,60 HZ,200 KV | OVR | ROH | NB1-4DC 1P | Miniature Circuit Breaker, MCB, 4A, 1P, C Type, DC | 178 | 178 | 0 | free_stock | R56-B-1-K006_SEP | inventory | 2025-10-28 | LV |  | QS01-Al Qassim Central Warehouse | 2025-06-30 | 2025-06-16 | 0
4500585226-[10] | 908333007 : RECLOSER:CIRCUIT,33 KV,3 P,60 HZ,200 KV | OVR | ROH | NB1-4DC 2P | Miniature Circuit Breaker, MCB, 4A, 2P, C Type, DC | 89 | 89 | 0 | free_stock | R56-B-1-K006_SEP | inventory | 2025-10-28 | LV |  | QS01-Al Qassim Central Warehouse | 2025-06-30 | 2025-06-16 | 0
4500585226-[10] | 908333007 : RECLOSER:CIRCUIT,33 KV,3 P,60 HZ,200 KV | OVR | ROH | PL.AC30 | WZAZURE_PL.AC30 / THREE PIN SOCKET DIN RAIL MOUNTED | 89 | 89 | 0 | free_stock | R56-O-1-K11B_SEP | inventory | 2025-10-28 | LV |  | QS01-Al Qassim Central Warehouse | 2025-06-30 | 2025-06-16 | 0
4500585226-[10] | 908333007 : RECLOSER:CIRCUIT,33 KV,3 P,60 HZ,200 KV | OVR | ROH | PXC-0311171 | FB 10- RTK/S - Screw bridge, pitch: 8.2 mm, number of positions: 10, color: silver | 445 | 445 | 0 | free_stock | 1-1-1-1 | inventory | 2025-10-28 | LV |  | QS01-Al Qassim Central Warehouse | 2025-06-30 | 2025-06-16 | 0
4500585226-[10] | 908333007 : RECLOSER:CIRCUIT,33 KV,3 P,60 HZ,200 KV | OVR | ROH | PXC-3000834 | SCBI 10-6 W - Screw bridge, with spring washer and insulating collar, pitch: 6.2 mm, number of positions: 10, color: silver | 801 | 801 | 0 | free_stock | 1-1-1-1 | inventory | 2025-10-28 | LV |  | QS01-Al Qassim Central Warehouse | 2025-06-30 | 2025-06-16 | 0
4500585226-[10] | 908333007 : RECLOSER:CIRCUIT,33 KV,3 P,60 HZ,200 KV | OVR | ROH | PXC-3022218 | CLIPFIX 35 - End bracket, Quick mounting end clamp for NS 35/7,5 DIN rail or NS 35/15 DIN rail, with marking option, width: 9.5 mm, color: gray | 445 | 445 | 0 | free_stock | 1-1-1-1 | inventory | 2025-10-28 | LV |  | QS01-Al Qassim Central Warehouse | 2025-06-30 | 2025-06-16 | 0
4500585226-[10] | 908333007 : RECLOSER:CIRCUIT,33 KV,3 P,60 HZ,200 KV | OVR | ROH | PXC-3059809 | D-TB 4/10 - Cover, depth: 35.9 mm, width: 1.8 mm, height: 42.5 mm, color: dark gray | 890 | 890 | 0 | 6100K006 | 1-1-1-1 | inventory | 2025-10-28 | LV |  | QS01-Al Qassim Central Warehouse | 2025-06-30 | 2025-06-16 | 0
4500585226-[10] | 908333007 : RECLOSER:CIRCUIT,33 KV,3 P,60 HZ,200 KV | OVR | ROH | PXC-3246966 | E/TB - End bracket, for assembly on NS 32 or NS 35/7.5 DIN rail | 801 | 801 | 0 | free_stock | 1-1-1-1 | inventory | 2025-10-28 | LV |  | QS01-Al Qassim Central Warehouse | 2025-06-30 | 2025-06-16 | 0
4500585226-[10] | 908333007 : RECLOSER:CIRCUIT,33 KV,3 P,60 HZ,200 KV | OVR | ROH | PXC.3246023 | PHOENIX CONTACT_TB 4 EI / SCREW TERMINAL, 2PTS, 4 SQMM GREY | 3560 | 3560 | 0 | free_stock | R67-O-1-K11B_SEP | inventory | 2025-10-28 | LV |  | QS01-Al Qassim Central Warehouse | 2025-06-30 | 2025-06-16 | 0
4500585226-[10] | 908333007 : RECLOSER:CIRCUIT,33 KV,3 P,60 HZ,200 KV | OVR | ROH | PXC.5775287 | PHOENIX CONTACT_TB6-RTK-02 / DISCONNECT TERMINAL BLOCK 6 SQMM | 890 | 890 | 0 | free_stock | R15-I-1-K11A_SEP | inventory | 2025-10-28 | LV |  | QS01-Al Qassim Central Warehouse | 2025-06-30 | 2025-06-16 | 0
4500585226-[10] | 908333007 : RECLOSER:CIRCUIT,33 KV,3 P,60 HZ,200 KV | OVR | ROH | RH050 | VISHAY_HEATER RH050, 50W 4.7KOHM, 120-240V AC/DC | 89 | 89 | 0 | 6100K007 | 1-1-1-1 | inventory | 2025-10-28 | LV |  | QS01-Al Qassim Central Warehouse | 2025-06-30 | 2025-06-16 | 0
4500585226-[10] | 908333007 : RECLOSER:CIRCUIT,33 KV,3 P,60 HZ,200 KV | OVR | ROH | RMU000000108 | Plain Washer M5 ¦ 9ABA450075F1003 ¦ Local | 356 | 356 | 0 | free_stock | 1-1-1-1 | inventory | 2025-10-28 | LV |  | QS01-Al Qassim Central Warehouse | 2025-06-30 | 2025-06-16 | 0
4500585226-[10] | 908333007 : RECLOSER:CIRCUIT,33 KV,3 P,60 HZ,200 KV | OVR | ROH | SEP10052 | ‭DISCONNECTING TB FOR CT, OTTA 6-T, BOLT W/O SPRING/0790462/OTTA 6-T P/P‬ | 534 | 534 | 0 | 6100K007 | 1-1-1-1 | inventory | 2025-10-28 | LV |  | QS01-Al Qassim Central Warehouse | 2025-06-30 | 2025-06-16 | 0
4500585226-[10] | 908333007 : RECLOSER:CIRCUIT,33 KV,3 P,60 HZ,200 KV | OVR | ROH | SEP10120 | ‭TIE MOUNT FOR SPARE TIE/HC-102/HC-102‬ | 890 | 890 | 0 | free_stock | R58-R-1-K007_SEP | inventory | 2025-10-28 | LV |  | QS01-Al Qassim Central Warehouse | 2025-06-30 | 2025-06-16 | 0
4500585226-[10] | 908333007 : RECLOSER:CIRCUIT,33 KV,3 P,60 HZ,200 KV | OVR | ROH | SEP10128 | ‭DIN RAIL SLOTTED/35X15X1.5X2 - HOLE/DIN RAIL‬ | 44.5 | 44.5 | 0 | 6100K006 | 1-1-1-1 | inventory | 2025-10-28 | LV |  | QS01-Al Qassim Central Warehouse | 2025-06-30 | 2025-06-16 | 0
4500585226-[10] | 908333007 : RECLOSER:CIRCUIT,33 KV,3 P,60 HZ,200 KV | OVR | ROH | SEP10160 | TRAFFOLYTE, BLACK/WHITE/WHITE - BLACK/TRAFFOLYTE | 44.5 | 44.5 | 0 | free_stock | 1-1-1-1 | inventory | 2025-10-28 | LV |  | QS01-Al Qassim Central Warehouse | 2025-06-30 | 2025-06-16 | 0
4500585226-[10] | 908333007 : RECLOSER:CIRCUIT,33 KV,3 P,60 HZ,200 KV | OVR | ROH | SEP10481 | End Cover, D-URTK ¦ 310020 ¦ PHOENIX | 89 | 89 | 0 | free_stock | 1-1-1-1 | inventory | 2025-10-28 | LV |  | QS01-Al Qassim Central Warehouse | 2025-06-30 | 2025-06-16 | 0
4500585226-[10] | 908333007 : RECLOSER:CIRCUIT,33 KV,3 P,60 HZ,200 KV | OVR | ROH | SEP10555 | TB NUMBERING MARKER (BLANK), UCT-TM 6 / 0828736 | 890 | 890 | 0 | free_stock | 1-1-1-1 | inventory | 2025-10-28 | LV |  | QS01-Al Qassim Central Warehouse | 2025-06-30 | 2025-06-16 | 0
4500585226-[10] | 908333007 : RECLOSER:CIRCUIT,33 KV,3 P,60 HZ,200 KV | OVR | ROH | SEP10556 | TB NUMBERING MARKER (BLANK), UCT-TM 8 / 0828740 | 534 | 534 | 0 | free_stock | 1-1-1-1 | inventory | 2025-10-28 | LV |  | QS01-Al Qassim Central Warehouse | 2025-06-30 | 2025-06-16 | 0
4500585226-[10] | 908333007 : RECLOSER:CIRCUIT,33 KV,3 P,60 HZ,200 KV | OVR | ROH | SEP10962 | TB, Terminal block, plastic, for 2.5mm wires, 12 connections per set | 14.8333 | 14.8333 | 0 | free_stock | 1-1-1-1 | inventory | 2025-10-28 | LV |  | QS01-Al Qassim Central Warehouse | 2025-06-30 | 2025-06-16 | 0
4500585226-[10] | 908333007 : RECLOSER:CIRCUIT,33 KV,3 P,60 HZ,200 KV | OVR | ROH | SEP11131 | Cable, Control, 1 CORE CU/PVC, 1.0 Sq.mm, Black, 105°, 600/1000V , 1 x 91.4 m | 44.5 | 44.5 | 0 | free_stock | 1-1-1-1 | inventory | 2025-10-28 | LV |  | QS01-Al Qassim Central Warehouse | 2025-06-30 | 2025-06-16 | 0
4500585226-[10] | 908333007 : RECLOSER:CIRCUIT,33 KV,3 P,60 HZ,200 KV | OVR | ROH | SEP11138 | Cable, Control, 1 CORE CU/PVC, 1.5 Sq.mm, Black, 105°, 600/1000V , 1 x 91.4 m | 178 | 52 | 126 | free_stock | 1-1-1-1 | inventory | 2025-10-28 | LV |  | QS01-Al Qassim Central Warehouse | 2025-06-30 | 2025-06-16 | 0
4500585226-[10] | 908333007 : RECLOSER:CIRCUIT,33 KV,3 P,60 HZ,200 KV | OVR | ROH | SEP11143 | Cable, Control, 1 CORE CU/PVC, 2.5 Sq.mm, Red, 105°, 600/1000V , 1 x 91.4 m | 26.7 | 26.7 | 0 | free_stock | 1-1-1-1 | inventory | 2025-10-28 | LV |  | QS01-Al Qassim Central Warehouse | 2025-06-30 | 2025-06-16 | 0
4500585226-[10] | 908333007 : RECLOSER:CIRCUIT,33 KV,3 P,60 HZ,200 KV | OVR | ROH | SEP11146 | Cable, Control, 1 CORE CU/PVC, 2.5 Sq.mm, Black, 105°, 600/1000V , 1 x 91.4 m | 89 | 89 | 0 | free_stock | 1-1-1-1 | inventory | 2025-10-28 | LV |  | QS01-Al Qassim Central Warehouse | 2025-06-30 | 2025-06-16 | 0
4500585226-[10] | 908333007 : RECLOSER:CIRCUIT,33 KV,3 P,60 HZ,200 KV | OVR | ROH | SEP11151 | Cable, Control, 1 CORE CU/PVC, 2.5 Sq.mm Yellow/Green, 105°, 600/1000V , 1 x 91.4 m | 26.7 | 26.7 | 0 | free_stock | 1-1-1-1 | inventory | 2025-10-28 | LV |  | QS01-Al Qassim Central Warehouse | 2025-06-30 | 2025-06-16 | 0
4500585226-[10] | 908333007 : RECLOSER:CIRCUIT,33 KV,3 P,60 HZ,200 KV | OVR | ROH | SFB220A24H300 | BEB OR DFE_SFB220A24H300/24VDC / BATTERY CHARGER INPUT 220VAC,OUTPUT 24VDC | 89 | 89 | 0 | free_stock | 1-1-1-1 | inventory | 2025-10-28 | LV |  | QS01-Al Qassim Central Warehouse | 2025-06-30 | 2025-06-16 | 0
4500585226-[10] | 908333007 : RECLOSER:CIRCUIT,33 KV,3 P,60 HZ,200 KV | OVR | ROH | XF9J | MCB Alarm Auxiliary Contact 1N/O+1N/C | 267 | 156 | 111 | free_stock | R55-R-1-K11A_SEP | inventory | 2025-10-28 | LV | Automated: Replaced XF9 by XF9J. | QS01-Al Qassim Central Warehouse | 2025-06-30 | 2025-06-16 | 0
4500585226-[10] | 908333007 : RECLOSER:CIRCUIT,33 KV,3 P,60 HZ,200 KV | OVR | ROH | XF9J | MCB Alarm Auxiliary Contact 1N/O+1N/C | 111 | 100 | 11 | 6100K006 | 1-1-1-1 | inventory | 2025-10-28 | LV | Automated: Replaced XF9 by XF9J. | QS01-Al Qassim Central Warehouse | 2025-06-30 | 2025-06-16 | 0
4500585226-[10] | 908333007 : RECLOSER:CIRCUIT,33 KV,3 P,60 HZ,200 KV | OVR | ROH | XF9J | MCB Alarm Auxiliary Contact 1N/O+1N/C | 11 | 11 | 0 | free_stock | R55-R-1-K12A_SEP | inventory | 2025-10-28 | LV | Automated: Replaced XF9 by XF9J. | QS01-Al Qassim Central Warehouse | 2025-06-30 | 2025-06-16 | 0
4500585226-[10] | 908333007 : RECLOSER:CIRCUIT,33 KV,3 P,60 HZ,200 KV | OVR | ROH | XF9J | MCB Alarm Auxiliary Contact 1N/O+1N/C | 89 | 89 | 0 | 6100K006 | 1-1-1-1 | inventory | 2025-10-28 | LV |  | QS01-Al Qassim Central Warehouse | 2025-06-30 | 2025-06-16 | 0
4500585226-[10] | 908333007 : RECLOSER:CIRCUIT,33 KV,3 P,60 HZ,200 KV | OVR | ROH | RMU000000124 | Warning label for charged capacitor ¦ 2REA026251P0001 ¦ Local | 89 | 89 | 0 | free_stock | INC-1-1-K11A_SEP | inventory | 2025-10-28 | LV | Automated: Replaced 2REA026251P0001 by RMU000000124. | QS01-Al Qassim Central Warehouse | 2025-06-30 | 2025-06-16 | 0
4500585226-[10] | 908333007 : RECLOSER:CIRCUIT,33 KV,3 P,60 HZ,200 KV | OVR | ROH | RMU000000120 | SEC Logo (Alminum 136x76) ¦ 9ABA450075F1015 ¦ Local | 89 | 89 | 0 | free_stock | 1-1-1-1 | inventory | 2025-10-28 | LV | Automated: Replaced 9ABA450075F1015 by RMU000000120. | QS01-Al Qassim Central Warehouse | 2025-06-30 | 2025-06-16 | 0
4500585226-[10] | 908333007 : RECLOSER:CIRCUIT,33 KV,3 P,60 HZ,200 KV | OVR | ROH | RMU000000121 | Danger Sign (Alminum 136x76) ¦ 9ABA450075F1016 ¦ Local | 89 | 89 | 0 | free_stock | INC-1-1-K12B_SEP | inventory | 2025-10-28 | LV | Automated: Replaced 9ABA450075F1016 by RMU000000121. | QS01-Al Qassim Central Warehouse | 2025-06-30 | 2025-06-16 | 0
4500585226-[10] | 908333007 : RECLOSER:CIRCUIT,33 KV,3 P,60 HZ,200 KV | OVR | ROH | RMU000000122 | OVR SEP Branding Label ¦ 9ABA450075F1017 ¦ Local | 89 | 89 | 0 | free_stock | INC-1-1-K11A_SEP | inventory | 2025-10-28 | LV | Automated: Replaced 9ABA450075F1017 by RMU000000122. | QS01-Al Qassim Central Warehouse | 2025-06-30 | 2025-06-16 | 0
4500585226-[10] | 908333007 : RECLOSER:CIRCUIT,33 KV,3 P,60 HZ,200 KV | OVR | ROH | RMU000000125 | Warning Sign for External Batteries (Alminum 136x76) ¦ 9ABA450075F1019 ¦ Local | 89 | 89 | 0 | free_stock | INC-1-1-K11A_SEP | inventory | 2025-10-28 | LV | Automated: Replaced 9ABA450075F1019 by RMU000000125. | QS01-Al Qassim Central Warehouse | 2025-06-30 | 2025-06-16 | 0
4500585226-[10] | 908333007 : RECLOSER:CIRCUIT,33 KV,3 P,60 HZ,200 KV | OVR | ROH | RMU000000126 | OVR Manually Tripped Position Label (Traffolyte lite) ¦ 9ABA450075F1020 ¦ Local | 89 | 89 | 0 | free_stock | INC-1-1-K11A_SEP | inventory | 2025-10-28 | LV | Automated: Replaced 9ABA450075F1020 by RMU000000126. | QS01-Al Qassim Central Warehouse | 2025-06-30 | 2025-06-16 | 0
4500585226-[10] | 908333007 : RECLOSER:CIRCUIT,33 KV,3 P,60 HZ,200 KV | OVR | ROH | RMU000000127 | OVR Stud Grounding Mark Label (Alminum) ¦ 9ABA450075F1021 ¦ Local | 178 | 178 | 0 | free_stock | INC-1-1-K11A_SEP | inventory | 2025-10-28 | LV | Automated: Replaced 9ABA450075F1021 by RMU000000127. | QS01-Al Qassim Central Warehouse | 2025-06-30 | 2025-06-16 | 0
4500585226-[10] | 908333007 : RECLOSER:CIRCUIT,33 KV,3 P,60 HZ,200 KV | OVR | ROH | MV-CPT -CABL-ASSY | Cable Assembly - Outdoor flexible cable Black PVC 450/750 V, 95 °C heat & flame retardent, stranded annealed copper conductor, 4Cx 2.5 mm² of length 12 meter with connector type HQ-005-M (male connector) with H3A-MTG-M20 (hood) and DLX-M20 (gland) with H3A-KDBP (cover) terminated on one end (opposite end do not require processing), with steel cable tags on both cable ends, cable tag text "CPT cable" and loose supply of 1 base type H3A-MAG (base) with HQ-005-F (female connector) and H3A-KDTP (cover) - Used for OVR/LBS/Sectionalizer CPT connection | 89 | 89 | 0 | 6100K007 | 1-1-1-1 | inventory | 2025-10-28 | Cable |  | QS01-Al Qassim Central Warehouse | 2025-06-30 | 2025-06-16 | 0
4500585226-[20] | 908333007 : RECLOSER:CIRCUIT,33 KV,3 P,60 HZ,200 KV | OVR | ROH | 13-B100DY | GREEN PUSH BOTTON WITH START ADAPTER | 11 | 11 | 0 | 6100K013 | R57-G-1-1 | inventory | 2025-10-28 | LV |  | KH01-Kharj Warehouse150 | 2025-06-30 | 2025-06-16 | 0
4500585226-[20] | 908333007 : RECLOSER:CIRCUIT,33 KV,3 P,60 HZ,200 KV | OVR | ROH | 13-B200DK | RED PUSH BOTTON WITH ADAPTER STOP | 11 | 11 | 0 | 6100K013 | R56-J-1-1 | inventory | 2025-10-28 | LV |  | KH01-Kharj Warehouse150 | 2025-06-30 | 2025-06-16 | 0
4500585226-[20] | 908333007 : RECLOSER:CIRCUIT,33 KV,3 P,60 HZ,200 KV | OVR | ROH | 13-B3 | BA9S ILLUMINATION CONTACT BLOCK HOLDER | 22 | 22 | 0 | 6100K013 | R57-O-1-1 | inventory | 2025-10-28 | LV |  | KH01-Kharj Warehouse150 | 2025-06-30 | 2025-06-16 | 0
4500585226-[20] | 908333007 : RECLOSER:CIRCUIT,33 KV,3 P,60 HZ,200 KV | OVR | ROH | 13-LED24K | 24V BA9S LED LAMP RED | 11 | 11 | 0 | 6100K013 | R57-G-1-1 | inventory | 2025-10-28 | LV |  | KH01-Kharj Warehouse150 | 2025-06-30 | 2025-06-16 | 0
4500585226-[20] | 908333007 : RECLOSER:CIRCUIT,33 KV,3 P,60 HZ,200 KV | OVR | ROH | 13-LED24Y | 24V BA9S LED LAMP GREEN | 11 | 11 | 0 | 6100K013 | R57-G-1-1 | inventory | 2025-10-28 | LV |  | KH01-Kharj Warehouse150 | 2025-06-30 | 2025-06-16 | 0
4500585226-[20] | 908333007 : RECLOSER:CIRCUIT,33 KV,3 P,60 HZ,200 KV | OVR | ROH | 13-MBSD24K | INDICATION LIGHT RED 24V AC/DC | 11 | 11 | 0 | 6100K013 | R57-G-1-1 | inventory | 2025-10-28 | LV |  | KH01-Kharj Warehouse150 | 2025-06-30 | 2025-06-16 | 0
4500585226-[20] | 908333007 : RECLOSER:CIRCUIT,33 KV,3 P,60 HZ,200 KV | OVR | ROH | LL10-W | ABB_LL10-W / LL10-W, AC/DC90-264V 50/60HZ | 11 | 11 | 0 | 6100K007 | 1-1-1-1 | inventory | 2025-10-28 | LV | Automated: Replaced 1YAB53301XIX0000 by LL10-W. | KH01-Kharj Warehouse150 | 2025-06-30 | 2025-06-16 | 0
4500585226-[20] | 908333007 : RECLOSER:CIRCUIT,33 KV,3 P,60 HZ,200 KV | OVR | ROH | 1YAB5355CAB0000 | End Cover, D-OTTA6-T ¦ 790459 ¦ PHOENIX | 11 | 11 | 0 | free_stock | 1-1-1-1 | inventory | 2025-10-28 | LV |  | KH01-Kharj Warehouse150 | 2025-06-30 | 2025-06-16 | 0
4500585226-[20] | 908333007 : RECLOSER:CIRCUIT,33 KV,3 P,60 HZ,200 KV | OVR | ROH | 1YAB5355DXB0000 | Marker, Terminal Strip, KLM-A ¦ 1004348 ¦ PHOENIX | 55 | 55 | 0 | free_stock | R59-G-1-MVBM_SEP | inventory | 2025-10-28 | LV |  | KH01-Kharj Warehouse150 | 2025-06-30 | 2025-06-16 | 0
4500585226-[20] | 908333007 : RECLOSER:CIRCUIT,33 KV,3 P,60 HZ,200 KV | OVR | ROH | 205036416 | Flat Washersφ4 | 44 | 44 | 0 | 6100K013 | 1-1-1-1 | inventory | 2025-10-28 | LV |  | KH01-Kharj Warehouse150 | 2025-06-30 | 2025-06-16 | 0
4500585226-[20] | 908333007 : RECLOSER:CIRCUIT,33 KV,3 P,60 HZ,200 KV | OVR | ROH | 205041920 | Flat Washersφ6 | 220 | 220 | 0 | free_stock | 1-1-1-1 | inventory | 2025-10-28 | LV |  | KH01-Kharj Warehouse150 | 2025-06-30 | 2025-06-16 | 0
4500585226-[20] | 908333007 : RECLOSER:CIRCUIT,33 KV,3 P,60 HZ,200 KV | OVR | ROH | 208004917 | 4G Communication Module, Make: China inhand, ,Ord:: Inhand IR302-FQ58 with Mushroom Antenna | 11 | 11 | 0 | 6100K013 | 1-1-1-1 | inventory | 2025-10-28 | LV |  | KH01-Kharj Warehouse150 | 2025-06-30 | 2025-06-16 | 0
4500585226-[20] | 908333007 : RECLOSER:CIRCUIT,33 KV,3 P,60 HZ,200 KV | OVR | ROH | 211002077 | Hex nut M6 | 220 | 220 | 0 | 6100K013 | 1-1-1-1 | inventory | 2025-10-28 | LV |  | KH01-Kharj Warehouse150 | 2025-06-30 | 2025-06-16 | 0
4500585226-[20] | 908333007 : RECLOSER:CIRCUIT,33 KV,3 P,60 HZ,200 KV | OVR | ROH | 2REA030565A0001 | ABB_CAPACITOR DISCHARGE UNIT ASSEMBLY | 11 | 11 | 0 | 6100K006 | 1-1-1-1 | inventory | 2025-10-28 | LV |  | KH01-Kharj Warehouse150 | 2025-06-30 | 2025-06-16 | 0
4500585226-[20] | 908333007 : RECLOSER:CIRCUIT,33 KV,3 P,60 HZ,200 KV | OVR | ROH | 2REA051558A0003 | Single Pole Mounting Brackets for Auto Recloser (OVR 13.8kV & 33kV) | 11 | 11 | 0 | free_stock | NEW.FLR-1-1-K006_SEP | inventory | 2025-10-28 | Bracket |  | KH01-Kharj Warehouse150 | 2025-06-30 | 2025-06-16 | 0
4500585226-[20] | 908333007 : RECLOSER:CIRCUIT,33 KV,3 P,60 HZ,200 KV | OVR | ROH | 2REA056449A0001 | Empty LV Box for Auto Recloser (OVR 13.8kV & 33kV) with bracket for single pole | 11 | 11 | 0 | free_stock | NEW.FLR-1-1-K12B_SEP | inventory | 2025-10-28 | LV |  | KH01-Kharj Warehouse150 | 2025-06-30 | 2025-06-16 | 0
4500585226-[20] | 908333007 : RECLOSER:CIRCUIT,33 KV,3 P,60 HZ,200 KV | OVR | ROH | 5XECD.086.093.1 | Single Pole Mounting Brackets for CPT for LBS/Sectionalizer/Auto Recloser (SECTOS / OVR 13.8kV & 33kV) | 11 | 11 | 0 | free_stock | 1-1-1-1 | inventory | 2025-10-28 | Bracket |  | KH01-Kharj Warehouse150 | 2025-06-30 | 2025-06-16 | 0
4500585226-[20] | 908333007 : RECLOSER:CIRCUIT,33 KV,3 P,60 HZ,200 KV | OVR | ROH | 6-CNFJ-22 | ZHE_6-CNFJ-22 / 12V 22Ah STORAGE BATTERY | 22 | 22 | 0 | 6100K007 | 1-1-1-1 | inventory | 2025-10-28 | LV |  | KH01-Kharj Warehouse150 | 2025-06-30 | 2025-06-16 | 0
4500585226-[20] | 908333007 : RECLOSER:CIRCUIT,33 KV,3 P,60 HZ,200 KV | OVR |  | RMU000000107 | Bush Inner Dia 7x49 ¦ 9ABA450075F1002 ¦ Local | 44 | 44 | 0 | free_stock | 1-1-1-1 | inventory | 2025-10-28 | LV | Automated: Replaced 9ABA450075F1002 by RMU000000107. | KH01-Kharj Warehouse150 | 2025-06-30 | 2025-06-16 | 0
4500585226-[20] | 908333007 : RECLOSER:CIRCUIT,33 KV,3 P,60 HZ,200 KV | OVR | ROH | RMU000000119 | BOLT SOCKET CAP HEAD M3x12 ¦ 9ABA450075F1014 ¦ Local | 154 | 154 | 0 | free_stock | 1-1-1-1 | inventory | 2025-10-28 | LV | Automated: Replaced 9ABA450075F1014 by RMU000000119. | KH01-Kharj Warehouse150 | 2025-06-30 | 2025-06-16 | 0
4500585226-[20] | 908333007 : RECLOSER:CIRCUIT,33 KV,3 P,60 HZ,200 KV | OVR | ROH | AE2000-1865-14 | Tube, Ferrule, Red, Inner Diameter 3.5 mm, 1.5 Wire | 110 | 110 | 0 | 6100K013 | INC-1-1-MVBM_SEP | consumption | 2025-08-10 | LV |  | KH01-Kharj Warehouse150 | 2025-06-30 | 2025-06-16 | 0 | [5 empty] | Material Issue Order_MIO | 7982924
4500585226-[20] | 908333007 : RECLOSER:CIRCUIT,33 KV,3 P,60 HZ,200 KV | OVR | ROH | CSB25A9PS2E- B L/R | 2 POSITION, LATCHING, SELECTOR SWITCH, 90DEGREES, 2 CONTACTS EACH, PAD LOCKABLE IN EACH POS (LOCAL/REMOTE) CSB25A9PS2E- B L/R | 11 | 11 | 0 | free_stock | 1-1-1-1 | inventory | 2025-10-28 | LV |  | KH01-Kharj Warehouse150 | 2025-06-30 | 2025-06-16 | 0
4500585226-[20] | 908333007 : RECLOSER:CIRCUIT,33 KV,3 P,60 HZ,200 KV | OVR | ROH | CSB25A9PS2E- B P/B | 2 POSITION, LATCHING, SELECTOR SWITCH, 90DEGREES, 2 CONTACTS EACH, PAD LOCKABLE IN EACH POS (POWER SUPPLY/BATTERY) CSB25A9PS2E- B P/B | 11 | 11 | 0 | free_stock | INC-1-1-K006_SEP | inventory | 2025-10-28 | LV |  | KH01-Kharj Warehouse150 | 2025-06-30 | 2025-06-16 | 0
4500585226-[20] | 908333007 : RECLOSER:CIRCUIT,33 KV,3 P,60 HZ,200 KV | OVR | ROH | CSB25A9PS2E- B L/U | 2 POSITION, LATCHING, SELECTOR SWITCH, 90DEGREES, 2 CONTACTS EACH, PAD LOCKABLE IN EACH POS (LOCK/UNLOCK) CSB25A9PS2E- B L/U | 11 | 11 | 0 | 6100K006 | 1-1-1-1 | consumption | 2025-10-25 | LV |  | KH01-Kharj Warehouse150 | 2025-06-30 | 2025-06-16 | 0 | [5 empty] | Work in Process Material Issue | 8298337
4500585226-[20] | 908333007 : RECLOSER:CIRCUIT,33 KV,3 P,60 HZ,200 KV | OVR | ROH | DCMC303T250DG2B | ABB_250V 30000UF CAPACITOR PART NO. DCMC303T250DG2B | 22 | 22 | 0 | free_stock | INC-1-1-K11A_SEP | inventory | 2025-10-28 | LV |  | KH01-Kharj Warehouse150 | 2025-06-30 | 2025-06-16 | 0
4500585226-[20] | 908333007 : RECLOSER:CIRCUIT,33 KV,3 P,60 HZ,200 KV | OVR | ROH | DF205040971 | φ4*12 Waterproof blind rivets Stainless steel | 220 | 220 | 0 | 6100K013 | 1-1-1-1 | inventory | 2025-10-28 | LV |  | KH01-Kharj Warehouse150 | 2025-06-30 | 2025-06-16 | 0
4500585226-[20] | 908333007 : RECLOSER:CIRCUIT,33 KV,3 P,60 HZ,200 KV | OVR | ROH | DF240612003 | KSS-CV-150BK CABLE TIES 150X3.6 BALCK | 275 | 275 | 0 | 6100K013 | 1-1-1-1 | inventory | 2025-10-28 | LV |  | KH01-Kharj Warehouse150 | 2025-06-30 | 2025-06-16 | 0
4500585226-[20] | 908333007 : RECLOSER:CIRCUIT,33 KV,3 P,60 HZ,200 KV | OVR | ROH | DF240612004 | HT-EXS25 EXPANDABLE SLEEVE - 25MM 100MTR/ROL | 11 | 11 | 0 | 6100K013 | 1-1-1-1 | inventory | 2025-10-28 | LV |  | KH01-Kharj Warehouse150 | 2025-06-30 | 2025-06-16 | 0
4500585226-[20] | 908333007 : RECLOSER:CIRCUIT,33 KV,3 P,60 HZ,200 KV | OVR | ROH | DF240612005 | HT-EXS32 EXPANDABLE SLEEVE - 32MM 100MTR/ROL | 11 | 11 | 0 | 6100K013 | 1-1-1-1 | inventory | 2025-10-28 | LV |  | KH01-Kharj Warehouse150 | 2025-06-30 | 2025-06-16 | 0
4500585226-[20] | 908333007 : RECLOSER:CIRCUIT,33 KV,3 P,60 HZ,200 KV | OVR | ROH | DF240612006 | KSS-KS-8B 8MM SPIRAL 15-60 WRAPPING BAND 10MTR/BAG | 11 | 11 | 0 | 6100K013 | 1-1-1-1 | inventory | 2025-10-28 | LV |  | KH01-Kharj Warehouse150 | 2025-06-30 | 2025-06-16 | 0
4500585226-[20] | 908333007 : RECLOSER:CIRCUIT,33 KV,3 P,60 HZ,200 KV | OVR | ROH | DF240612007 | KSS-KS-12B 12MM SPIRAL 20-65 WRAPPING BAND 10MTR/BAG | 11 | 11 | 0 | 6100KDP02 | R54-A-1-K013_SEP | inventory | 2025-10-28 | LV |  | KH01-Kharj Warehouse150 | 2025-06-30 | 2025-06-16 | 0
4500585226-[20] | 908333007 : RECLOSER:CIRCUIT,33 KV,3 P,60 HZ,200 KV | OVR | ROH | DF240907005 | Flat Washers φ3 Stainless Steel | 154 | 154 | 0 | 6100K013 | 1-1-1-1 | inventory | 2025-10-28 | LV |  | KH01-Kharj Warehouse150 | 2025-06-30 | 2025-06-16 | 0
4500585226-[20] | 908333007 : RECLOSER:CIRCUIT,33 KV,3 P,60 HZ,200 KV | OVR | ROH | DF240907006 | Self-locking nut M3 | 44 | 44 | 0 | 6100K013 | 1-1-1-1 | inventory | 2025-10-28 | LV |  | KH01-Kharj Warehouse150 | 2025-06-30 | 2025-06-16 | 0
4500585226-[20] | 908333007 : RECLOSER:CIRCUIT,33 KV,3 P,60 HZ,200 KV | OVR | ROH | DF241126013 | KSS-CV-200MBK BLACK NYLON CABLE TIES (200MMX2.5MM) | 275 | 275 | 0 | 6100K013 | 1-1-1-1 | inventory | 2025-10-28 | LV |  | KH01-Kharj Warehouse150 | 2025-06-30 | 2025-06-16 | 0
4500585226-[20] | 908333007 : RECLOSER:CIRCUIT,33 KV,3 P,60 HZ,200 KV | OVR | ROH | DMS 2121 2016-233 | BOLT HEX HEAD M5X30 | 44 | 44 | 0 | free_stock | INC-1-1-K006_SEP | inventory | 2025-10-28 | LV |  | KH01-Kharj Warehouse150 | 2025-06-30 | 2025-06-16 | 0
4500585226-[20] | 908333007 : RECLOSER:CIRCUIT,33 KV,3 P,60 HZ,200 KV | OVR | ROH | DMS 2121 2467-366 | SCREW SELF TAPPING TORX M6 X 12 | 44 | 44 | 0 | free_stock | R58-A-1-K11B_SEP | inventory | 2025-10-28 | LV |  | KH01-Kharj Warehouse150 | 2025-06-30 | 2025-06-16 | 0
4500585226-[20] | 908333007 : RECLOSER:CIRCUIT,33 KV,3 P,60 HZ,200 KV | OVR | ROH | DMS 2126 2011-111 | NUT, HEX M3 | 154 | 154 | 0 | free_stock | R58-A-1-K017_SEP | inventory | 2025-10-28 | LV |  | KH01-Kharj Warehouse150 | 2025-06-30 | 2025-06-16 | 0
4500585226-[20] | 908333007 : RECLOSER:CIRCUIT,33 KV,3 P,60 HZ,200 KV | OVR | ROH | DMS 2126 2011-114 | NUT, HEX M5 | 88 | 88 | 0 | free_stock | R58-A-1-K11B_SEP | inventory | 2025-10-28 | LV |  | KH01-Kharj Warehouse150 | 2025-06-30 | 2025-06-16 | 0
4500585226-[20] | 908333007 : RECLOSER:CIRCUIT,33 KV,3 P,60 HZ,200 KV | OVR | ROH | HBRDADNCBD1BFAE21G | RER615 2.0 - HBRDADNCBD1BFAE21G | 11 | 11 | 0 | free_stock | INC-1-1-K11A_SEP | inventory | 2025-10-28 | LV |  | KH01-Kharj Warehouse150 | 2025-06-30 | 2025-06-16 | 0
4500585226-[20] | 908333007 : RECLOSER:CIRCUIT,33 KV,3 P,60 HZ,200 KV | OVR | ROH | HDC 24B ABU | WEIDMUELLER_BASE 24 PIN | 11 | 11 | 0 | 6100K006 | 1-1-1-1 | inventory | 2025-10-28 | LV |  | KH01-Kharj Warehouse150 | 2025-06-30 | 2025-06-16 | 0
4500585226-[20] | 908333007 : RECLOSER:CIRCUIT,33 KV,3 P,60 HZ,200 KV | OVR | ROH | HDC HE 24 FS | WEIDMUELLER_FEMALE CONNECTOR 24 PIN | 11 | 11 | 0 | 6100K006 | 1-1-1-1 | inventory | 2025-10-28 | LV |  | KH01-Kharj Warehouse150 | 2025-06-30 | 2025-06-16 | 0
4500585226-[20] | 908333007 : RECLOSER:CIRCUIT,33 KV,3 P,60 HZ,200 KV | OVR | ROH | IN76350001-2 | APT_THERMOSTAT WITHOUT STEM,SETTING: 0-60 DEG.CENTIGRADE | 11 | 11 | 0 | free_stock | R57-B-1-K11B_SEP | inventory | 2025-10-28 | LV |  | KH01-Kharj Warehouse150 | 2025-06-30 | 2025-06-16 | 0
4500585226-[20] | 908333007 : RECLOSER:CIRCUIT,33 KV,3 P,60 HZ,200 KV | OVR | ROH | KIT ACM T1-1 | Actuator - KIT ACM T1-1 (With EMI Filter) | 11 | 11 | 0 | free_stock | NEW.FLR-1-1-K11A_SEP | inventory | 2025-10-28 | LV |  | KH01-Kharj Warehouse150 | 2025-06-30 | 2025-06-16 | 0
4500585226-[20] | 908333007 : RECLOSER:CIRCUIT,33 KV,3 P,60 HZ,200 KV | OVR | ROH | MMCM-C2/1 | CHINT_AC MINIATURE CIRCUIT BREAKER 1P 2A 10kA Curve C | 11 | 11 | 0 | 6100K006 | 1-1-1-1 | inventory | 2025-10-28 | LV |  | KH01-Kharj Warehouse150 | 2025-06-30 | 2025-06-16 | 0
4500585226-[20] | 908333007 : RECLOSER:CIRCUIT,33 KV,3 P,60 HZ,200 KV | OVR | ROH | MV-OHL-CPT-33KV-DP | Double Pole Control PT . Primary 33 kV : secondary 0.23kV, 200VA, Class 1. 700VAth .Frequency 60Hz .Out door type . Ambient 55 Degree C. Insulation level 36/95/200kV , Voltage factor :1.2Un Cont, As per IEC 61869-1&3 Class E.Primary terminal suitable for cable connection (clamp type) .Colour Grey for out door installation.Type test and routine test reports will be required .Laser printed name plate required. As per SEC Distribution standard Specification. | 11 | 11 | 0 | 6100K007 | 1-1-1-1 | inventory | 2025-10-28 | CPT |  | KH01-Kharj Warehouse150 | 2025-06-30 | 2025-06-16 | 0
4500585226-[20] | 908333007 : RECLOSER:CIRCUIT,33 KV,3 P,60 HZ,200 KV | OVR | ROH | MV-OVR38-0001 | Smart Outdoor RECLOSER: CIRCUIT,33kV,3P,60Hz,170kV SEC MV-OHL-Recloser (ABB OVR38kV) SEC Item # 908333007 for 200KV & 908333011 for 170kV HV Unit & 10 Meter Control cable for recloser with 3 Voltage Sensors: 33kV,3P,50/60 Hz, 170kV Recloser, Circuit: Nominal Voltage: 33kV, Phase: 3; Ferquency: 50/60Hz;Bil Rating: 170KVp | 11 | 11 | 0 | 6100K012A | NEW.FLR-1-1-K12A_SEP | inventory | 2025-10-28 | Gas Tank |  | KH01-Kharj Warehouse150 | 2025-06-30 | 2025-06-16 | 0
4500585226-[20] | 908333007 : RECLOSER:CIRCUIT,33 KV,3 P,60 HZ,200 KV | OVR | ROH | MV2000-1685-06-W | WHITE TUBE, INNER DIA 3.5MM (1.5 WIRE) | 220 | 220 | 0 | free_stock | 1-1-1-1 | inventory | 2025-10-28 | LV |  | KH01-Kharj Warehouse150 | 2025-06-30 | 2025-06-16 | 0
4500585226-[20] | 908333007 : RECLOSER:CIRCUIT,33 KV,3 P,60 HZ,200 KV | OVR | ROH | MV2000-1865-01-W | WHITE TUBE, INNER DIA 4.0MM (2.5 WIRE) | 110 | 110 | 0 | free_stock | 1-1-1-1 | inventory | 2025-10-28 | LV |  | KH01-Kharj Warehouse150 | 2025-06-30 | 2025-06-16 | 0
4500585226-[20] | 908333007 : RECLOSER:CIRCUIT,33 KV,3 P,60 HZ,200 KV | OVR | ROH | NB1-4DC 1P | Miniature Circuit Breaker, MCB, 4A, 1P, C Type, DC | 22 | 22 | 0 | 6100K006 | 1-1-1-1 | inventory | 2025-10-28 | LV |  | KH01-Kharj Warehouse150 | 2025-06-30 | 2025-06-16 | 0
4500585226-[20] | 908333007 : RECLOSER:CIRCUIT,33 KV,3 P,60 HZ,200 KV | OVR | ROH | NB1-4DC 2P | Miniature Circuit Breaker, MCB, 4A, 2P, C Type, DC | 11 | 11 | 0 | 6100K006 | 1-1-1-1 | inventory | 2025-10-28 | LV |  | KH01-Kharj Warehouse150 | 2025-06-30 | 2025-06-16 | 0
4500585226-[20] | 908333007 : RECLOSER:CIRCUIT,33 KV,3 P,60 HZ,200 KV | OVR | ROH | PL.AC30 | WZAZURE_PL.AC30 / THREE PIN SOCKET DIN RAIL MOUNTED | 11 | 11 | 0 | 6100K007 | 1-1-1-1 | inventory | 2025-10-28 | LV |  | KH01-Kharj Warehouse150 | 2025-06-30 | 2025-06-16 | 0
4500585226-[20] | 908333007 : RECLOSER:CIRCUIT,33 KV,3 P,60 HZ,200 KV | OVR | ROH | PXC-0311171 | FB 10- RTK/S - Screw bridge, pitch: 8.2 mm, number of positions: 10, color: silver | 55 | 55 | 0 | free_stock | 1-1-1-1 | inventory | 2025-10-28 | LV |  | KH01-Kharj Warehouse150 | 2025-06-30 | 2025-06-16 | 0
4500585226-[20] | 908333007 : RECLOSER:CIRCUIT,33 KV,3 P,60 HZ,200 KV | OVR | ROH | PXC-3000834 | SCBI 10-6 W - Screw bridge, with spring washer and insulating collar, pitch: 6.2 mm, number of positions: 10, color: silver | 99 | 99 | 0 | free_stock | 1-1-1-1 | inventory | 2025-10-28 | LV |  | KH01-Kharj Warehouse150 | 2025-06-30 | 2025-06-16 | 0
4500585226-[20] | 908333007 : RECLOSER:CIRCUIT,33 KV,3 P,60 HZ,200 KV | OVR | ROH | PXC-3022218 | CLIPFIX 35 - End bracket, Quick mounting end clamp for NS 35/7,5 DIN rail or NS 35/15 DIN rail, with marking option, width: 9.5 mm, color: gray | 55 | 55 | 0 | free_stock | 1-1-1-1 | inventory | 2025-10-28 | LV |  | KH01-Kharj Warehouse150 | 2025-06-30 | 2025-06-16 | 0
4500585226-[20] | 908333007 : RECLOSER:CIRCUIT,33 KV,3 P,60 HZ,200 KV | OVR | ROH | PXC-3059809 | D-TB 4/10 - Cover, depth: 35.9 mm, width: 1.8 mm, height: 42.5 mm, color: dark gray | 110 | 110 | 0 | 6100K006 | 1-1-1-1 | inventory | 2025-10-28 | LV |  | KH01-Kharj Warehouse150 | 2025-06-30 | 2025-06-16 | 0
4500585226-[20] | 908333007 : RECLOSER:CIRCUIT,33 KV,3 P,60 HZ,200 KV | OVR | ROH | PXC-3246966 | E/TB - End bracket, for assembly on NS 32 or NS 35/7.5 DIN rail | 99 | 99 | 0 | free_stock | R56-I-1-1 | inventory | 2025-10-28 | LV |  | KH01-Kharj Warehouse150 | 2025-06-30 | 2025-06-16 | 0
4500585226-[20] | 908333007 : RECLOSER:CIRCUIT,33 KV,3 P,60 HZ,200 KV | OVR | ROH | PXC.3246023 | PHOENIX CONTACT_TB 4 EI / SCREW TERMINAL, 2PTS, 4 SQMM GREY | 440 | 440 | 0 | 6100K007 | 1-1-1-1 | inventory | 2025-10-28 | LV |  | KH01-Kharj Warehouse150 | 2025-06-30 | 2025-06-16 | 0
4500585226-[20] | 908333007 : RECLOSER:CIRCUIT,33 KV,3 P,60 HZ,200 KV | OVR | ROH | PXC.5775287 | PHOENIX CONTACT_TB6-RTK-02 / DISCONNECT TERMINAL BLOCK 6 SQMM | 110 | 110 | 0 | 6100K007 | 1-1-1-1 | inventory | 2025-10-28 | LV |  | KH01-Kharj Warehouse150 | 2025-06-30 | 2025-06-16 | 0
4500585226-[20] | 908333007 : RECLOSER:CIRCUIT,33 KV,3 P,60 HZ,200 KV | OVR | ROH | RH050 | VISHAY_HEATER RH050, 50W 4.7KOHM, 120-240V AC/DC | 11 | 11 | 0 | free_stock | 1-1-1-1 | inventory | 2025-10-28 | LV |  | KH01-Kharj Warehouse150 | 2025-06-30 | 2025-06-16 | 0
4500585226-[20] | 908333007 : RECLOSER:CIRCUIT,33 KV,3 P,60 HZ,200 KV | OVR | ROH | RMU000000108 | Plain Washer M5 ¦ 9ABA450075F1003 ¦ Local | 44 | 44 | 0 | free_stock | R58-A-1-K11B_SEP | inventory | 2025-10-28 | LV |  | KH01-Kharj Warehouse150 | 2025-06-30 | 2025-06-16 | 0
4500585226-[20] | 908333007 : RECLOSER:CIRCUIT,33 KV,3 P,60 HZ,200 KV | OVR | ROH | SEP10052 | ‭DISCONNECTING TB FOR CT, OTTA 6-T, BOLT W/O SPRING/0790462/OTTA 6-T P/P‬ | 66 | 66 | 0 | 6100K006 | 1-1-1-1 | inventory | 2025-10-28 | LV |  | KH01-Kharj Warehouse150 | 2025-06-30 | 2025-06-16 | 0
4500585226-[20] | 908333007 : RECLOSER:CIRCUIT,33 KV,3 P,60 HZ,200 KV | OVR | ROH | SEP10120 | ‭TIE MOUNT FOR SPARE TIE/HC-102/HC-102‬ | 110 | 110 | 0 | free_stock | R58-R-1-K007_SEP | inventory | 2025-10-28 | LV |  | KH01-Kharj Warehouse150 | 2025-06-30 | 2025-06-16 | 0
4500585226-[20] | 908333007 : RECLOSER:CIRCUIT,33 KV,3 P,60 HZ,200 KV | OVR | ROH | SEP10128 | ‭DIN RAIL SLOTTED/35X15X1.5X2 - HOLE/DIN RAIL‬ | 5.5 | 5.5 | 0 | 6100K006 | 1-1-1-1 | inventory | 2025-10-28 | LV |  | KH01-Kharj Warehouse150 | 2025-06-30 | 2025-06-16 | 0
4500585226-[20] | 908333007 : RECLOSER:CIRCUIT,33 KV,3 P,60 HZ,200 KV | OVR | ROH | SEP10160 | TRAFFOLYTE, BLACK/WHITE/WHITE - BLACK/TRAFFOLYTE | 5.5 | 5.5 | 0 | free_stock | 1-1-1-1 | inventory | 2025-10-28 | LV |  | KH01-Kharj Warehouse150 | 2025-06-30 | 2025-06-16 | 0
4500585226-[20] | 908333007 : RECLOSER:CIRCUIT,33 KV,3 P,60 HZ,200 KV | OVR | ROH | SEP10481 | End Cover, D-URTK ¦ 310020 ¦ PHOENIX | 11 | 11 | 0 | free_stock | 1-1-1-1 | inventory | 2025-10-28 | LV |  | KH01-Kharj Warehouse150 | 2025-06-30 | 2025-06-16 | 0
4500585226-[20] | 908333007 : RECLOSER:CIRCUIT,33 KV,3 P,60 HZ,200 KV | OVR | ROH | SEP10555 | TB NUMBERING MARKER (BLANK), UCT-TM 6 / 0828736 | 110 | 110 | 0 | free_stock | 1-1-1-1 | inventory | 2025-10-28 | LV |  | KH01-Kharj Warehouse150 | 2025-06-30 | 2025-06-16 | 0
4500585226-[20] | 908333007 : RECLOSER:CIRCUIT,33 KV,3 P,60 HZ,200 KV | OVR | ROH | SEP10556 | TB NUMBERING MARKER (BLANK), UCT-TM 8 / 0828740 | 66 | 66 | 0 | free_stock | R57-A-1-K006_SEP | inventory | 2025-10-28 | LV |  | KH01-Kharj Warehouse150 | 2025-06-30 | 2025-06-16 | 0
4500585226-[20] | 908333007 : RECLOSER:CIRCUIT,33 KV,3 P,60 HZ,200 KV | OVR | ROH | SEP10962 | TB, Terminal block, plastic, for 2.5mm wires, 12 connections per set | 1.8333 | 1.8333 | 0 | free_stock | 1-1-1-1 | inventory | 2025-10-28 | LV |  | KH01-Kharj Warehouse150 | 2025-06-30 | 2025-06-16 | 0
4500585226-[20] | 908333007 : RECLOSER:CIRCUIT,33 KV,3 P,60 HZ,200 KV | OVR | ROH | SEP11131 | Cable, Control, 1 CORE CU/PVC, 1.0 Sq.mm, Black, 105°, 600/1000V , 1 x 91.4 m | 5.5 | 5.5 | 0 | free_stock | 1-1-1-1 | inventory | 2025-10-28 | LV |  | KH01-Kharj Warehouse150 | 2025-06-30 | 2025-06-16 | 0
4500585226-[20] | 908333007 : RECLOSER:CIRCUIT,33 KV,3 P,60 HZ,200 KV | OVR | ROH | SEP11143 | Cable, Control, 1 CORE CU/PVC, 2.5 Sq.mm, Red, 105°, 600/1000V , 1 x 91.4 m | 3.3 | 3.3 | 0 | free_stock | 1-1-1-1 | inventory | 2025-10-28 | LV |  | KH01-Kharj Warehouse150 | 2025-06-30 | 2025-06-16 | 0
4500585226-[20] | 908333007 : RECLOSER:CIRCUIT,33 KV,3 P,60 HZ,200 KV | OVR | ROH | SEP11146 | Cable, Control, 1 CORE CU/PVC, 2.5 Sq.mm, Black, 105°, 600/1000V , 1 x 91.4 m | 11 | 11 | 0 | free_stock | 1-1-1-1 | inventory | 2025-10-28 | LV |  | KH01-Kharj Warehouse150 | 2025-06-30 | 2025-06-16 | 0
4500585226-[20] | 908333007 : RECLOSER:CIRCUIT,33 KV,3 P,60 HZ,200 KV | OVR | ROH | SEP11151 | Cable, Control, 1 CORE CU/PVC, 2.5 Sq.mm Yellow/Green, 105°, 600/1000V , 1 x 91.4 m | 3.3 | 3.3 | 0 | 6100KDP02 | NEW.FLR-1-1-MVBM_SEP | inventory | 2025-10-28 | LV |  | KH01-Kharj Warehouse150 | 2025-06-30 | 2025-06-16 | 0
4500585226-[20] | 908333007 : RECLOSER:CIRCUIT,33 KV,3 P,60 HZ,200 KV | OVR | ROH | SFB220A24H300 | BEB OR DFE_SFB220A24H300/24VDC / BATTERY CHARGER INPUT 220VAC,OUTPUT 24VDC | 11 | 11 | 0 | 6100K007 | 1-1-1-1 | inventory | 2025-10-28 | LV |  | KH01-Kharj Warehouse150 | 2025-06-30 | 2025-06-16 | 0
4500585226-[20] | 908333007 : RECLOSER:CIRCUIT,33 KV,3 P,60 HZ,200 KV | OVR | ROH | XF9J | MCB Alarm Auxiliary Contact 1N/O+1N/C | 33 | 15 | 18 | free_stock | R55-R-1-K12A_SEP | inventory | 2025-10-28 | LV | Automated: Replaced XF9 by XF9J. | KH01-Kharj Warehouse150 | 2025-06-30 | 2025-06-16 | 0
4500585226-[20] | 908333007 : RECLOSER:CIRCUIT,33 KV,3 P,60 HZ,200 KV | OVR | ROH | XF9J | MCB Alarm Auxiliary Contact 1N/O+1N/C | 18 | 11 | 7 | 6100K006 | 1-1-1-1 | inventory | 2025-10-28 | LV | Automated: Replaced XF9 by XF9J. | KH01-Kharj Warehouse150 | 2025-06-30 | 2025-06-16 | 0
4500585226-[20] | 908333007 : RECLOSER:CIRCUIT,33 KV,3 P,60 HZ,200 KV | OVR | ROH | XF9J | MCB Alarm Auxiliary Contact 1N/O+1N/C | 11 | 11 | 0 | 6100K006 | 1-1-1-1 | inventory | 2025-10-28 | LV |  | KH01-Kharj Warehouse150 | 2025-06-30 | 2025-06-16 | 0
4500585226-[20] | 908333007 : RECLOSER:CIRCUIT,33 KV,3 P,60 HZ,200 KV | OVR | ROH | RMU000000124 | Warning label for charged capacitor ¦ 2REA026251P0001 ¦ Local | 11 | 11 | 0 | free_stock | INC-1-1-K11A_SEP | inventory | 2025-10-28 | LV | Automated: Replaced 2REA026251P0001 by RMU000000124. | KH01-Kharj Warehouse150 | 2025-06-30 | 2025-06-16 | 0
4500585226-[20] | 908333007 : RECLOSER:CIRCUIT,33 KV,3 P,60 HZ,200 KV | OVR | ROH | RMU000000120 | SEC Logo (Alminum 136x76) ¦ 9ABA450075F1015 ¦ Local | 11 | 11 | 0 | free_stock | INC-1-1-K11B_SEP | inventory | 2025-10-28 | LV | Automated: Replaced 9ABA450075F1015 by RMU000000120. | KH01-Kharj Warehouse150 | 2025-06-30 | 2025-06-16 | 0
4500585226-[20] | 908333007 : RECLOSER:CIRCUIT,33 KV,3 P,60 HZ,200 KV | OVR | ROH | RMU000000121 | Danger Sign (Alminum 136x76) ¦ 9ABA450075F1016 ¦ Local | 11 | 11 | 0 | free_stock | INC-1-1-K11B_SEP | inventory | 2025-10-28 | LV | Automated: Replaced 9ABA450075F1016 by RMU000000121. | KH01-Kharj Warehouse150 | 2025-06-30 | 2025-06-16 | 0
4500585226-[20] | 908333007 : RECLOSER:CIRCUIT,33 KV,3 P,60 HZ,200 KV | OVR | ROH | RMU000000122 | OVR SEP Branding Label ¦ 9ABA450075F1017 ¦ Local | 11 | 11 | 0 | free_stock | INC-1-1-K11A_SEP | inventory | 2025-10-28 | LV | Automated: Replaced 9ABA450075F1017 by RMU000000122. | KH01-Kharj Warehouse150 | 2025-06-30 | 2025-06-16 | 0
4500585226-[20] | 908333007 : RECLOSER:CIRCUIT,33 KV,3 P,60 HZ,200 KV | OVR | ROH | RMU000000125 | Warning Sign for External Batteries (Alminum 136x76) ¦ 9ABA450075F1019 ¦ Local | 11 | 11 | 0 | 6100K006 | 1-1-1-1 | inventory | 2025-10-28 | LV | Automated: Replaced 9ABA450075F1019 by RMU000000125. | KH01-Kharj Warehouse150 | 2025-06-30 | 2025-06-16 | 0
4500585226-[20] | 908333007 : RECLOSER:CIRCUIT,33 KV,3 P,60 HZ,200 KV | OVR | ROH | RMU000000126 | OVR Manually Tripped Position Label (Traffolyte lite) ¦ 9ABA450075F1020 ¦ Local | 11 | 11 | 0 | free_stock | INC-1-1-K11A_SEP | inventory | 2025-10-28 | LV | Automated: Replaced 9ABA450075F1020 by RMU000000126. | KH01-Kharj Warehouse150 | 2025-06-30 | 2025-06-16 | 0
4500585226-[20] | 908333007 : RECLOSER:CIRCUIT,33 KV,3 P,60 HZ,200 KV | OVR | ROH | RMU000000127 | OVR Stud Grounding Mark Label (Alminum) ¦ 9ABA450075F1021 ¦ Local | 22 | 22 | 0 | free_stock | INC-1-1-K11A_SEP | inventory | 2025-10-28 | LV | Automated: Replaced 9ABA450075F1021 by RMU000000127. | KH01-Kharj Warehouse150 | 2025-06-30 | 2025-06-16 | 0
4500585226-[20] | 908333007 : RECLOSER:CIRCUIT,33 KV,3 P,60 HZ,200 KV | OVR | ROH | MV-CPT -CABL-ASSY | Cable Assembly - Outdoor flexible cable Black PVC 450/750 V, 95 °C heat & flame retardent, stranded annealed copper conductor, 4Cx 2.5 mm² of length 12 meter with connector type HQ-005-M (male connector) with H3A-MTG-M20 (hood) and DLX-M20 (gland) with H3A-KDBP (cover) terminated on one end (opposite end do not require processing), with steel cable tags on both cable ends, cable tag text "CPT cable" and loose supply of 1 base type H3A-MAG (base) with HQ-005-F (female connector) and H3A-KDTP (cover) - Used for OVR/LBS/Sectionalizer CPT connection | 11 | 11 | 0 | 6100K007 | 1-1-1-1 | inventory | 2025-10-28 | Cable |  | KH01-Kharj Warehouse150 | 2025-06-30 | 2025-06-16 | 0
4500585212-[40] | 908334004 : SECTIONALIZER:NETWORK,SMART SECTIONALIZE | LBS | ROH | 13-B100DY | GREEN PUSH BOTTON WITH START ADAPTER | 19 | 19 | 0 | 6100K013 | R57-G-1-1 | inventory | 2025-10-28 | LV |  | JU01-Jouf Power Plant Warehouse | 2025-06-30 | 2025-06-16 | 0
4500585212-[40] | 908334004 : SECTIONALIZER:NETWORK,SMART SECTIONALIZE | LBS | ROH | 13-B200DK | RED PUSH BOTTON WITH ADAPTER STOP | 19 | 19 | 0 | 6100K013 | R56-J-1-1 | inventory | 2025-10-28 | LV |  | JU01-Jouf Power Plant Warehouse | 2025-06-30 | 2025-06-16 | 0
4500585212-[40] | 908334004 : SECTIONALIZER:NETWORK,SMART SECTIONALIZE | LBS | ROH | 13-B3 | BA9S ILLUMINATION CONTACT BLOCK HOLDER | 38 | 38 | 0 | 6100K013 | R57-O-1-1 | inventory | 2025-10-28 | LV |  | JU01-Jouf Power Plant Warehouse | 2025-06-30 | 2025-06-16 | 0
4500585212-[40] | 908334004 : SECTIONALIZER:NETWORK,SMART SECTIONALIZE | LBS | ROH | 13-LED24K | 24V BA9S LED LAMP RED | 19 | 19 | 0 | 6100K013 | R57-G-1-1 | inventory | 2025-10-28 | LV |  | JU01-Jouf Power Plant Warehouse | 2025-06-30 | 2025-06-16 | 0
4500585212-[40] | 908334004 : SECTIONALIZER:NETWORK,SMART SECTIONALIZE | LBS | ROH | 13-LED24Y | 24V BA9S LED LAMP GREEN | 19 | 19 | 0 | 6100K013 | R57-G-1-1 | inventory | 2025-10-28 | LV |  | JU01-Jouf Power Plant Warehouse | 2025-06-30 | 2025-06-16 | 0
4500585212-[40] | 908334004 : SECTIONALIZER:NETWORK,SMART SECTIONALIZE | LBS | ROH | 13-MBSD24S | INDICATION LIGHT YELLOW 24V AC/DC | 19 | 19 | 0 | free_stock | R57-O-1-1 | inventory | 2025-10-28 | LV |  | JU01-Jouf Power Plant Warehouse | 2025-06-30 | 2025-06-16 | 0
4500585212-[40] | 908334004 : SECTIONALIZER:NETWORK,SMART SECTIONALIZE | LBS | ROH | LL10-W | ABB_LL10-W / LL10-W, AC/DC90-264V 50/60HZ | 19 | 19 | 0 | 6100K007 | 1-1-1-1 | inventory | 2025-10-28 | LV | Automated: Replaced 1YAB53301XIX0000 by LL10-W. | JU01-Jouf Power Plant Warehouse | 2025-06-30 | 2025-06-16 | 0
4500585212-[40] | 908334004 : SECTIONALIZER:NETWORK,SMART SECTIONALIZE | LBS | ROH | 1YAB5355CAB0000 | End Cover, D-OTTA6-T ¦ 790459 ¦ PHOENIX | 19 | 19 | 0 | free_stock | 1-1-1-1 | inventory | 2025-10-28 | LV |  | JU01-Jouf Power Plant Warehouse | 2025-06-30 | 2025-06-16 | 0
4500585212-[40] | 908334004 : SECTIONALIZER:NETWORK,SMART SECTIONALIZE | LBS | ROH | 1YAB5355DXB0000 | Marker, Terminal Strip, KLM-A ¦ 1004348 ¦ PHOENIX | 95 | 95 | 0 | free_stock | R59-G-1-MVBM_SEP | inventory | 2025-10-28 | LV |  | JU01-Jouf Power Plant Warehouse | 2025-06-30 | 2025-06-16 | 0
4500585212-[40] | 908334004 : SECTIONALIZER:NETWORK,SMART SECTIONALIZE | LBS | ROH | 1YHT480008P0311 | Empty LV Box for LBS & Sectionalizer (SECTOS 13.8kV & 33kV) with bracket for single pole | 19 | 19 | 0 | 6100K012B | WH2-1-1-K12B_SEP | inventory | 2025-10-28 | LV |  | JU01-Jouf Power Plant Warehouse | 2025-06-30 | 2025-06-16 | 0
4500585212-[40] | 908334004 : SECTIONALIZER:NETWORK,SMART SECTIONALIZE | LBS | ROH | 205036416 | Flat Washersφ4 | 114 | 114 | 0 | 6100K013 | 1-1-1-1 | inventory | 2025-10-28 | LV |  | JU01-Jouf Power Plant Warehouse | 2025-06-30 | 2025-06-16 | 0
4500585212-[40] | 908334004 : SECTIONALIZER:NETWORK,SMART SECTIONALIZE | LBS | ROH | 205041920 | Flat Washersφ6 | 76 | 76 | 0 | free_stock | 1-1-1-1 | inventory | 2025-10-28 | LV |  | JU01-Jouf Power Plant Warehouse | 2025-06-30 | 2025-06-16 | 0
4500585212-[40] | 908334004 : SECTIONALIZER:NETWORK,SMART SECTIONALIZE | LBS | ROH | 208004917 | 4G Communication Module, Make: China inhand, ,Ord:: Inhand IR302-FQ58 with Mushroom Antenna | 19 | 19 | 0 | 6100K013 | 1-1-1-1 | inventory | 2025-10-28 | LV |  | JU01-Jouf Power Plant Warehouse | 2025-06-30 | 2025-06-16 | 0
4500585212-[40] | 908334004 : SECTIONALIZER:NETWORK,SMART SECTIONALIZE | LBS | ROH | 211002077 | Hex nut M6 | 76 | 76 | 0 | 6100K013 | 1-1-1-1 | inventory | 2025-10-28 | LV |  | JU01-Jouf Power Plant Warehouse | 2025-06-30 | 2025-06-16 | 0
4500585212-[40] | 908334004 : SECTIONALIZER:NETWORK,SMART SECTIONALIZE | LBS | ROH | 5XECD.086.051 | Single Pole Mounting Brackets for LBS & Sectionalizer GT(SECTOS 13.8kV & 33kV) | 19 | 19 | 0 | 6100K011B | WH2-1-1-K11B_SEP | inventory | 2025-10-28 | Bracket |  | JU01-Jouf Power Plant Warehouse | 2025-06-30 | 2025-06-16 | 0
4500585212-[40] | 908334004 : SECTIONALIZER:NETWORK,SMART SECTIONALIZE | LBS | ROH | 5XECD.086.093.1 | Single Pole Mounting Brackets for CPT for LBS/Sectionalizer/Auto Recloser (SECTOS / OVR 13.8kV & 33kV) | 19 | 19 | 0 | free_stock | 1-1-1-1 | inventory | 2025-10-28 | Bracket |  | JU01-Jouf Power Plant Warehouse | 2025-06-30 | 2025-06-16 | 0
4500585212-[40] | 908334004 : SECTIONALIZER:NETWORK,SMART SECTIONALIZE | LBS | ROH | 6-CNFJ-22 | ZHE_6-CNFJ-22 / 12V 22Ah STORAGE BATTERY | 38 | 38 | 0 | free_stock | INC-1-1-K017_SEP | inventory | 2025-10-28 | LV |  | JU01-Jouf Power Plant Warehouse | 2025-06-30 | 2025-06-16 | 0
4500585212-[40] | 908334004 : SECTIONALIZER:NETWORK,SMART SECTIONALIZE | LBS | ROH | RMU000000106 | BOLT SOCKET CAP HEAD M5x60 ¦ 9ABA450075F1001 ¦ Local | 76 | 76 | 0 | free_stock | R58-A-1-K017_SEP | inventory | 2025-10-28 | LV | Automated: Replaced 9ABA450075F1001 by RMU000000106. | JU01-Jouf Power Plant Warehouse | 2025-06-30 | 2025-06-16 | 0
4500585212-[40] | 908334004 : SECTIONALIZER:NETWORK,SMART SECTIONALIZE | LBS | ROH | RMU000000107 | Bush Inner Dia 7x49 ¦ 9ABA450075F1002 ¦ Local | 76 | 76 | 0 | free_stock | 1-1-1-1 | inventory | 2025-10-28 | LV | Automated: Replaced 9ABA450075F1002 by RMU000000107. | JU01-Jouf Power Plant Warehouse | 2025-06-30 | 2025-06-16 | 0
4500585212-[40] | 908334004 : SECTIONALIZER:NETWORK,SMART SECTIONALIZE | LBS | ROH | RMU000000109 | BOLT SOCKET CAP HEAD M5x20 ¦ 9ABA450075F1004 ¦ Local | 190 | 190 | 0 | free_stock | R58-A-1-K11B_SEP | inventory | 2025-10-28 | LV | Automated: Replaced 9ABA450075F1004 by RMU000000109. | JU01-Jouf Power Plant Warehouse | 2025-06-30 | 2025-06-16 | 0
4500585212-[40] | 908334004 : SECTIONALIZER:NETWORK,SMART SECTIONALIZE | LBS | ROH | RMU000000110 | BOLT SOCKET CAP HEAD M4x45 ¦ 9ABA450075F1005 ¦ Local | 38 | 38 | 0 | free_stock | R58-A-1-K11B_SEP | inventory | 2025-10-28 | LV | Automated: Replaced 9ABA450075F1005 by RMU000000110. | JU01-Jouf Power Plant Warehouse | 2025-06-30 | 2025-06-16 | 0
4500585212-[40] | 908334004 : SECTIONALIZER:NETWORK,SMART SECTIONALIZE | LBS | ROH | RMU000000112 | BOLT SOCKET CAP HEAD M5x16 ¦ 9ABA450075F1007 ¦ Local | 228 | 228 | 0 | free_stock | 1-1-1-1 | inventory | 2025-10-28 | LV | Automated: Replaced 9ABA450075F1007 by RMU000000112. | JU01-Jouf Power Plant Warehouse | 2025-06-30 | 2025-06-16 | 0
4500585212-[40] | 908334004 : SECTIONALIZER:NETWORK,SMART SECTIONALIZE | LBS | ROH | RMU000000113 | Lock Washer M5 ¦ 9ABA450075F1008 ¦ Local | 228 | 228 | 0 | free_stock | R58-A-1-K11B_SEP | inventory | 2025-10-28 | LV | Automated: Replaced 9ABA450075F1008 by RMU000000113. | JU01-Jouf Power Plant Warehouse | 2025-06-30 | 2025-06-16 | 0
4500585212-[40] | 908334004 : SECTIONALIZER:NETWORK,SMART SECTIONALIZE | LBS | ROH | RMU000000114 | BOLT SOCKET CAP HEAD M3x20 ¦ 9ABA450075F1009 ¦ Local | 76 | 76 | 0 | free_stock | R58-A-1-K017_SEP | inventory | 2025-10-28 | LV | Automated: Replaced 9ABA450075F1009 by RMU000000114. | JU01-Jouf Power Plant Warehouse | 2025-06-30 | 2025-06-16 | 0
4500585212-[40] | 908334004 : SECTIONALIZER:NETWORK,SMART SECTIONALIZE | LBS | ROH | RMU000000115 | Lock Washer M3 ¦ 9ABA450075F1010 ¦ Local | 76 | 76 | 0 | free_stock | 1-1-1-1 | inventory | 2025-10-28 | LV | Automated: Replaced 9ABA450075F1010 by RMU000000115. | JU01-Jouf Power Plant Warehouse | 2025-06-30 | 2025-06-16 | 0
4500585212-[40] | 908334004 : SECTIONALIZER:NETWORK,SMART SECTIONALIZE | LBS | ROH | RMU000000116 | Polycarbonate for limit switch ¦ 9ABA450075F1011 ¦ Local | 19 | 19 | 0 | free_stock | R56-R-1-K017_SEP | inventory | 2025-10-28 | LV | Automated: Replaced 9ABA450075F1011 by RMU000000116. | JU01-Jouf Power Plant Warehouse | 2025-06-30 | 2025-06-16 | 0
4500585212-[40] | 908334004 : SECTIONALIZER:NETWORK,SMART SECTIONALIZE | LBS | ROH | RMU000000117 | BOLT SOCKET CAP HEAD M4x40 ¦ 9ABA450075F1012 ¦ Local | 38 | 38 | 0 | free_stock | 1-1-1-1 | inventory | 2025-10-28 | LV | Automated: Replaced 9ABA450075F1012 by RMU000000117. | JU01-Jouf Power Plant Warehouse | 2025-06-30 | 2025-06-16 | 0
4500585212-[40] | 908334004 : SECTIONALIZER:NETWORK,SMART SECTIONALIZE | LBS | ROH | RMU000000118 | Bush Inner Dia 7x25 ¦ 9ABA450075F1013 ¦ Local | 38 | 38 | 0 | free_stock | R58-A-1-K11B_SEP | inventory | 2025-10-28 | LV | Automated: Replaced 9ABA450075F1013 by RMU000000118. | JU01-Jouf Power Plant Warehouse | 2025-06-30 | 2025-06-16 | 0
4500585212-[40] | 908334004 : SECTIONALIZER:NETWORK,SMART SECTIONALIZE | LBS | ROH | AE2000-1865-14 | Tube, Ferrule, Red, Inner Diameter 3.5 mm, 1.5 Wire | 190 | 190 | 0 | 6100K013 | INC-1-1-MVBM_SEP | consumption | 2025-08-10 | LV |  | JU01-Jouf Power Plant Warehouse | 2025-06-30 | 2025-06-16 | 0 | [5 empty] | Material Issue Order_MIO | 7982924
4500585212-[40] | 908334004 : SECTIONALIZER:NETWORK,SMART SECTIONALIZE | LBS | ROH | AX3122 | CHINT_AUXILIARY CONTACT FOR MCB 1NO 1NC AC | 19 | 19 | 0 | free_stock | R62-G-1-K017_SEP | inventory | 2025-10-28 | LV |  | JU01-Jouf Power Plant Warehouse | 2025-06-30 | 2025-06-16 | 0
4500585212-[40] | 908334004 : SECTIONALIZER:NETWORK,SMART SECTIONALIZE | LBS | ROH | CSB25A9PS2E- B L/R | 2 POSITION, LATCHING, SELECTOR SWITCH, 90DEGREES, 2 CONTACTS EACH, PAD LOCKABLE IN EACH POS (LOCAL/REMOTE) CSB25A9PS2E- B L/R | 19 | 19 | 0 | free_stock | 1-1-1-1 | inventory | 2025-10-28 | LV |  | JU01-Jouf Power Plant Warehouse | 2025-06-30 | 2025-06-16 | 0
4500585212-[40] | 908334004 : SECTIONALIZER:NETWORK,SMART SECTIONALIZE | LBS | ROH | CSB25A9PS2E- B OH/S | 2 POSITION, LATCHING, SELECTOR SWITCH, 90DEGREES, 2 CONTACTS EACH, PAD LOCKABLE IN EACH POS (OH-LBS/SECTIONALIZER) CSB25A9PS2E- B OH/S | 19 | 19 | 0 | 6100K007 | 1-1-1-1 | inventory | 2025-10-28 | LV |  | JU01-Jouf Power Plant Warehouse | 2025-06-30 | 2025-06-16 | 0
4500585212-[40] | 908334004 : SECTIONALIZER:NETWORK,SMART SECTIONALIZE | LBS | ROH | CSB25A9PS2E- B L/U | 2 POSITION, LATCHING, SELECTOR SWITCH, 90DEGREES, 2 CONTACTS EACH, PAD LOCKABLE IN EACH POS (LOCK/UNLOCK) CSB25A9PS2E- B L/U | 19 | 19 | 0 | 6100K006 | 1-1-1-1 | consumption | 2025-10-25 | LV |  | JU01-Jouf Power Plant Warehouse | 2025-06-30 | 2025-06-16 | 0 | [5 empty] | Work in Process Material Issue | 8299046
4500585212-[40] | 908334004 : SECTIONALIZER:NETWORK,SMART SECTIONALIZE | LBS | ROH | DF205040971 | φ4*12 Waterproof blind rivets Stainless steel | 380 | 380 | 0 | 6100K013 | 1-1-1-1 | inventory | 2025-10-28 | LV |  | JU01-Jouf Power Plant Warehouse | 2025-06-30 | 2025-06-16 | 0
4500585212-[40] | 908334004 : SECTIONALIZER:NETWORK,SMART SECTIONALIZE | LBS | ROH | DF240510009 | Self-locking nuts M4 | 38 | 38 | 0 | 6100K013 | 1-1-1-1 | inventory | 2025-10-28 | LV |  | JU01-Jouf Power Plant Warehouse | 2025-06-30 | 2025-06-16 | 0
4500585212-[40] | 908334004 : SECTIONALIZER:NETWORK,SMART SECTIONALIZE | LBS | ROH | DF240612003 | KSS-CV-150BK CABLE TIES 150X3.6 BALCK | 475 | 475 | 0 | 6100K013 | 1-1-1-1 | inventory | 2025-10-28 | LV |  | JU01-Jouf Power Plant Warehouse | 2025-06-30 | 2025-06-16 | 0
4500585212-[40] | 908334004 : SECTIONALIZER:NETWORK,SMART SECTIONALIZE | LBS | ROH | DF240612004 | HT-EXS25 EXPANDABLE SLEEVE - 25MM 100MTR/ROL | 19 | 19 | 0 | 6100K013 | 1-1-1-1 | inventory | 2025-10-28 | LV |  | JU01-Jouf Power Plant Warehouse | 2025-06-30 | 2025-06-16 | 0
4500585212-[40] | 908334004 : SECTIONALIZER:NETWORK,SMART SECTIONALIZE | LBS | ROH | DF240612005 | HT-EXS32 EXPANDABLE SLEEVE - 32MM 100MTR/ROL | 19 | 19 | 0 | 6100K013 | 1-1-1-1 | inventory | 2025-10-28 | LV |  | JU01-Jouf Power Plant Warehouse | 2025-06-30 | 2025-06-16 | 0
4500585212-[40] | 908334004 : SECTIONALIZER:NETWORK,SMART SECTIONALIZE | LBS | ROH | DF240612006 | KSS-KS-8B 8MM SPIRAL 15-60 WRAPPING BAND 10MTR/BAG | 19 | 19 | 0 | 6100K013 | 1-1-1-1 | inventory | 2025-10-28 | LV |  | JU01-Jouf Power Plant Warehouse | 2025-06-30 | 2025-06-16 | 0
4500585212-[40] | 908334004 : SECTIONALIZER:NETWORK,SMART SECTIONALIZE | LBS | ROH | DF240612007 | KSS-KS-12B 12MM SPIRAL 20-65 WRAPPING BAND 10MTR/BAG | 19 | 19 | 0 | 6100KDP02 | R54-A-1-K013_SEP | inventory | 2025-10-28 | LV |  | JU01-Jouf Power Plant Warehouse | 2025-06-30 | 2025-06-16 | 0
4500585212-[40] | 908334004 : SECTIONALIZER:NETWORK,SMART SECTIONALIZE | LBS | ROH | DF241124003 | Spring washersφ6 Stainless steel | 76 | 76 | 0 | 6100K013 | R55-I-1-K013_SEP | inventory | 2025-10-28 | LV |  | JU01-Jouf Power Plant Warehouse | 2025-06-30 | 2025-06-16 | 0
4500585212-[40] | 908334004 : SECTIONALIZER:NETWORK,SMART SECTIONALIZE | LBS | ROH | DF241126013 | KSS-CV-200MBK BLACK NYLON CABLE TIES (200MMX2.5MM) | 475 | 475 | 0 | 6100K013 | 1-1-1-1 | inventory | 2025-10-28 | LV |  | JU01-Jouf Power Plant Warehouse | 2025-06-30 | 2025-06-16 | 0
4500585212-[40] | 908334004 : SECTIONALIZER:NETWORK,SMART SECTIONALIZE | LBS | ROH | DF241128001 | spring washerφ4 Stainless Steel | 76 | 76 | 0 | 6100K013 | 1-1-1-1 | inventory | 2025-10-28 | LV |  | JU01-Jouf Power Plant Warehouse | 2025-06-30 | 2025-06-16 | 0
4500585212-[40] | 908334004 : SECTIONALIZER:NETWORK,SMART SECTIONALIZE | LBS | ROH | DF241128002 | Hex nuts M4 | 76 | 76 | 0 | 6100K013 | 1-1-1-1 | inventory | 2025-10-28 | LV |  | JU01-Jouf Power Plant Warehouse | 2025-06-30 | 2025-06-16 | 0
4500585212-[40] | 908334004 : SECTIONALIZER:NETWORK,SMART SECTIONALIZE | LBS | ROH | DMS 2121 2467-366 | SCREW SELF TAPPING TORX M6 X 12 | 380 | 380 | 0 | free_stock | R58-A-1-K11B_SEP | inventory | 2025-10-28 | LV |  | JU01-Jouf Power Plant Warehouse | 2025-06-30 | 2025-06-16 | 0
4500585212-[40] | 908334004 : SECTIONALIZER:NETWORK,SMART SECTIONALIZE | LBS | ROH | DMS 2121 2519-295 | BOLT SOCKET HEAD M4X20 | 38 | 38 | 0 | free_stock | R58-A-1-K11B_SEP | inventory | 2025-10-28 | LV |  | JU01-Jouf Power Plant Warehouse | 2025-06-30 | 2025-06-16 | 0
4500585212-[40] | 908334004 : SECTIONALIZER:NETWORK,SMART SECTIONALIZE | LBS | ROH | DMS 2121 2519-368 | BOLT SOCKET CAP HEAD M6X16 | 76 | 76 | 0 | free_stock | R58-A-1-K017_SEP | inventory | 2025-10-28 | LV |  | JU01-Jouf Power Plant Warehouse | 2025-06-30 | 2025-06-16 | 0
4500585212-[40] | 908334004 : SECTIONALIZER:NETWORK,SMART SECTIONALIZE | LBS | ROH | DMS 2126 2011-114 | NUT, HEX M5 | 456 | 456 | 0 | free_stock | R58-A-1-K11B_SEP | inventory | 2025-10-28 | LV |  | JU01-Jouf Power Plant Warehouse | 2025-06-30 | 2025-06-16 | 0
4500585212-[40] | 908334004 : SECTIONALIZER:NETWORK,SMART SECTIONALIZE | LBS | ROH | EC-DIODE-BY255 | Flash light BY255_EC-DIODE-BY255 / EC-DIODE-BY255 Urrm=1300V In=3A | 95 | 95 | 0 | 6100K007 | 1-1-1-1 | inventory | 2025-10-28 | LV |  | JU01-Jouf Power Plant Warehouse | 2025-06-30 | 2025-06-16 | 0
4500585212-[40] | 908334004 : SECTIONALIZER:NETWORK,SMART SECTIONALIZE | LBS | ROH | HBCBABNCBD1BBBD21G | REC615 2.0- HBCBABNCBD1BBBD21G | 19 | 19 | 0 | free_stock | 1-1-1-1 | inventory | 2025-10-28 | LV |  | JU01-Jouf Power Plant Warehouse | 2025-06-30 | 2025-06-16 | 0
4500585212-[40] | 908334004 : SECTIONALIZER:NETWORK,SMART SECTIONALIZE | LBS | ROH | IN76350001-2 | APT_THERMOSTAT WITHOUT STEM,SETTING: 0-60 DEG.CENTIGRADE | 19 | 19 | 0 | free_stock | R57-B-1-K11B_SEP | inventory | 2025-10-28 | LV |  | JU01-Jouf Power Plant Warehouse | 2025-06-30 | 2025-06-16 | 0
4500585212-[40] | 908334004 : SECTIONALIZER:NETWORK,SMART SECTIONALIZE | LBS | ROH | LSA-AD11J50CA | R&Y_AD11-J50CA/LXR23 RED ALARM LAMP 24VDC | 19 | 19 | 0 | 6100K007 | 1-1-1-1 | inventory | 2025-10-28 | LV |  | JU01-Jouf Power Plant Warehouse | 2025-06-30 | 2025-06-16 | 0
4500585212-[40] | 908334004 : SECTIONALIZER:NETWORK,SMART SECTIONALIZE | LBS | ROH | LXW18-11B | SHF_LXW18-11B / LIMIT SWITCH 1NO+1NC | 38 | 38 | 0 | 6100K013 | R59-O-1-K013_SEP | inventory | 2025-10-28 | LV |  | JU01-Jouf Power Plant Warehouse | 2025-06-30 | 2025-06-16 | 0
4500585212-[40] | 908334004 : SECTIONALIZER:NETWORK,SMART SECTIONALIZE | LBS | ROH | MMCM-C4/2 | CHINT_AC MINIATURE CIRCUIT BREAKER 2P 4A mMCM-C4/2 | 19 | 19 | 0 | 6100K007 | 1-1-1-1 | inventory | 2025-10-28 | LV |  | JU01-Jouf Power Plant Warehouse | 2025-06-30 | 2025-06-16 | 0
4500585212-[40] | 908334004 : SECTIONALIZER:NETWORK,SMART SECTIONALIZE | LBS | ROH | MV-OHL-CPT-33KV-DP | Double Pole Control PT . Primary 33 kV : secondary 0.23kV, 200VA, Class 1. 700VAth .Frequency 60Hz .Out door type . Ambient 55 Degree C. Insulation level 36/95/200kV , Voltage factor :1.2Un Cont, As per IEC 61869-1&3 Class E.Primary terminal suitable for cable connection (clamp type) .Colour Grey for out door installation.Type test and routine test reports will be required .Laser printed name plate required. As per SEC Distribution standard Specification. | 19 | 19 | 0 | 6100K007 | 1-1-1-1 | inventory | 2025-10-28 | CPT |  | JU01-Jouf Power Plant Warehouse | 2025-06-30 | 2025-06-16 | 0
4500585212-[40] | 908334004 : SECTIONALIZER:NETWORK,SMART SECTIONALIZE | LBS | ROH | MV2000-1685-06-W | WHITE TUBE, INNER DIA 3.5MM (1.5 WIRE) | 380 | 380 | 0 | free_stock | 1-1-1-1 | inventory | 2025-10-28 | LV |  | JU01-Jouf Power Plant Warehouse | 2025-06-30 | 2025-06-16 | 0
4500585212-[40] | 908334004 : SECTIONALIZER:NETWORK,SMART SECTIONALIZE | LBS | ROH | MV2000-1865-01-W | WHITE TUBE, INNER DIA 4.0MM (2.5 WIRE) | 190 | 190 | 0 | free_stock | 1-1-1-1 | inventory | 2025-10-28 | LV |  | JU01-Jouf Power Plant Warehouse | 2025-06-30 | 2025-06-16 | 0
4500585212-[40] | 908334004 : SECTIONALIZER:NETWORK,SMART SECTIONALIZE | LBS | ROH | NB1-10DC 1P | Miniature Circuit Breaker, MCB, 10A, 1P, C Type, DC | 38 | 38 | 0 | free_stock | 1-1-1-1 | inventory | 2025-10-28 | LV |  | JU01-Jouf Power Plant Warehouse | 2025-06-30 | 2025-06-16 | 0
4500585212-[40] | 908334004 : SECTIONALIZER:NETWORK,SMART SECTIONALIZE | LBS | ROH | NB1-6DC 1P | Miniature Circuit Breaker, MCB, 6A, 1P, C Type, DC | 19 | 19 | 0 | free_stock | R62-G-1-K017_SEP | inventory | 2025-10-28 | LV |  | JU01-Jouf Power Plant Warehouse | 2025-06-30 | 2025-06-16 | 0
4500585212-[40] | 908334004 : SECTIONALIZER:NETWORK,SMART SECTIONALIZE | LBS | ROH | NXA36CK630AM4-1 | Smart Outdoor LBS or Sectionalizer, 33kV,3P,400A,60Hz,200kV Bil,PM,SF6,1178MM MV-LBS& Sectionalizer SEC Item # 908334004 & SWITCH, DISC,LBS,SF6, LBS, 33kV 60Hz, 200kV BIL SEC Item #908305009 & 908305010 NXA36CK630AM4/Manual-Lock/Gauge/3CT/terminal-Cap-G/SA-Bracket/Painting/Counter | 19 | 19 | 0 | 6100K012B | 1-1-1-1 | inventory | 2025-10-28 | Gas Tank |  | JU01-Jouf Power Plant Warehouse | 2025-06-30 | 2025-06-16 | 0
4500585212-[40] | 908334004 : SECTIONALIZER:NETWORK,SMART SECTIONALIZE | LBS | ROH | OP-PLT-SEC-T3-230-2907919 | C&J_CJ-T2-AC 10-20kA T2 2P, Ur=230VAC,Uo=255VAC (SURGE PROTECTION UNIT) | 19 | 19 | 0 | free_stock | R57-J-1-1 | inventory | 2025-10-28 | LV |  | JU01-Jouf Power Plant Warehouse | 2025-06-30 | 2025-06-16 | 0
4500585212-[40] | 908334004 : SECTIONALIZER:NETWORK,SMART SECTIONALIZE | LBS | ROH | PL.AC30 | WZAZURE_PL.AC30 / THREE PIN SOCKET DIN RAIL MOUNTED | 19 | 19 | 0 | 6100K007 | 1-1-1-1 | inventory | 2025-10-28 | LV |  | JU01-Jouf Power Plant Warehouse | 2025-06-30 | 2025-06-16 | 0
4500585212-[40] | 908334004 : SECTIONALIZER:NETWORK,SMART SECTIONALIZE | LBS | ROH | PXC-0311171 | FB 10- RTK/S - Screw bridge, pitch: 8.2 mm, number of positions: 10, color: silver | 95 | 95 | 0 | free_stock | 1-1-1-1 | inventory | 2025-10-28 | LV |  | JU01-Jouf Power Plant Warehouse | 2025-06-30 | 2025-06-16 | 0
4500585212-[40] | 908334004 : SECTIONALIZER:NETWORK,SMART SECTIONALIZE | LBS | ROH | PXC-3000834 | SCBI 10-6 W - Screw bridge, with spring washer and insulating collar, pitch: 6.2 mm, number of positions: 10, color: silver | 171 | 171 | 0 | free_stock | 1-1-1-1 | inventory | 2025-10-28 | LV |  | JU01-Jouf Power Plant Warehouse | 2025-06-30 | 2025-06-16 | 0
4500585212-[40] | 908334004 : SECTIONALIZER:NETWORK,SMART SECTIONALIZE | LBS | ROH | PXC-3022218 | CLIPFIX 35 - End bracket, Quick mounting end clamp for NS 35/7,5 DIN rail or NS 35/15 DIN rail, with marking option, width: 9.5 mm, color: gray | 95 | 95 | 0 | free_stock | 1-1-1-1 | inventory | 2025-10-28 | LV |  | JU01-Jouf Power Plant Warehouse | 2025-06-30 | 2025-06-16 | 0
4500585212-[40] | 908334004 : SECTIONALIZER:NETWORK,SMART SECTIONALIZE | LBS | ROH | PXC-3059809 | D-TB 4/10 - Cover, depth: 35.9 mm, width: 1.8 mm, height: 42.5 mm, color: dark gray | 190 | 190 | 0 | 6100K006 | 1-1-1-1 | inventory | 2025-10-28 | LV |  | JU01-Jouf Power Plant Warehouse | 2025-06-30 | 2025-06-16 | 0
4500585212-[40] | 908334004 : SECTIONALIZER:NETWORK,SMART SECTIONALIZE | LBS | ROH | PXC-3246966 | E/TB - End bracket, for assembly on NS 32 or NS 35/7.5 DIN rail | 171 | 171 | 0 | free_stock | R56-I-1-1 | inventory | 2025-10-28 | LV |  | JU01-Jouf Power Plant Warehouse | 2025-06-30 | 2025-06-16 | 0
4500585212-[40] | 908334004 : SECTIONALIZER:NETWORK,SMART SECTIONALIZE | LBS | ROH | PXC.3246023 | PHOENIX CONTACT_TB 4 EI / SCREW TERMINAL, 2PTS, 4 SQMM GREY | 1140 | 1140 | 0 | 6100K007 | 1-1-1-1 | inventory | 2025-10-28 | LV |  | JU01-Jouf Power Plant Warehouse | 2025-06-30 | 2025-06-16 | 0
4500585212-[40] | 908334004 : SECTIONALIZER:NETWORK,SMART SECTIONALIZE | LBS | ROH | PXC.5775287 | PHOENIX CONTACT_TB6-RTK-02 / DISCONNECT TERMINAL BLOCK 6 SQMM | 456 | 456 | 0 | 6100K007 | 1-1-1-1 | inventory | 2025-10-28 | LV |  | JU01-Jouf Power Plant Warehouse | 2025-06-30 | 2025-06-16 | 0
4500585212-[40] | 908334004 : SECTIONALIZER:NETWORK,SMART SECTIONALIZE | LBS | ROH | RH050 | VISHAY_HEATER RH050, 50W 4.7KOHM, 120-240V AC/DC | 19 | 19 | 0 | free_stock | 1-1-1-1 | inventory | 2025-10-28 | LV |  | JU01-Jouf Power Plant Warehouse | 2025-06-30 | 2025-06-16 | 0
4500585212-[40] | 908334004 : SECTIONALIZER:NETWORK,SMART SECTIONALIZE | LBS | ROH | RMU000000108 | Plain Washer M5 ¦ 9ABA450075F1003 ¦ Local | 513 | 513 | 0 | free_stock | R58-A-1-K11B_SEP | inventory | 2025-10-28 | LV |  | JU01-Jouf Power Plant Warehouse | 2025-06-30 | 2025-06-16 | 0
4500585212-[40] | 908334004 : SECTIONALIZER:NETWORK,SMART SECTIONALIZE | LBS | ROH | RMU000000113 | Lock Washer M5 ¦ 9ABA450075F1008 ¦ Local | 57 | 57 | 0 | free_stock | R58-A-1-K11B_SEP | inventory | 2025-10-28 | LV |  | JU01-Jouf Power Plant Warehouse | 2025-06-30 | 2025-06-16 | 0
4500585212-[40] | 908334004 : SECTIONALIZER:NETWORK,SMART SECTIONALIZE | LBS | ROH | RMU000000298 | CHINT_AUXILIARY CONTACT FOR MCB 1NO 1NC DC (XF9) | 19 | 19 | 0 | free_stock | INC-1-1-K11B_SEP | inventory | 2025-10-28 | LV |  | JU01-Jouf Power Plant Warehouse | 2025-06-30 | 2025-06-16 | 0
4500585212-[40] | 908334004 : SECTIONALIZER:NETWORK,SMART SECTIONALIZE | LBS | ROH | SEP10052 | ‭DISCONNECTING TB FOR CT, OTTA 6-T, BOLT W/O SPRING/0790462/OTTA 6-T P/P‬ | 114 | 114 | 0 | 6100K006 | 1-1-1-1 | inventory | 2025-10-28 | LV |  | JU01-Jouf Power Plant Warehouse | 2025-06-30 | 2025-06-16 | 0
4500585212-[40] | 908334004 : SECTIONALIZER:NETWORK,SMART SECTIONALIZE | LBS | ROH | SEP10120 | ‭TIE MOUNT FOR SPARE TIE/HC-102/HC-102‬ | 190 | 190 | 0 | free_stock | R58-R-1-K007_SEP | inventory | 2025-10-28 | LV |  | JU01-Jouf Power Plant Warehouse | 2025-06-30 | 2025-06-16 | 0
4500585212-[40] | 908334004 : SECTIONALIZER:NETWORK,SMART SECTIONALIZE | LBS | ROH | SEP10128 | ‭DIN RAIL SLOTTED/35X15X1.5X2 - HOLE/DIN RAIL‬ | 9.5 | 9.5 | 0 | 6100K006 | 1-1-1-1 | inventory | 2025-10-28 | LV |  | JU01-Jouf Power Plant Warehouse | 2025-06-30 | 2025-06-16 | 0
4500585212-[40] | 908334004 : SECTIONALIZER:NETWORK,SMART SECTIONALIZE | LBS | ROH | SEP10160 | TRAFFOLYTE, BLACK/WHITE/WHITE - BLACK/TRAFFOLYTE | 9.5 | 9.5 | 0 | free_stock | 1-1-1-1 | inventory | 2025-10-28 | LV |  | JU01-Jouf Power Plant Warehouse | 2025-06-30 | 2025-06-16 | 0
4500585212-[40] | 908334004 : SECTIONALIZER:NETWORK,SMART SECTIONALIZE | LBS | ROH | SEP10481 | End Cover, D-URTK ¦ 310020 ¦ PHOENIX | 19 | 19 | 0 | free_stock | 1-1-1-1 | inventory | 2025-10-28 | LV |  | JU01-Jouf Power Plant Warehouse | 2025-06-30 | 2025-06-16 | 0
4500585212-[40] | 908334004 : SECTIONALIZER:NETWORK,SMART SECTIONALIZE | LBS | ROH | SEP10555 | TB NUMBERING MARKER (BLANK), UCT-TM 6 / 0828736 | 190 | 190 | 0 | free_stock | 1-1-1-1 | inventory | 2025-10-28 | LV |  | JU01-Jouf Power Plant Warehouse | 2025-06-30 | 2025-06-16 | 0
4500585212-[40] | 908334004 : SECTIONALIZER:NETWORK,SMART SECTIONALIZE | LBS | ROH | SEP10556 | TB NUMBERING MARKER (BLANK), UCT-TM 8 / 0828740 | 114 | 114 | 0 | free_stock | R57-A-1-K006_SEP | inventory | 2025-10-28 | LV |  | JU01-Jouf Power Plant Warehouse | 2025-06-30 | 2025-06-16 | 0
4500585212-[40] | 908334004 : SECTIONALIZER:NETWORK,SMART SECTIONALIZE | LBS | ROH | SEP10962 | TB, Terminal block, plastic, for 2.5mm wires, 12 connections per set | 3.1667 | 3.1667 | 0 | free_stock | 1-1-1-1 | inventory | 2025-10-28 | LV |  | JU01-Jouf Power Plant Warehouse | 2025-06-30 | 2025-06-16 | 0
4500585212-[40] | 908334004 : SECTIONALIZER:NETWORK,SMART SECTIONALIZE | LBS | ROH | SEP11131 | Cable, Control, 1 CORE CU/PVC, 1.0 Sq.mm, Black, 105°, 600/1000V , 1 x 91.4 m | 9.5 | 9.5 | 0 | free_stock | 1-1-1-1 | inventory | 2025-10-28 | LV |  | JU01-Jouf Power Plant Warehouse | 2025-06-30 | 2025-06-16 | 0
4500585212-[40] | 908334004 : SECTIONALIZER:NETWORK,SMART SECTIONALIZE | LBS | ROH | SEP11143 | Cable, Control, 1 CORE CU/PVC, 2.5 Sq.mm, Red, 105°, 600/1000V , 1 x 91.4 m | 5.7 | 5.7 | 0 | free_stock | 1-1-1-1 | inventory | 2025-10-28 | LV |  | JU01-Jouf Power Plant Warehouse | 2025-06-30 | 2025-06-16 | 0
4500585212-[40] | 908334004 : SECTIONALIZER:NETWORK,SMART SECTIONALIZE | LBS | ROH | SEP11146 | Cable, Control, 1 CORE CU/PVC, 2.5 Sq.mm, Black, 105°, 600/1000V , 1 x 91.4 m | 19 | 19 | 0 | free_stock | 1-1-1-1 | inventory | 2025-10-28 | LV |  | JU01-Jouf Power Plant Warehouse | 2025-06-30 | 2025-06-16 | 0
4500585212-[40] | 908334004 : SECTIONALIZER:NETWORK,SMART SECTIONALIZE | LBS | ROH | SEP11151 | Cable, Control, 1 CORE CU/PVC, 2.5 Sq.mm Yellow/Green, 105°, 600/1000V , 1 x 91.4 m | 5.7 | 5.7 | 0 | 6100KDP02 | NEW.FLR-1-1-MVBM_SEP | inventory | 2025-10-28 | LV |  | JU01-Jouf Power Plant Warehouse | 2025-06-30 | 2025-06-16 | 0
4500585212-[40] | 908334004 : SECTIONALIZER:NETWORK,SMART SECTIONALIZE | LBS | ROH | SFB220A24H300 | BEB OR DFE_SFB220A24H300/24VDC / BATTERY CHARGER INPUT 220VAC,OUTPUT 24VDC | 19 | 19 | 0 | 6100K007 | 1-1-1-1 | inventory | 2025-10-28 | LV |  | JU01-Jouf Power Plant Warehouse | 2025-06-30 | 2025-06-16 | 0
4500585212-[40] | 908334004 : SECTIONALIZER:NETWORK,SMART SECTIONALIZE | LBS | ROH | VBC6-30-01-01 | ABB_VBC6-30-01-01 MINI REVERSING CONTACTOR | 19 | 19 | 0 | free_stock | 1-1-1-1 | inventory | 2025-10-28 | LV |  | JU01-Jouf Power Plant Warehouse | 2025-06-30 | 2025-06-16 | 0
4500585212-[40] | 908334004 : SECTIONALIZER:NETWORK,SMART SECTIONALIZE | LBS | ROH | RMU000000119 | BOLT SOCKET CAP HEAD M3x12 ¦ 9ABA450075F1014 ¦ Local | 228 | 228 | 0 | free_stock | 1-1-1-1 | inventory | 2025-10-28 | LV | Automated: Replaced 9ABA450075F1014 by RMU000000119. | JU01-Jouf Power Plant Warehouse | 2025-06-30 | 2025-06-16 | 0
4500585212-[40] | 908334004 : SECTIONALIZER:NETWORK,SMART SECTIONALIZE | LBS | ROH | RMU000000120 | SEC Logo (Alminum 136x76) ¦ 9ABA450075F1015 ¦ Local | 19 | 19 | 0 | free_stock | INC-1-1-K11B_SEP | inventory | 2025-10-28 | LV | Automated: Replaced 9ABA450075F1015 by RMU000000120. | JU01-Jouf Power Plant Warehouse | 2025-06-30 | 2025-06-16 | 0
4500585212-[40] | 908334004 : SECTIONALIZER:NETWORK,SMART SECTIONALIZE | LBS | ROH | RMU000000121 | Danger Sign (Alminum 136x76) ¦ 9ABA450075F1016 ¦ Local | 19 | 19 | 0 | free_stock | INC-1-1-K11B_SEP | inventory | 2025-10-28 | LV | Automated: Replaced 9ABA450075F1016 by RMU000000121. | JU01-Jouf Power Plant Warehouse | 2025-06-30 | 2025-06-16 | 0
4500585212-[40] | 908334004 : SECTIONALIZER:NETWORK,SMART SECTIONALIZE | LBS | ROH | RMU000000123 | LBS/Sectionalizer SEP Branding Label ¦ 9ABA450075F1018 ¦ Local | 19 | 19 | 0 | free_stock | INC-1-1-K12B_SEP | inventory | 2025-10-28 | LV | Automated: Replaced 9ABA450075F1018 by RMU000000123. | JU01-Jouf Power Plant Warehouse | 2025-06-30 | 2025-06-16 | 0
4500585212-[40] | 908334004 : SECTIONALIZER:NETWORK,SMART SECTIONALIZE | LBS | ROH | DF240907005 | Flat Washers φ3 Stainless Steel | 304 | 304 | 0 | 6100K013 | 1-1-1-1 | inventory | 2025-10-28 | LV |  | JU01-Jouf Power Plant Warehouse | 2025-06-30 | 2025-06-16 | 0
4500585212-[40] | 908334004 : SECTIONALIZER:NETWORK,SMART SECTIONALIZE | LBS | ROH | DMS 2126 2011-111 | NUT, HEX M3 | 304 | 304 | 0 | free_stock | R58-A-1-K11B_SEP | inventory | 2025-10-28 | LV |  | JU01-Jouf Power Plant Warehouse | 2025-06-30 | 2025-06-16 | 0
4500585212-[40] | 908334004 : SECTIONALIZER:NETWORK,SMART SECTIONALIZE | LBS | ROH | MV-CPT -CABL-ASSY | Cable Assembly - Outdoor flexible cable Black PVC 450/750 V, 95 °C heat & flame retardent, stranded annealed copper conductor, 4Cx 2.5 mm² of length 12 meter with connector type HQ-005-M (male connector) with H3A-MTG-M20 (hood) and DLX-M20 (gland) with H3A-KDBP (cover) terminated on one end (opposite end do not require processing), with steel cable tags on both cable ends, cable tag text "CPT cable" and loose supply of 1 base type H3A-MAG (base) with HQ-005-F (female connector) and H3A-KDTP (cover) - Used for OVR/LBS/Sectionalizer CPT connection | 19 | 19 | 0 | 6100K007 | 1-1-1-1 | inventory | 2025-10-28 | Cable |  | JU01-Jouf Power Plant Warehouse | 2025-06-30 | 2025-06-16 | 0
4500585212-[40] | 908334004 : SECTIONALIZER:NETWORK,SMART SECTIONALIZE | LBS | ROH | MV-CT -C-CABL-ASSY-LBS | Cable Assembly - Outdoor flexible cable Black PVC 450/750 V, 95 °C heat & flame retardent, stranded annealed copper conductor, 10Cx 1.0 mm² of length 12 meter with connector type HQ-012-M (male connector) with H3A-MTG-M20 (hood) and DLX-M20 (gland) with H3A-KDBP (cover) terminated on one end (opposite end do not require processing), with steel cable tags on both cable ends, cable tag text "CT cable" and loose supply of 1 base type H3A-MAG (base) with HQ-012-F (female connector) and H3A-KDTP (cover) -Used for LBS/Sectionalizer CT connection | 19 | 19 | 0 | 6100K007 | 1-1-1-1 | inventory | 2025-10-28 | Cable |  | JU01-Jouf Power Plant Warehouse | 2025-06-30 | 2025-06-16 | 0
4500585212-[40] | 908334004 : SECTIONALIZER:NETWORK,SMART SECTIONALIZE | LBS | ROH | MV-CVD-CABL-ASSY-LBS | Cable Assembly - Outdoor flexible cable Black PVC 450/750 V, 95 °C heat & flame retardent, stranded annealed copper conductor, 10C x 2 x 0.22 mm² of length 12 meter with connector type YD41-16TK-D20 terminated on one end (opposite end do not require processing), with steel cable tags on both cable ends, cable tag text "CVD cable" and loose supply of 1 base type YD41-16ZJ - Used for LBS/Sectionalizer CVD connection | 19 | 19 | 0 | 6100K007 | 1-1-1-1 | inventory | 2025-10-28 | Cable |  | JU01-Jouf Power Plant Warehouse | 2025-06-30 | 2025-06-16 | 0
4500585212-[40] | 908334004 : SECTIONALIZER:NETWORK,SMART SECTIONALIZE | LBS | ROH | MV-MOT-C-CABL-ASSY-LBS | Cable Assembly | 19 | 19 | 0 | 6100K007 | 1-1-1-1 | inventory | 2025-10-28 | Cable | Automated: Replaced MV-MOT -C-CABL-ASSY-LBS by MV-MOT-C-CABL-ASSY-LBS. | JU01-Jouf Power Plant Warehouse | 2025-06-30 | 2025-06-16 | 0
4500585226-[30] | 908334005 : SECTIONALIZER:NETWORK,SMART SECTIONALIZE | LBS | ROH | 13-B100DY | GREEN PUSH BOTTON WITH START ADAPTER | 19 | 19 | 0 | 6100K013 | R57-G-1-1 | inventory | 2025-10-28 | LV |  | RY01-Riyadh Central Warehouse | 2025-06-30 | 2025-06-16 | 0
4500585226-[30] | 908334005 : SECTIONALIZER:NETWORK,SMART SECTIONALIZE | LBS | ROH | 13-B200DK | RED PUSH BOTTON WITH ADAPTER STOP | 19 | 19 | 0 | 6100K013 | R56-J-1-1 | inventory | 2025-10-28 | LV |  | RY01-Riyadh Central Warehouse | 2025-06-30 | 2025-06-16 | 0
4500585226-[30] | 908334005 : SECTIONALIZER:NETWORK,SMART SECTIONALIZE | LBS | ROH | 13-B3 | BA9S ILLUMINATION CONTACT BLOCK HOLDER | 38 | 38 | 0 | 6100K013 | R57-O-1-1 | inventory | 2025-10-28 | LV |  | RY01-Riyadh Central Warehouse | 2025-06-30 | 2025-06-16 | 0
4500585226-[30] | 908334005 : SECTIONALIZER:NETWORK,SMART SECTIONALIZE | LBS | ROH | 13-LED24K | 24V BA9S LED LAMP RED | 19 | 19 | 0 | 6100K013 | R57-G-1-1 | inventory | 2025-10-28 | LV |  | RY01-Riyadh Central Warehouse | 2025-06-30 | 2025-06-16 | 0
4500585226-[30] | 908334005 : SECTIONALIZER:NETWORK,SMART SECTIONALIZE | LBS | ROH | 13-LED24Y | 24V BA9S LED LAMP GREEN | 19 | 19 | 0 | 6100K013 | R57-G-1-1 | inventory | 2025-10-28 | LV |  | RY01-Riyadh Central Warehouse | 2025-06-30 | 2025-06-16 | 0
4500585226-[30] | 908334005 : SECTIONALIZER:NETWORK,SMART SECTIONALIZE | LBS | ROH | 13-MBSD24S | INDICATION LIGHT YELLOW 24V AC/DC | 19 | 19 | 0 | free_stock | R57-O-1-1 | inventory | 2025-10-28 | LV |  | RY01-Riyadh Central Warehouse | 2025-06-30 | 2025-06-16 | 0
4500585226-[30] | 908334005 : SECTIONALIZER:NETWORK,SMART SECTIONALIZE | LBS | ROH | LL10-W | ABB_LL10-W / LL10-W, AC/DC90-264V 50/60HZ | 19 | 19 | 0 | 6100K007 | 1-1-1-1 | inventory | 2025-10-28 | LV | Automated: Replaced 1YAB53301XIX0000 by LL10-W. | RY01-Riyadh Central Warehouse | 2025-06-30 | 2025-06-16 | 0
4500585226-[30] | 908334005 : SECTIONALIZER:NETWORK,SMART SECTIONALIZE | LBS | ROH | 1YAB5355CAB0000 | End Cover, D-OTTA6-T ¦ 790459 ¦ PHOENIX | 19 | 19 | 0 | free_stock | 1-1-1-1 | inventory | 2025-10-28 | LV |  | RY01-Riyadh Central Warehouse | 2025-06-30 | 2025-06-16 | 0
4500585226-[30] | 908334005 : SECTIONALIZER:NETWORK,SMART SECTIONALIZE | LBS | ROH | 1YAB5355DXB0000 | Marker, Terminal Strip, KLM-A ¦ 1004348 ¦ PHOENIX | 95 | 95 | 0 | free_stock | R59-G-1-MVBM_SEP | inventory | 2025-10-28 | LV |  | RY01-Riyadh Central Warehouse | 2025-06-30 | 2025-06-16 | 0
4500585226-[30] | 908334005 : SECTIONALIZER:NETWORK,SMART SECTIONALIZE | LBS | ROH | 1YHT480008P0311 | Empty LV Box for LBS & Sectionalizer (SECTOS 13.8kV & 33kV) with bracket for single pole | 19 | 19 | 0 | 6100K012B | WH2-1-1-K12B_SEP | inventory | 2025-10-28 | LV |  | RY01-Riyadh Central Warehouse | 2025-06-30 | 2025-06-16 | 0
4500585226-[30] | 908334005 : SECTIONALIZER:NETWORK,SMART SECTIONALIZE | LBS | ROH | 205036416 | Flat Washersφ4 | 114 | 114 | 0 | 6100K013 | 1-1-1-1 | inventory | 2025-10-28 | LV |  | RY01-Riyadh Central Warehouse | 2025-06-30 | 2025-06-16 | 0
4500585226-[30] | 908334005 : SECTIONALIZER:NETWORK,SMART SECTIONALIZE | LBS | ROH | 205041920 | Flat Washersφ6 | 76 | 76 | 0 | free_stock | 1-1-1-1 | inventory | 2025-10-28 | LV |  | RY01-Riyadh Central Warehouse | 2025-06-30 | 2025-06-16 | 0
4500585226-[30] | 908334005 : SECTIONALIZER:NETWORK,SMART SECTIONALIZE | LBS | ROH | 208004917 | 4G Communication Module, Make: China inhand, ,Ord:: Inhand IR302-FQ58 with Mushroom Antenna | 19 | 19 | 0 | 6100K013 | 1-1-1-1 | inventory | 2025-10-28 | LV |  | RY01-Riyadh Central Warehouse | 2025-06-30 | 2025-06-16 | 0
4500585226-[30] | 908334005 : SECTIONALIZER:NETWORK,SMART SECTIONALIZE | LBS | ROH | 211002077 | Hex nut M6 | 76 | 76 | 0 | 6100K013 | 1-1-1-1 | inventory | 2025-10-28 | LV |  | RY01-Riyadh Central Warehouse | 2025-06-30 | 2025-06-16 | 0
4500585226-[30] | 908334005 : SECTIONALIZER:NETWORK,SMART SECTIONALIZE | LBS | ROH | 5XECD.086.051 | Single Pole Mounting Brackets for LBS & Sectionalizer GT(SECTOS 13.8kV & 33kV) | 19 | 19 | 0 | free_stock | 1-1-1-1 | inventory | 2025-10-28 | Bracket |  | RY01-Riyadh Central Warehouse | 2025-06-30 | 2025-06-16 | 0
4500585226-[30] | 908334005 : SECTIONALIZER:NETWORK,SMART SECTIONALIZE | LBS | ROH | 5XECD.086.093.1 | Single Pole Mounting Brackets for CPT for LBS/Sectionalizer/Auto Recloser (SECTOS / OVR 13.8kV & 33kV) | 19 | 19 | 0 | free_stock | 1-1-1-1 | inventory | 2025-10-28 | Bracket |  | RY01-Riyadh Central Warehouse | 2025-06-30 | 2025-06-16 | 0
4500585226-[30] | 908334005 : SECTIONALIZER:NETWORK,SMART SECTIONALIZE | LBS | ROH | 6-CNFJ-22 | ZHE_6-CNFJ-22 / 12V 22Ah STORAGE BATTERY | 38 | 38 | 0 | 6100K007 | 1-1-1-1 | inventory | 2025-10-28 | LV |  | RY01-Riyadh Central Warehouse | 2025-06-30 | 2025-06-16 | 0
4500585226-[30] | 908334005 : SECTIONALIZER:NETWORK,SMART SECTIONALIZE | LBS | ROH | RMU000000106 | BOLT SOCKET CAP HEAD M5x60 ¦ 9ABA450075F1001 ¦ Local | 76 | 76 | 0 | free_stock | 1-1-1-1 | inventory | 2025-10-28 | LV | Automated: Replaced 9ABA450075F1001 by RMU000000106. | RY01-Riyadh Central Warehouse | 2025-06-30 | 2025-06-16 | 0
4500585226-[30] | 908334005 : SECTIONALIZER:NETWORK,SMART SECTIONALIZE | LBS | ROH | RMU000000107 | Bush Inner Dia 7x49 ¦ 9ABA450075F1002 ¦ Local | 76 | 76 | 0 | free_stock | 1-1-1-1 | inventory | 2025-10-28 | LV | Automated: Replaced 9ABA450075F1002 by RMU000000107. | RY01-Riyadh Central Warehouse | 2025-06-30 | 2025-06-16 | 0
4500585226-[30] | 908334005 : SECTIONALIZER:NETWORK,SMART SECTIONALIZE | LBS | ROH | RMU000000109 | BOLT SOCKET CAP HEAD M5x20 ¦ 9ABA450075F1004 ¦ Local | 190 | 190 | 0 | free_stock | 1-1-1-1 | inventory | 2025-10-28 | LV | Automated: Replaced 9ABA450075F1004 by RMU000000109. | RY01-Riyadh Central Warehouse | 2025-06-30 | 2025-06-16 | 0
4500585226-[30] | 908334005 : SECTIONALIZER:NETWORK,SMART SECTIONALIZE | LBS | ROH | RMU000000110 | BOLT SOCKET CAP HEAD M4x45 ¦ 9ABA450075F1005 ¦ Local | 38 | 38 | 0 | free_stock | 1-1-1-1 | inventory | 2025-10-28 | LV | Automated: Replaced 9ABA450075F1005 by RMU000000110. | RY01-Riyadh Central Warehouse | 2025-06-30 | 2025-06-16 | 0
4500585226-[30] | 908334005 : SECTIONALIZER:NETWORK,SMART SECTIONALIZE | LBS | ROH | RMU000000112 | BOLT SOCKET CAP HEAD M5x16 ¦ 9ABA450075F1007 ¦ Local | 228 | 228 | 0 | free_stock | 1-1-1-1 | inventory | 2025-10-28 | LV | Automated: Replaced 9ABA450075F1007 by RMU000000112. | RY01-Riyadh Central Warehouse | 2025-06-30 | 2025-06-16 | 0
4500585226-[30] | 908334005 : SECTIONALIZER:NETWORK,SMART SECTIONALIZE | LBS | ROH | RMU000000113 | Lock Washer M5 ¦ 9ABA450075F1008 ¦ Local | 228 | 228 | 0 | free_stock | R58-A-1-K11B_SEP | inventory | 2025-10-28 | LV | Automated: Replaced 9ABA450075F1008 by RMU000000113. | RY01-Riyadh Central Warehouse | 2025-06-30 | 2025-06-16 | 0
4500585226-[30] | 908334005 : SECTIONALIZER:NETWORK,SMART SECTIONALIZE | LBS | ROH | RMU000000114 | BOLT SOCKET CAP HEAD M3x20 ¦ 9ABA450075F1009 ¦ Local | 76 | 76 | 0 | free_stock | R58-A-1-K017_SEP | inventory | 2025-10-28 | LV | Automated: Replaced 9ABA450075F1009 by RMU000000114. | RY01-Riyadh Central Warehouse | 2025-06-30 | 2025-06-16 | 0
4500585226-[30] | 908334005 : SECTIONALIZER:NETWORK,SMART SECTIONALIZE | LBS | ROH | RMU000000115 | Lock Washer M3 ¦ 9ABA450075F1010 ¦ Local | 76 | 76 | 0 | free_stock | 1-1-1-1 | inventory | 2025-10-28 | LV | Automated: Replaced 9ABA450075F1010 by RMU000000115. | RY01-Riyadh Central Warehouse | 2025-06-30 | 2025-06-16 | 0
4500585226-[30] | 908334005 : SECTIONALIZER:NETWORK,SMART SECTIONALIZE | LBS | ROH | RMU000000116 | Polycarbonate for limit switch ¦ 9ABA450075F1011 ¦ Local | 19 | 19 | 0 | free_stock | 1-1-1-1 | inventory | 2025-10-28 | LV | Automated: Replaced 9ABA450075F1011 by RMU000000116. | RY01-Riyadh Central Warehouse | 2025-06-30 | 2025-06-16 | 0
4500585226-[30] | 908334005 : SECTIONALIZER:NETWORK,SMART SECTIONALIZE | LBS | ROH | RMU000000117 | BOLT SOCKET CAP HEAD M4x40 ¦ 9ABA450075F1012 ¦ Local | 38 | 38 | 0 | free_stock | R58-A-1-K12B_SEP | inventory | 2025-10-28 | LV | Automated: Replaced 9ABA450075F1012 by RMU000000117. | RY01-Riyadh Central Warehouse | 2025-06-30 | 2025-06-16 | 0
4500585226-[30] | 908334005 : SECTIONALIZER:NETWORK,SMART SECTIONALIZE | LBS | ROH | RMU000000118 | Bush Inner Dia 7x25 ¦ 9ABA450075F1013 ¦ Local | 38 | 38 | 0 | free_stock | 1-1-1-1 | inventory | 2025-10-28 | LV | Automated: Replaced 9ABA450075F1013 by RMU000000118. | RY01-Riyadh Central Warehouse | 2025-06-30 | 2025-06-16 | 0
4500585226-[30] | 908334005 : SECTIONALIZER:NETWORK,SMART SECTIONALIZE | LBS | ROH | AE2000-1865-14 | Tube, Ferrule, Red, Inner Diameter 3.5 mm, 1.5 Wire | 190 | 190 | 0 | 6100K013 | INC-1-1-MVBM_SEP | consumption | 2025-08-10 | LV |  | RY01-Riyadh Central Warehouse | 2025-06-30 | 2025-06-16 | 0 | [5 empty] | Material Issue Order_MIO | 7982924
4500585226-[30] | 908334005 : SECTIONALIZER:NETWORK,SMART SECTIONALIZE | LBS | ROH | AX3122 | CHINT_AUXILIARY CONTACT FOR MCB 1NO 1NC AC | 19 | 19 | 0 | free_stock | R62-G-1-K017_SEP | inventory | 2025-10-28 | LV |  | RY01-Riyadh Central Warehouse | 2025-06-30 | 2025-06-16 | 0
4500585226-[30] | 908334005 : SECTIONALIZER:NETWORK,SMART SECTIONALIZE | LBS | ROH | CSB25A9PS2E- B L/R | 2 POSITION, LATCHING, SELECTOR SWITCH, 90DEGREES, 2 CONTACTS EACH, PAD LOCKABLE IN EACH POS (LOCAL/REMOTE) CSB25A9PS2E- B L/R | 19 | 19 | 0 | free_stock | 1-1-1-1 | inventory | 2025-10-28 | LV |  | RY01-Riyadh Central Warehouse | 2025-06-30 | 2025-06-16 | 0
4500585226-[30] | 908334005 : SECTIONALIZER:NETWORK,SMART SECTIONALIZE | LBS | ROH | CSB25A9PS2E- B OH/S | 2 POSITION, LATCHING, SELECTOR SWITCH, 90DEGREES, 2 CONTACTS EACH, PAD LOCKABLE IN EACH POS (OH-LBS/SECTIONALIZER) CSB25A9PS2E- B OH/S | 19 | 19 | 0 | 6100K007 | 1-1-1-1 | inventory | 2025-10-28 | LV |  | RY01-Riyadh Central Warehouse | 2025-06-30 | 2025-06-16 | 0
4500585226-[30] | 908334005 : SECTIONALIZER:NETWORK,SMART SECTIONALIZE | LBS | ROH | CSB25A9PS2E- B L/U | 2 POSITION, LATCHING, SELECTOR SWITCH, 90DEGREES, 2 CONTACTS EACH, PAD LOCKABLE IN EACH POS (LOCK/UNLOCK) CSB25A9PS2E- B L/U | 19 | 19 | 0 | 6100K006 | 1-1-1-1 | consumption | 2025-10-25 | LV |  | RY01-Riyadh Central Warehouse | 2025-06-30 | 2025-06-16 | 0 | [5 empty] | Work in Process Material Issue | 8299047
4500585226-[30] | 908334005 : SECTIONALIZER:NETWORK,SMART SECTIONALIZE | LBS | ROH | DF205040971 | φ4*12 Waterproof blind rivets Stainless steel | 380 | 380 | 0 | 6100K013 | 1-1-1-1 | inventory | 2025-10-28 | LV |  | RY01-Riyadh Central Warehouse | 2025-06-30 | 2025-06-16 | 0
4500585226-[30] | 908334005 : SECTIONALIZER:NETWORK,SMART SECTIONALIZE | LBS | ROH | DF240510009 | Self-locking nuts M4 | 38 | 38 | 0 | 6100K013 | 1-1-1-1 | inventory | 2025-10-28 | LV |  | RY01-Riyadh Central Warehouse | 2025-06-30 | 2025-06-16 | 0
4500585226-[30] | 908334005 : SECTIONALIZER:NETWORK,SMART SECTIONALIZE | LBS | ROH | DF240612003 | KSS-CV-150BK CABLE TIES 150X3.6 BALCK | 475 | 475 | 0 | 6100K013 | 1-1-1-1 | inventory | 2025-10-28 | LV |  | RY01-Riyadh Central Warehouse | 2025-06-30 | 2025-06-16 | 0
4500585226-[30] | 908334005 : SECTIONALIZER:NETWORK,SMART SECTIONALIZE | LBS | ROH | DF240612004 | HT-EXS25 EXPANDABLE SLEEVE - 25MM 100MTR/ROL | 19 | 19 | 0 | 6100K013 | 1-1-1-1 | inventory | 2025-10-28 | LV |  | RY01-Riyadh Central Warehouse | 2025-06-30 | 2025-06-16 | 0
4500585226-[30] | 908334005 : SECTIONALIZER:NETWORK,SMART SECTIONALIZE | LBS | ROH | DF240612005 | HT-EXS32 EXPANDABLE SLEEVE - 32MM 100MTR/ROL | 19 | 19 | 0 | 6100K013 | 1-1-1-1 | inventory | 2025-10-28 | LV |  | RY01-Riyadh Central Warehouse | 2025-06-30 | 2025-06-16 | 0
4500585226-[30] | 908334005 : SECTIONALIZER:NETWORK,SMART SECTIONALIZE | LBS | ROH | DF240612006 | KSS-KS-8B 8MM SPIRAL 15-60 WRAPPING BAND 10MTR/BAG | 19 | 19 | 0 | 6100K013 | 1-1-1-1 | inventory | 2025-10-28 | LV |  | RY01-Riyadh Central Warehouse | 2025-06-30 | 2025-06-16 | 0
4500585226-[30] | 908334005 : SECTIONALIZER:NETWORK,SMART SECTIONALIZE | LBS | ROH | DF240612007 | KSS-KS-12B 12MM SPIRAL 20-65 WRAPPING BAND 10MTR/BAG | 19 | 19 | 0 | 6100KDP02 | R54-A-1-K013_SEP | inventory | 2025-10-28 | LV |  | RY01-Riyadh Central Warehouse | 2025-06-30 | 2025-06-16 | 0
4500585226-[30] | 908334005 : SECTIONALIZER:NETWORK,SMART SECTIONALIZE | LBS | ROH | DF241124003 | Spring washersφ6 Stainless steel | 76 | 76 | 0 | 6100K013 | R55-I-1-K013_SEP | inventory | 2025-10-28 | LV |  | RY01-Riyadh Central Warehouse | 2025-06-30 | 2025-06-16 | 0
4500585226-[30] | 908334005 : SECTIONALIZER:NETWORK,SMART SECTIONALIZE | LBS | ROH | DF241126013 | KSS-CV-200MBK BLACK NYLON CABLE TIES (200MMX2.5MM) | 475 | 475 | 0 | 6100K013 | 1-1-1-1 | inventory | 2025-10-28 | LV |  | RY01-Riyadh Central Warehouse | 2025-06-30 | 2025-06-16 | 0
4500585226-[30] | 908334005 : SECTIONALIZER:NETWORK,SMART SECTIONALIZE | LBS | ROH | DF241128001 | spring washerφ4 Stainless Steel | 76 | 76 | 0 | 6100K013 | 1-1-1-1 | inventory | 2025-10-28 | LV |  | RY01-Riyadh Central Warehouse | 2025-06-30 | 2025-06-16 | 0
4500585226-[30] | 908334005 : SECTIONALIZER:NETWORK,SMART SECTIONALIZE | LBS | ROH | DF241128002 | Hex nuts M4 | 76 | 76 | 0 | free_stock | R58-A-1-K017_SEP | inventory | 2025-10-28 | LV |  | RY01-Riyadh Central Warehouse | 2025-06-30 | 2025-06-16 | 0
4500585226-[30] | 908334005 : SECTIONALIZER:NETWORK,SMART SECTIONALIZE | LBS | ROH | DMS 2121 2467-366 | SCREW SELF TAPPING TORX M6 X 12 | 380 | 380 | 0 | free_stock | R58-A-1-K11B_SEP | inventory | 2025-10-28 | LV |  | RY01-Riyadh Central Warehouse | 2025-06-30 | 2025-06-16 | 0
4500585226-[30] | 908334005 : SECTIONALIZER:NETWORK,SMART SECTIONALIZE | LBS | ROH | DMS 2121 2519-295 | BOLT SOCKET HEAD M4X20 | 38 | 38 | 0 | free_stock | R58-A-1-K11B_SEP | inventory | 2025-10-28 | LV |  | RY01-Riyadh Central Warehouse | 2025-06-30 | 2025-06-16 | 0
4500585226-[30] | 908334005 : SECTIONALIZER:NETWORK,SMART SECTIONALIZE | LBS | ROH | DMS 2121 2519-368 | BOLT SOCKET CAP HEAD M6X16 | 76 | 76 | 0 | free_stock | 1-1-1-1 | inventory | 2025-10-28 | LV |  | RY01-Riyadh Central Warehouse | 2025-06-30 | 2025-06-16 | 0
4500585226-[30] | 908334005 : SECTIONALIZER:NETWORK,SMART SECTIONALIZE | LBS | ROH | DMS 2126 2011-114 | NUT, HEX M5 | 456 | 456 | 0 | free_stock | R58-A-1-K11B_SEP | inventory | 2025-10-28 | LV |  | RY01-Riyadh Central Warehouse | 2025-06-30 | 2025-06-16 | 0
4500585226-[30] | 908334005 : SECTIONALIZER:NETWORK,SMART SECTIONALIZE | LBS | ROH | EC-DIODE-BY255 | Flash light BY255_EC-DIODE-BY255 / EC-DIODE-BY255 Urrm=1300V In=3A | 95 | 95 | 0 | 6100K007 | 1-1-1-1 | inventory | 2025-10-28 | LV |  | RY01-Riyadh Central Warehouse | 2025-06-30 | 2025-06-16 | 0
4500585226-[30] | 908334005 : SECTIONALIZER:NETWORK,SMART SECTIONALIZE | LBS | ROH | HBCBABNCBD1BBBD21G | REC615 2.0- HBCBABNCBD1BBBD21G | 19 | 19 | 0 | free_stock | 1-1-1-1 | inventory | 2025-10-28 | LV |  | RY01-Riyadh Central Warehouse | 2025-06-30 | 2025-06-16 | 0
4500585226-[30] | 908334005 : SECTIONALIZER:NETWORK,SMART SECTIONALIZE | LBS | ROH | IN76350001-2 | APT_THERMOSTAT WITHOUT STEM,SETTING: 0-60 DEG.CENTIGRADE | 19 | 19 | 0 | free_stock | 1-1-1-1 | inventory | 2025-10-28 | LV |  | RY01-Riyadh Central Warehouse | 2025-06-30 | 2025-06-16 | 0
4500585226-[30] | 908334005 : SECTIONALIZER:NETWORK,SMART SECTIONALIZE | LBS | ROH | LSA-AD11J50CA | R&Y_AD11-J50CA/LXR23 RED ALARM LAMP 24VDC | 19 | 19 | 0 | 6100K007 | 1-1-1-1 | inventory | 2025-10-28 | LV |  | RY01-Riyadh Central Warehouse | 2025-06-30 | 2025-06-16 | 0
4500585226-[30] | 908334005 : SECTIONALIZER:NETWORK,SMART SECTIONALIZE | LBS | ROH | LXW18-11B | SHF_LXW18-11B / LIMIT SWITCH 1NO+1NC | 38 | 38 | 0 | free_stock | 1-1-1-1 | inventory | 2025-10-28 | LV |  | RY01-Riyadh Central Warehouse | 2025-06-30 | 2025-06-16 | 0
4500585226-[30] | 908334005 : SECTIONALIZER:NETWORK,SMART SECTIONALIZE | LBS | ROH | MMCM-C4/2 | CHINT_AC MINIATURE CIRCUIT BREAKER 2P 4A mMCM-C4/2 | 19 | 19 | 0 | 6100K007 | 1-1-1-1 | inventory | 2025-10-28 | LV |  | RY01-Riyadh Central Warehouse | 2025-06-30 | 2025-06-16 | 0
4500585226-[30] | 908334005 : SECTIONALIZER:NETWORK,SMART SECTIONALIZE | LBS | ROH | MV-OHL-CPT-13.8KV-DP | Double Pole Control PT . Primary 13.8 kV : secondary 0.23kV, 200VA, Class 1. 500VAth .Frequency 60Hz . Out door type . Ambient 55 Degree C. Insulation level 17.5/50/110kV , Voltage factor :1.2Un Cont, As per IEC 61869-1&3. Class E .Primary terminal suitable for cable connection (clamp type) .Colour Grey for out door installation.Type test and routine test reports will be required .Laser printed name plate required.As per SEC Distribution standard Specification. | 19 | 19 | 0 | 6100K017 | NEW.FLR-1-1-K017_SEP | inventory | 2025-10-28 | CPT |  | RY01-Riyadh Central Warehouse | 2025-06-30 | 2025-06-16 | 0
4500585226-[30] | 908334005 : SECTIONALIZER:NETWORK,SMART SECTIONALIZE | LBS | ROH | MV2000-1685-06-W | WHITE TUBE, INNER DIA 3.5MM (1.5 WIRE) | 380 | 380 | 0 | free_stock | 1-1-1-1 | inventory | 2025-10-28 | LV |  | RY01-Riyadh Central Warehouse | 2025-06-30 | 2025-06-16 | 0
4500585226-[30] | 908334005 : SECTIONALIZER:NETWORK,SMART SECTIONALIZE | LBS | ROH | MV2000-1865-01-W | WHITE TUBE, INNER DIA 4.0MM (2.5 WIRE) | 190 | 70 | 120 | free_stock | 1-1-1-1 | inventory | 2025-10-28 | LV |  | RY01-Riyadh Central Warehouse | 2025-06-30 | 2025-06-16 | 0
4500585226-[30] | 908334005 : SECTIONALIZER:NETWORK,SMART SECTIONALIZE | LBS | ROH | MV2000-1865-01-W | WHITE TUBE, INNER DIA 4.0MM (2.5 WIRE) | 120 | 50 | 70 |  | NEW.FLR-1-1-KDP1_SEP | consumption | 2025-10-20 | LV |  | RY01-Riyadh Central Warehouse | 2025-06-30 | 2025-06-16 | 0 | [5 empty] | Material Transfer Order_MTO | 8210422
4500585226-[30] | 908334005 : SECTIONALIZER:NETWORK,SMART SECTIONALIZE | LBS | ROH | MV2000-1865-01-W | WHITE TUBE, INNER DIA 4.0MM (2.5 WIRE) | 70 | 70 | 0 | 6100K013 | INC-1-1-MVBM_SEP | consumption | 2025-09-22 | LV |  | RY01-Riyadh Central Warehouse | 2025-06-30 | 2025-06-16 | 0 | [5 empty] | Material Issue Order_MIO | 7506470
4500585226-[30] | 908334005 : SECTIONALIZER:NETWORK,SMART SECTIONALIZE | LBS | ROH | NB1-10DC 1P | Miniature Circuit Breaker, MCB, 10A, 1P, C Type, DC | 38 | 38 | 0 | free_stock | 1-1-1-1 | inventory | 2025-10-28 | LV |  | RY01-Riyadh Central Warehouse | 2025-06-30 | 2025-06-16 | 0
4500585226-[30] | 908334005 : SECTIONALIZER:NETWORK,SMART SECTIONALIZE | LBS | ROH | NB1-6DC 1P | Miniature Circuit Breaker, MCB, 6A, 1P, C Type, DC | 19 | 19 | 0 | 6100K007 | 1-1-1-1 | inventory | 2025-10-28 | LV |  | RY01-Riyadh Central Warehouse | 2025-06-30 | 2025-06-16 | 0
4500585226-[30] | 908334005 : SECTIONALIZER:NETWORK,SMART SECTIONALIZE | LBS | ROH | NXB24CK630AM4 | Smart Outdoor LBS or Sectionalizer, 13.8kV,3P,600A,60Hz,110kV Bil,PM,SF6,543MM MV-13.8kV /110KV BIL - SEC Item # SW Disc. (90830512),(90830511)LBS & Sectionalizer (908334005) NXB24CK630AM4/Manual-Lock/Gauge/3CT/terminal-Cap-G/SA-Bracket/Painting/Counter | 19 | 19 | 0 | 6100K017 | NEW.FLR-1-1-K017_SEP | inventory | 2025-10-28 | Gas Tank |  | RY01-Riyadh Central Warehouse | 2025-06-30 | 2025-06-16 | 0
4500585226-[30] | 908334005 : SECTIONALIZER:NETWORK,SMART SECTIONALIZE | LBS | ROH | OP-PLT-SEC-T3-230-2907919 | C&J_CJ-T2-AC 10-20kA T2 2P, Ur=230VAC,Uo=255VAC (SURGE PROTECTION UNIT) | 19 | 19 | 0 | free_stock | 1-1-1-1 | inventory | 2025-10-28 | LV |  | RY01-Riyadh Central Warehouse | 2025-06-30 | 2025-06-16 | 0
4500585226-[30] | 908334005 : SECTIONALIZER:NETWORK,SMART SECTIONALIZE | LBS | ROH | PL.AC30 | WZAZURE_PL.AC30 / THREE PIN SOCKET DIN RAIL MOUNTED | 19 | 19 | 0 | 6100K007 | 1-1-1-1 | inventory | 2025-10-28 | LV |  | RY01-Riyadh Central Warehouse | 2025-06-30 | 2025-06-16 | 0
4500585226-[30] | 908334005 : SECTIONALIZER:NETWORK,SMART SECTIONALIZE | LBS | ROH | PXC-0311171 | FB 10- RTK/S - Screw bridge, pitch: 8.2 mm, number of positions: 10, color: silver | 95 | 95 | 0 | free_stock | 1-1-1-1 | inventory | 2025-10-28 | LV |  | RY01-Riyadh Central Warehouse | 2025-06-30 | 2025-06-16 | 0
4500585226-[30] | 908334005 : SECTIONALIZER:NETWORK,SMART SECTIONALIZE | LBS | ROH | PXC-3000834 | SCBI 10-6 W - Screw bridge, with spring washer and insulating collar, pitch: 6.2 mm, number of positions: 10, color: silver | 171 | 171 | 0 | free_stock | 1-1-1-1 | inventory | 2025-10-28 | LV |  | RY01-Riyadh Central Warehouse | 2025-06-30 | 2025-06-16 | 0
4500585226-[30] | 908334005 : SECTIONALIZER:NETWORK,SMART SECTIONALIZE | LBS | ROH | PXC-3022218 | CLIPFIX 35 - End bracket, Quick mounting end clamp for NS 35/7,5 DIN rail or NS 35/15 DIN rail, with marking option, width: 9.5 mm, color: gray | 95 | 95 | 0 | free_stock | 1-1-1-1 | inventory | 2025-10-28 | LV |  | RY01-Riyadh Central Warehouse | 2025-06-30 | 2025-06-16 | 0
4500585226-[30] | 908334005 : SECTIONALIZER:NETWORK,SMART SECTIONALIZE | LBS | ROH | PXC-3059809 | D-TB 4/10 - Cover, depth: 35.9 mm, width: 1.8 mm, height: 42.5 mm, color: dark gray | 190 | 190 | 0 | 6100K006 | 1-1-1-1 | inventory | 2025-10-28 | LV |  | RY01-Riyadh Central Warehouse | 2025-06-30 | 2025-06-16 | 0
4500585226-[30] | 908334005 : SECTIONALIZER:NETWORK,SMART SECTIONALIZE | LBS | ROH | PXC-3246966 | E/TB - End bracket, for assembly on NS 32 or NS 35/7.5 DIN rail | 171 | 171 | 0 | 6100K007 | 1-1-1-1 | inventory | 2025-10-28 | LV |  | RY01-Riyadh Central Warehouse | 2025-06-30 | 2025-06-16 | 0
4500585226-[30] | 908334005 : SECTIONALIZER:NETWORK,SMART SECTIONALIZE | LBS | ROH | PXC.3246023 | PHOENIX CONTACT_TB 4 EI / SCREW TERMINAL, 2PTS, 4 SQMM GREY | 1140 | 1140 | 0 | free_stock | R67-O-1-K11B_SEP | inventory | 2025-10-28 | LV |  | RY01-Riyadh Central Warehouse | 2025-06-30 | 2025-06-16 | 0
4500585226-[30] | 908334005 : SECTIONALIZER:NETWORK,SMART SECTIONALIZE | LBS | ROH | PXC.5775287 | PHOENIX CONTACT_TB6-RTK-02 / DISCONNECT TERMINAL BLOCK 6 SQMM | 456 | 456 | 0 | free_stock | R15-I-1-K11A_SEP | inventory | 2025-10-28 | LV |  | RY01-Riyadh Central Warehouse | 2025-06-30 | 2025-06-16 | 0
4500585226-[30] | 908334005 : SECTIONALIZER:NETWORK,SMART SECTIONALIZE | LBS | ROH | RH050 | VISHAY_HEATER RH050, 50W 4.7KOHM, 120-240V AC/DC | 19 | 19 | 0 | free_stock | R16-B-1-K11B_SEP | inventory | 2025-10-28 | LV |  | RY01-Riyadh Central Warehouse | 2025-06-30 | 2025-06-16 | 0
4500585226-[30] | 908334005 : SECTIONALIZER:NETWORK,SMART SECTIONALIZE | LBS | ROH | RMU000000108 | Plain Washer M5 ¦ 9ABA450075F1003 ¦ Local | 513 | 513 | 0 | free_stock | 1-1-1-1 | inventory | 2025-10-28 | LV |  | RY01-Riyadh Central Warehouse | 2025-06-30 | 2025-06-16 | 0
4500585226-[30] | 908334005 : SECTIONALIZER:NETWORK,SMART SECTIONALIZE | LBS | ROH | RMU000000113 | Lock Washer M5 ¦ 9ABA450075F1008 ¦ Local | 57 | 57 | 0 | free_stock | R58-A-1-K11B_SEP | inventory | 2025-10-28 | LV |  | RY01-Riyadh Central Warehouse | 2025-06-30 | 2025-06-16 | 0
4500585226-[30] | 908334005 : SECTIONALIZER:NETWORK,SMART SECTIONALIZE | LBS | ROH | RMU000000298 | CHINT_AUXILIARY CONTACT FOR MCB 1NO 1NC DC (XF9) | 19 | 19 | 0 | free_stock | 1-1-1-1 | inventory | 2025-10-28 | LV |  | RY01-Riyadh Central Warehouse | 2025-06-30 | 2025-06-16 | 0
4500585226-[30] | 908334005 : SECTIONALIZER:NETWORK,SMART SECTIONALIZE | LBS | ROH | SEP10052 | ‭DISCONNECTING TB FOR CT, OTTA 6-T, BOLT W/O SPRING/0790462/OTTA 6-T P/P‬ | 114 | 114 | 0 | free_stock | 1-1-1-1 | inventory | 2025-10-28 | LV |  | RY01-Riyadh Central Warehouse | 2025-06-30 | 2025-06-16 | 0
4500585226-[30] | 908334005 : SECTIONALIZER:NETWORK,SMART SECTIONALIZE | LBS | ROH | SEP10120 | ‭TIE MOUNT FOR SPARE TIE/HC-102/HC-102‬ | 190 | 190 | 0 | free_stock | R58-R-1-K007_SEP | inventory | 2025-10-28 | LV |  | RY01-Riyadh Central Warehouse | 2025-06-30 | 2025-06-16 | 0
4500585226-[30] | 908334005 : SECTIONALIZER:NETWORK,SMART SECTIONALIZE | LBS | ROH | SEP10128 | ‭DIN RAIL SLOTTED/35X15X1.5X2 - HOLE/DIN RAIL‬ | 9.5 | 9.5 | 0 | 6100K006 | 1-1-1-1 | inventory | 2025-10-28 | LV |  | RY01-Riyadh Central Warehouse | 2025-06-30 | 2025-06-16 | 0
4500585226-[30] | 908334005 : SECTIONALIZER:NETWORK,SMART SECTIONALIZE | LBS | ROH | SEP10160 | TRAFFOLYTE, BLACK/WHITE/WHITE - BLACK/TRAFFOLYTE | 9.5 | 9.5 | 0 | free_stock | 1-1-1-1 | inventory | 2025-10-28 | LV |  | RY01-Riyadh Central Warehouse | 2025-06-30 | 2025-06-16 | 0
4500585226-[30] | 908334005 : SECTIONALIZER:NETWORK,SMART SECTIONALIZE | LBS | ROH | SEP10481 | End Cover, D-URTK ¦ 310020 ¦ PHOENIX | 19 | 19 | 0 | free_stock | 1-1-1-1 | inventory | 2025-10-28 | LV |  | RY01-Riyadh Central Warehouse | 2025-06-30 | 2025-06-16 | 0
4500585226-[30] | 908334005 : SECTIONALIZER:NETWORK,SMART SECTIONALIZE | LBS | ROH | SEP10555 | TB NUMBERING MARKER (BLANK), UCT-TM 6 / 0828736 | 190 | 190 | 0 | free_stock | 1-1-1-1 | inventory | 2025-10-28 | LV |  | RY01-Riyadh Central Warehouse | 2025-06-30 | 2025-06-16 | 0
4500585226-[30] | 908334005 : SECTIONALIZER:NETWORK,SMART SECTIONALIZE | LBS | ROH | SEP10556 | TB NUMBERING MARKER (BLANK), UCT-TM 8 / 0828740 | 114 | 114 | 0 | free_stock | 1-1-1-1 | inventory | 2025-10-28 | LV |  | RY01-Riyadh Central Warehouse | 2025-06-30 | 2025-06-16 | 0
4500585226-[30] | 908334005 : SECTIONALIZER:NETWORK,SMART SECTIONALIZE | LBS | ROH | SEP10962 | TB, Terminal block, plastic, for 2.5mm wires, 12 connections per set | 3.1667 | 3.1667 | 0 | free_stock | 1-1-1-1 | inventory | 2025-10-28 | LV |  | RY01-Riyadh Central Warehouse | 2025-06-30 | 2025-06-16 | 0
4500585226-[30] | 908334005 : SECTIONALIZER:NETWORK,SMART SECTIONALIZE | LBS | ROH | SEP11131 | Cable, Control, 1 CORE CU/PVC, 1.0 Sq.mm, Black, 105°, 600/1000V , 1 x 91.4 m | 9.5 | 9.5 | 0 | free_stock | 1-1-1-1 | inventory | 2025-10-28 | LV |  | RY01-Riyadh Central Warehouse | 2025-06-30 | 2025-06-16 | 0
4500585226-[30] | 908334005 : SECTIONALIZER:NETWORK,SMART SECTIONALIZE | LBS | ROH | SEP11143 | Cable, Control, 1 CORE CU/PVC, 2.5 Sq.mm, Red, 105°, 600/1000V , 1 x 91.4 m | 5.7 | 5.7 | 0 | free_stock | 1-1-1-1 | inventory | 2025-10-28 | LV |  | RY01-Riyadh Central Warehouse | 2025-06-30 | 2025-06-16 | 0
4500585226-[30] | 908334005 : SECTIONALIZER:NETWORK,SMART SECTIONALIZE | LBS | ROH | SEP11146 | Cable, Control, 1 CORE CU/PVC, 2.5 Sq.mm, Black, 105°, 600/1000V , 1 x 91.4 m | 19 | 19 | 0 | free_stock | 1-1-1-1 | inventory | 2025-10-28 | LV |  | RY01-Riyadh Central Warehouse | 2025-06-30 | 2025-06-16 | 0
4500585226-[30] | 908334005 : SECTIONALIZER:NETWORK,SMART SECTIONALIZE | LBS | ROH | SEP11151 | Cable, Control, 1 CORE CU/PVC, 2.5 Sq.mm Yellow/Green, 105°, 600/1000V , 1 x 91.4 m | 5.7 | 5.7 | 0 | 6100KDP02 | NEW.FLR-1-1-MVBM_SEP | inventory | 2025-10-28 | LV |  | RY01-Riyadh Central Warehouse | 2025-06-30 | 2025-06-16 | 0
4500585226-[30] | 908334005 : SECTIONALIZER:NETWORK,SMART SECTIONALIZE | LBS | ROH | SFB220A24H300 | BEB OR DFE_SFB220A24H300/24VDC / BATTERY CHARGER INPUT 220VAC,OUTPUT 24VDC | 19 | 19 | 0 | 6100K007 | 1-1-1-1 | inventory | 2025-10-28 | LV |  | RY01-Riyadh Central Warehouse | 2025-06-30 | 2025-06-16 | 0
4500585226-[30] | 908334005 : SECTIONALIZER:NETWORK,SMART SECTIONALIZE | LBS | ROH | VBC6-30-01-01 | ABB_VBC6-30-01-01 MINI REVERSING CONTACTOR | 19 | 19 | 0 | free_stock | R57-I-1-1 | inventory | 2025-10-28 | LV |  | RY01-Riyadh Central Warehouse | 2025-06-30 | 2025-06-16 | 0
4500585226-[30] | 908334005 : SECTIONALIZER:NETWORK,SMART SECTIONALIZE | LBS | ROH | RMU000000119 | BOLT SOCKET CAP HEAD M3x12 ¦ 9ABA450075F1014 ¦ Local | 228 | 228 | 0 | free_stock | 1-1-1-1 | inventory | 2025-10-28 | LV | Automated: Replaced 9ABA450075F1014 by RMU000000119. | RY01-Riyadh Central Warehouse | 2025-06-30 | 2025-06-16 | 0
4500585226-[30] | 908334005 : SECTIONALIZER:NETWORK,SMART SECTIONALIZE | LBS | ROH | RMU000000120 | SEC Logo (Alminum 136x76) ¦ 9ABA450075F1015 ¦ Local | 19 | 19 | 0 | free_stock | INC-1-1-K11B_SEP | inventory | 2025-10-28 | LV | Automated: Replaced 9ABA450075F1015 by RMU000000120. | RY01-Riyadh Central Warehouse | 2025-06-30 | 2025-06-16 | 0
4500585226-[30] | 908334005 : SECTIONALIZER:NETWORK,SMART SECTIONALIZE | LBS | ROH | RMU000000121 | Danger Sign (Alminum 136x76) ¦ 9ABA450075F1016 ¦ Local | 19 | 19 | 0 | free_stock | INC-1-1-K11B_SEP | inventory | 2025-10-28 | LV | Automated: Replaced 9ABA450075F1016 by RMU000000121. | RY01-Riyadh Central Warehouse | 2025-06-30 | 2025-06-16 | 0
4500585226-[30] | 908334005 : SECTIONALIZER:NETWORK,SMART SECTIONALIZE | LBS | ROH | RMU000000123 | LBS/Sectionalizer SEP Branding Label ¦ 9ABA450075F1018 ¦ Local | 19 | 19 | 0 | free_stock | INC-1-1-K11B_SEP | inventory | 2025-10-28 | LV | Automated: Replaced 9ABA450075F1018 by RMU000000123. | RY01-Riyadh Central Warehouse | 2025-06-30 | 2025-06-16 | 0
4500585226-[30] | 908334005 : SECTIONALIZER:NETWORK,SMART SECTIONALIZE | LBS | ROH | DF240907005 | Flat Washers φ3 Stainless Steel | 304 | 304 | 0 | 6100K013 | 1-1-1-1 | inventory | 2025-10-28 | LV |  | RY01-Riyadh Central Warehouse | 2025-06-30 | 2025-06-16 | 0
4500585226-[30] | 908334005 : SECTIONALIZER:NETWORK,SMART SECTIONALIZE | LBS | ROH | DMS 2126 2011-111 | NUT, HEX M3 | 304 | 304 | 0 | free_stock | R58-A-1-K017_SEP | inventory | 2025-10-28 | LV |  | RY01-Riyadh Central Warehouse | 2025-06-30 | 2025-06-16 | 0
4500585226-[30] | 908334005 : SECTIONALIZER:NETWORK,SMART SECTIONALIZE | LBS | ROH | MV-CPT -CABL-ASSY | Cable Assembly - Outdoor flexible cable Black PVC 450/750 V, 95 °C heat & flame retardent, stranded annealed copper conductor, 4Cx 2.5 mm² of length 12 meter with connector type HQ-005-M (male connector) with H3A-MTG-M20 (hood) and DLX-M20 (gland) with H3A-KDBP (cover) terminated on one end (opposite end do not require processing), with steel cable tags on both cable ends, cable tag text "CPT cable" and loose supply of 1 base type H3A-MAG (base) with HQ-005-F (female connector) and H3A-KDTP (cover) - Used for OVR/LBS/Sectionalizer CPT connection | 19 | 19 | 0 | 6100K007 | 1-1-1-1 | inventory | 2025-10-28 | Cable |  | RY01-Riyadh Central Warehouse | 2025-06-30 | 2025-06-16 | 0
4500585226-[30] | 908334005 : SECTIONALIZER:NETWORK,SMART SECTIONALIZE | LBS | ROH | MV-CT -C-CABL-ASSY-LBS | Cable Assembly - Outdoor flexible cable Black PVC 450/750 V, 95 °C heat & flame retardent, stranded annealed copper conductor, 10Cx 1.0 mm² of length 12 meter with connector type HQ-012-M (male connector) with H3A-MTG-M20 (hood) and DLX-M20 (gland) with H3A-KDBP (cover) terminated on one end (opposite end do not require processing), with steel cable tags on both cable ends, cable tag text "CT cable" and loose supply of 1 base type H3A-MAG (base) with HQ-012-F (female connector) and H3A-KDTP (cover) -Used for LBS/Sectionalizer CT connection | 19 | 19 | 0 | 6100K007 | 1-1-1-1 | inventory | 2025-10-28 | Cable |  | RY01-Riyadh Central Warehouse | 2025-06-30 | 2025-06-16 | 0
4500585226-[30] | 908334005 : SECTIONALIZER:NETWORK,SMART SECTIONALIZE | LBS | ROH | MV-CVD-CABL-ASSY-LBS | Cable Assembly - Outdoor flexible cable Black PVC 450/750 V, 95 °C heat & flame retardent, stranded annealed copper conductor, 10C x 2 x 0.22 mm² of length 12 meter with connector type YD41-16TK-D20 terminated on one end (opposite end do not require processing), with steel cable tags on both cable ends, cable tag text "CVD cable" and loose supply of 1 base type YD41-16ZJ - Used for LBS/Sectionalizer CVD connection | 19 | 19 | 0 | 6100K007 | 1-1-1-1 | inventory | 2025-10-28 | Cable |  | RY01-Riyadh Central Warehouse | 2025-06-30 | 2025-06-16 | 0
4500585226-[30] | 908334005 : SECTIONALIZER:NETWORK,SMART SECTIONALIZE | LBS | ROH | MV-MOT-C-CABL-ASSY-LBS | Cable Assembly | 19 | 19 | 0 | 6100K007 | 1-1-1-1 | inventory | 2025-10-28 | Cable | Automated: Replaced MV-MOT -C-CABL-ASSY-LBS by MV-MOT-C-CABL-ASSY-LBS. | RY01-Riyadh Central Warehouse | 2025-06-30 | 2025-06-16 | 0
4500587803-[50] | 908305009 : SWITCH,DISC,OVRHD,ABS,60HZ FREQ,200KV | LBS | ROH | 13-B100DY | GREEN PUSH BOTTON WITH START ADAPTER | 127 | 127 | 0 | 6100K013 | R57-G-1-1 | inventory | 2025-10-28 | LV |  | HL01-Hail Warehouse | 2025-07-30 | 2025-07-16 | 0
4500587803-[50] | 908305009 : SWITCH,DISC,OVRHD,ABS,60HZ FREQ,200KV | LBS | ROH | 13-B200DK | RED PUSH BOTTON WITH ADAPTER STOP | 127 | 127 | 0 | 6100K013 | R56-J-1-1 | inventory | 2025-10-28 | LV |  | HL01-Hail Warehouse | 2025-07-30 | 2025-07-16 | 0
4500587803-[50] | 908305009 : SWITCH,DISC,OVRHD,ABS,60HZ FREQ,200KV | LBS | ROH | 13-B3 | BA9S ILLUMINATION CONTACT BLOCK HOLDER | 254 | 254 | 0 | 6100K013 | R57-O-1-1 | inventory | 2025-10-28 | LV |  | HL01-Hail Warehouse | 2025-07-30 | 2025-07-16 | 0
4500587803-[50] | 908305009 : SWITCH,DISC,OVRHD,ABS,60HZ FREQ,200KV | LBS | ROH | 13-LED24K | 24V BA9S LED LAMP RED | 127 | 127 | 0 | 6100K013 | R57-G-1-1 | inventory | 2025-10-28 | LV |  | HL01-Hail Warehouse | 2025-07-30 | 2025-07-16 | 0
4500587803-[50] | 908305009 : SWITCH,DISC,OVRHD,ABS,60HZ FREQ,200KV | LBS | ROH | 13-LED24Y | 24V BA9S LED LAMP GREEN | 127 | 127 | 0 | 6100K013 | R57-G-1-1 | inventory | 2025-10-28 | LV |  | HL01-Hail Warehouse | 2025-07-30 | 2025-07-16 | 0
4500587803-[50] | 908305009 : SWITCH,DISC,OVRHD,ABS,60HZ FREQ,200KV | LBS | ROH | 13-MBSD24S | INDICATION LIGHT YELLOW 24V AC/DC | 127 | 127 | 0 | free_stock | R57-O-1-1 | inventory | 2025-10-28 | LV |  | HL01-Hail Warehouse | 2025-07-30 | 2025-07-16 | 0
4500587803-[50] | 908305009 : SWITCH,DISC,OVRHD,ABS,60HZ FREQ,200KV | LBS | ROH | LL10-W | ABB_LL10-W / LL10-W, AC/DC90-264V 50/60HZ | 127 | 127 | 0 | 6100K007 | 1-1-1-1 | inventory | 2025-10-28 | LV | Automated: Replaced 1YAB53301XIX0000 by LL10-W. | HL01-Hail Warehouse | 2025-07-30 | 2025-07-16 | 0
4500587803-[50] | 908305009 : SWITCH,DISC,OVRHD,ABS,60HZ FREQ,200KV | LBS | ROH | 1YAB5355CAB0000 | End Cover, D-OTTA6-T ¦ 790459 ¦ PHOENIX | 127 | 127 | 0 | 6100K023 | R53-R-1-K013_SEP | inventory | 2025-10-28 | LV |  | HL01-Hail Warehouse | 2025-07-30 | 2025-07-16 | 0
4500587803-[50] | 908305009 : SWITCH,DISC,OVRHD,ABS,60HZ FREQ,200KV | LBS | ROH | 1YAB5355DXB0000 | Marker, Terminal Strip, KLM-A ¦ 1004348 ¦ PHOENIX | 635 | 635 | 0 | free_stock | R59-G-1-MVBM_SEP | inventory | 2025-10-28 | LV |  | HL01-Hail Warehouse | 2025-07-30 | 2025-07-16 | 0
4500587803-[50] | 908305009 : SWITCH,DISC,OVRHD,ABS,60HZ FREQ,200KV | LBS | ROH | 1YHT480008P0311 | Empty LV Box for LBS & Sectionalizer (SECTOS 13.8kV & 33kV) with bracket for single pole | 127 | 127 | 0 | 6100K007 | 1-1-1-1 | inventory | 2025-10-28 | LV |  | HL01-Hail Warehouse | 2025-07-30 | 2025-07-16 | 0
4500587803-[50] | 908305009 : SWITCH,DISC,OVRHD,ABS,60HZ FREQ,200KV | LBS | ROH | 205036416 | Flat Washersφ4 | 762 | 762 | 0 | 6100K013 | 1-1-1-1 | inventory | 2025-10-28 | LV |  | HL01-Hail Warehouse | 2025-07-30 | 2025-07-16 | 0
4500587803-[50] | 908305009 : SWITCH,DISC,OVRHD,ABS,60HZ FREQ,200KV | LBS | ROH | 205041920 | Flat Washersφ6 | 508 | 508 | 0 | free_stock | 1-1-1-1 | inventory | 2025-10-28 | LV |  | HL01-Hail Warehouse | 2025-07-30 | 2025-07-16 | 0
4500587803-[50] | 908305009 : SWITCH,DISC,OVRHD,ABS,60HZ FREQ,200KV | LBS | ROH | 208004917 | 4G Communication Module, Make: China inhand, ,Ord:: Inhand IR302-FQ58 with Mushroom Antenna | 127 | 127 | 0 | 6100K013 | 1-1-1-1 | inventory | 2025-10-28 | LV |  | HL01-Hail Warehouse | 2025-07-30 | 2025-07-16 | 0
4500587803-[50] | 908305009 : SWITCH,DISC,OVRHD,ABS,60HZ FREQ,200KV | LBS | ROH | 211002077 | Hex nut M6 | 508 | 508 | 0 | 6100K013 | 1-1-1-1 | inventory | 2025-10-28 | LV |  | HL01-Hail Warehouse | 2025-07-30 | 2025-07-16 | 0
4500587803-[50] | 908305009 : SWITCH,DISC,OVRHD,ABS,60HZ FREQ,200KV | LBS | ROH | 5XECD.086.051 | Single Pole Mounting Brackets for LBS & Sectionalizer GT(SECTOS 13.8kV & 33kV) | 127 | 127 | 0 | 6100K011B | WH2-1-1-K11B_SEP | inventory | 2025-10-28 | Bracket |  | HL01-Hail Warehouse | 2025-07-30 | 2025-07-16 | 0
4500587803-[50] | 908305009 : SWITCH,DISC,OVRHD,ABS,60HZ FREQ,200KV | LBS | ROH | 5XECD.086.093.1 | Single Pole Mounting Brackets for CPT for LBS/Sectionalizer/Auto Recloser (SECTOS / OVR 13.8kV & 33kV) | 127 | 127 | 0 | free_stock | 1-1-1-1 | inventory | 2025-10-28 | Bracket |  | HL01-Hail Warehouse | 2025-07-30 | 2025-07-16 | 0
4500587803-[50] | 908305009 : SWITCH,DISC,OVRHD,ABS,60HZ FREQ,200KV | LBS | ROH | 6-CNFJ-22 | ZHE_6-CNFJ-22 / 12V 22Ah STORAGE BATTERY | 254 | 254 | 0 | free_stock | INC-1-1-K017_SEP | inventory | 2025-10-28 | LV |  | HL01-Hail Warehouse | 2025-07-30 | 2025-07-16 | 0
4500587803-[50] | 908305009 : SWITCH,DISC,OVRHD,ABS,60HZ FREQ,200KV | LBS | ROH | RMU000000106 | BOLT SOCKET CAP HEAD M5x60 ¦ 9ABA450075F1001 ¦ Local | 508 | 508 | 0 | free_stock | R58-A-1-K017_SEP | inventory | 2025-10-28 | LV | Automated: Replaced 9ABA450075F1001 by RMU000000106. | HL01-Hail Warehouse | 2025-07-30 | 2025-07-16 | 0
4500587803-[50] | 908305009 : SWITCH,DISC,OVRHD,ABS,60HZ FREQ,200KV | LBS | ROH | RMU000000107 | Bush Inner Dia 7x49 ¦ 9ABA450075F1002 ¦ Local | 508 | 508 | 0 | free_stock | 1-1-1-1 | inventory | 2025-10-28 | LV | Automated: Replaced 9ABA450075F1002 by RMU000000107. | HL01-Hail Warehouse | 2025-07-30 | 2025-07-16 | 0
4500587803-[50] | 908305009 : SWITCH,DISC,OVRHD,ABS,60HZ FREQ,200KV | LBS | ROH | RMU000000109 | BOLT SOCKET CAP HEAD M5x20 ¦ 9ABA450075F1004 ¦ Local | 1270 | 1270 | 0 | free_stock | R58-A-1-K11B_SEP | inventory | 2025-10-28 | LV | Automated: Replaced 9ABA450075F1004 by RMU000000109. | HL01-Hail Warehouse | 2025-07-30 | 2025-07-16 | 0
4500587803-[50] | 908305009 : SWITCH,DISC,OVRHD,ABS,60HZ FREQ,200KV | LBS | ROH | RMU000000110 | BOLT SOCKET CAP HEAD M4x45 ¦ 9ABA450075F1005 ¦ Local | 254 | 254 | 0 | free_stock | R58-A-1-K11B_SEP | inventory | 2025-10-28 | LV | Automated: Replaced 9ABA450075F1005 by RMU000000110. | HL01-Hail Warehouse | 2025-07-30 | 2025-07-16 | 0
4500587803-[50] | 908305009 : SWITCH,DISC,OVRHD,ABS,60HZ FREQ,200KV | LBS | ROH | RMU000000112 | BOLT SOCKET CAP HEAD M5x16 ¦ 9ABA450075F1007 ¦ Local | 1524 | 1524 | 0 | free_stock | R58-A-1-K017_SEP | inventory | 2025-10-28 | LV | Automated: Replaced 9ABA450075F1007 by RMU000000112. | HL01-Hail Warehouse | 2025-07-30 | 2025-07-16 | 0
4500587803-[50] | 908305009 : SWITCH,DISC,OVRHD,ABS,60HZ FREQ,200KV | LBS | ROH | RMU000000113 | Lock Washer M5 ¦ 9ABA450075F1008 ¦ Local | 1524 | 1524 | 0 | free_stock | R58-A-1-K11B_SEP | inventory | 2025-10-28 | LV | Automated: Replaced 9ABA450075F1008 by RMU000000113. | HL01-Hail Warehouse | 2025-07-30 | 2025-07-16 | 0
4500587803-[50] | 908305009 : SWITCH,DISC,OVRHD,ABS,60HZ FREQ,200KV | LBS | ROH | RMU000000114 | BOLT SOCKET CAP HEAD M3x20 ¦ 9ABA450075F1009 ¦ Local | 508 | 508 | 0 | free_stock | R58-A-1-K017_SEP | inventory | 2025-10-28 | LV | Automated: Replaced 9ABA450075F1009 by RMU000000114. | HL01-Hail Warehouse | 2025-07-30 | 2025-07-16 | 0
4500587803-[50] | 908305009 : SWITCH,DISC,OVRHD,ABS,60HZ FREQ,200KV | LBS | ROH | RMU000000115 | Lock Washer M3 ¦ 9ABA450075F1010 ¦ Local | 508 | 508 | 0 | free_stock | 1-1-1-1 | inventory | 2025-10-28 | LV | Automated: Replaced 9ABA450075F1010 by RMU000000115. | HL01-Hail Warehouse | 2025-07-30 | 2025-07-16 | 0
4500587803-[50] | 908305009 : SWITCH,DISC,OVRHD,ABS,60HZ FREQ,200KV | LBS | ROH | RMU000000116 | Polycarbonate for limit switch ¦ 9ABA450075F1011 ¦ Local | 127 | 127 | 0 | free_stock | R56-R-1-K017_SEP | inventory | 2025-10-28 | LV | Automated: Replaced 9ABA450075F1011 by RMU000000116. | HL01-Hail Warehouse | 2025-07-30 | 2025-07-16 | 0
4500587803-[50] | 908305009 : SWITCH,DISC,OVRHD,ABS,60HZ FREQ,200KV | LBS | ROH | RMU000000117 | BOLT SOCKET CAP HEAD M4x40 ¦ 9ABA450075F1012 ¦ Local | 254 | 254 | 0 | free_stock | 1-1-1-1 | inventory | 2025-10-28 | LV | Automated: Replaced 9ABA450075F1012 by RMU000000117. | HL01-Hail Warehouse | 2025-07-30 | 2025-07-16 | 0
4500587803-[50] | 908305009 : SWITCH,DISC,OVRHD,ABS,60HZ FREQ,200KV | LBS | ROH | RMU000000118 | Bush Inner Dia 7x25 ¦ 9ABA450075F1013 ¦ Local | 254 | 254 | 0 | free_stock | R58-A-1-K11B_SEP | inventory | 2025-10-28 | LV | Automated: Replaced 9ABA450075F1013 by RMU000000118. | HL01-Hail Warehouse | 2025-07-30 | 2025-07-16 | 0
4500587803-[50] | 908305009 : SWITCH,DISC,OVRHD,ABS,60HZ FREQ,200KV | LBS | ROH | AE2000-1865-14 | Tube, Ferrule, Red, Inner Diameter 3.5 mm, 1.5 Wire | 1270 | 1270 | 0 | 6100K013 | INC-1-1-MVBM_SEP | consumption | 2025-08-10 | LV |  | HL01-Hail Warehouse | 2025-07-30 | 2025-07-16 | 0 | [5 empty] | Material Issue Order_MIO | 7982924
4500587803-[50] | 908305009 : SWITCH,DISC,OVRHD,ABS,60HZ FREQ,200KV | LBS | ROH | AX3122 | CHINT_AUXILIARY CONTACT FOR MCB 1NO 1NC AC | 127 | 127 | 0 | free_stock | R62-G-1-K017_SEP | inventory | 2025-10-28 | LV |  | HL01-Hail Warehouse | 2025-07-30 | 2025-07-16 | 0
4500587803-[50] | 908305009 : SWITCH,DISC,OVRHD,ABS,60HZ FREQ,200KV | LBS | ROH | CSB25A9PS2E- B L/R | 2 POSITION, LATCHING, SELECTOR SWITCH, 90DEGREES, 2 CONTACTS EACH, PAD LOCKABLE IN EACH POS (LOCAL/REMOTE) CSB25A9PS2E- B L/R | 127 | 127 | 0 | free_stock | 1-1-1-1 | inventory | 2025-10-28 | LV |  | HL01-Hail Warehouse | 2025-07-30 | 2025-07-16 | 0
4500587803-[50] | 908305009 : SWITCH,DISC,OVRHD,ABS,60HZ FREQ,200KV | LBS | ROH | CSB25A9PS2E- B OH/S | 2 POSITION, LATCHING, SELECTOR SWITCH, 90DEGREES, 2 CONTACTS EACH, PAD LOCKABLE IN EACH POS (OH-LBS/SECTIONALIZER) CSB25A9PS2E- B OH/S | 127 | 127 | 0 | 6100K012B | 1-1-1-1 | inventory | 2025-10-28 | LV |  | HL01-Hail Warehouse | 2025-07-30 | 2025-07-16 | 0
4500587803-[50] | 908305009 : SWITCH,DISC,OVRHD,ABS,60HZ FREQ,200KV | LBS | ROH | CSB25A9PS2E- B L/U | 2 POSITION, LATCHING, SELECTOR SWITCH, 90DEGREES, 2 CONTACTS EACH, PAD LOCKABLE IN EACH POS (LOCK/UNLOCK) CSB25A9PS2E- B L/U | 127 | 12 | 115 | 6100K006 | 1-1-1-1 | consumption | 2025-10-25 | LV |  | HL01-Hail Warehouse | 2025-07-30 | 2025-07-16 | 0 | [5 empty] | Work in Process Material Issue | 8298337
4500587803-[50] | 908305009 : SWITCH,DISC,OVRHD,ABS,60HZ FREQ,200KV | LBS | ROH | CSB25A9PS2E- B L/U | 2 POSITION, LATCHING, SELECTOR SWITCH, 90DEGREES, 2 CONTACTS EACH, PAD LOCKABLE IN EACH POS (LOCK/UNLOCK) CSB25A9PS2E- B L/U | 115 | 82 | 33 | 6100K011B | R54-O-1-K017_SEP | consumption | 2025-10-26 | LV |  | HL01-Hail Warehouse | 2025-07-30 | 2025-07-16 | 0 | [5 empty] | Work in Process Pick | 8318739
4500587803-[50] | 908305009 : SWITCH,DISC,OVRHD,ABS,60HZ FREQ,200KV | LBS | ROH | DF205040971 | φ4*12 Waterproof blind rivets Stainless steel | 2540 | 2540 | 0 | 6100K013 | 1-1-1-1 | inventory | 2025-10-28 | LV |  | HL01-Hail Warehouse | 2025-07-30 | 2025-07-16 | 0
4500587803-[50] | 908305009 : SWITCH,DISC,OVRHD,ABS,60HZ FREQ,200KV | LBS | ROH | DF240510009 | Self-locking nuts M4 | 254 | 254 | 0 | 6100K013 | 1-1-1-1 | inventory | 2025-10-28 | LV |  | HL01-Hail Warehouse | 2025-07-30 | 2025-07-16 | 0
4500587803-[50] | 908305009 : SWITCH,DISC,OVRHD,ABS,60HZ FREQ,200KV | LBS | ROH | DF240612003 | KSS-CV-150BK CABLE TIES 150X3.6 BALCK | 3175 | 3175 | 0 | 6100K013 | 1-1-1-1 | inventory | 2025-10-28 | LV |  | HL01-Hail Warehouse | 2025-07-30 | 2025-07-16 | 0
4500587803-[50] | 908305009 : SWITCH,DISC,OVRHD,ABS,60HZ FREQ,200KV | LBS | ROH | DF240612004 | HT-EXS25 EXPANDABLE SLEEVE - 25MM 100MTR/ROL | 127 | 127 | 0 | 6100K013 | 1-1-1-1 | inventory | 2025-10-28 | LV |  | HL01-Hail Warehouse | 2025-07-30 | 2025-07-16 | 0
4500587803-[50] | 908305009 : SWITCH,DISC,OVRHD,ABS,60HZ FREQ,200KV | LBS | ROH | DF240612005 | HT-EXS32 EXPANDABLE SLEEVE - 32MM 100MTR/ROL | 127 | 127 | 0 | 6100K013 | 1-1-1-1 | inventory | 2025-10-28 | LV |  | HL01-Hail Warehouse | 2025-07-30 | 2025-07-16 | 0
4500587803-[50] | 908305009 : SWITCH,DISC,OVRHD,ABS,60HZ FREQ,200KV | LBS | ROH | DF240612006 | KSS-KS-8B 8MM SPIRAL 15-60 WRAPPING BAND 10MTR/BAG | 127 | 127 | 0 | 6100K013 | 1-1-1-1 | inventory | 2025-10-28 | LV |  | HL01-Hail Warehouse | 2025-07-30 | 2025-07-16 | 0
4500587803-[50] | 908305009 : SWITCH,DISC,OVRHD,ABS,60HZ FREQ,200KV | LBS | ROH | DF240612007 | KSS-KS-12B 12MM SPIRAL 20-65 WRAPPING BAND 10MTR/BAG | 127 | 127 | 0 | 6100KDP02 | R54-A-1-K013_SEP | inventory | 2025-10-28 | LV |  | HL01-Hail Warehouse | 2025-07-30 | 2025-07-16 | 0
4500587803-[50] | 908305009 : SWITCH,DISC,OVRHD,ABS,60HZ FREQ,200KV | LBS | ROH | DF241124003 | Spring washersφ6 Stainless steel | 508 | 508 | 0 | 6100K013 | R55-I-1-K013_SEP | inventory | 2025-10-28 | LV |  | HL01-Hail Warehouse | 2025-07-30 | 2025-07-16 | 0
4500587803-[50] | 908305009 : SWITCH,DISC,OVRHD,ABS,60HZ FREQ,200KV | LBS | ROH | DF241126013 | KSS-CV-200MBK BLACK NYLON CABLE TIES (200MMX2.5MM) | 3175 | 3175 | 0 | 6100K013 | 1-1-1-1 | inventory | 2025-10-28 | LV |  | HL01-Hail Warehouse | 2025-07-30 | 2025-07-16 | 0
4500587803-[50] | 908305009 : SWITCH,DISC,OVRHD,ABS,60HZ FREQ,200KV | LBS | ROH | DF241128001 | spring washerφ4 Stainless Steel | 508 | 508 | 0 | free_stock | R58-A-1-K017_SEP | inventory | 2025-10-28 | LV |  | HL01-Hail Warehouse | 2025-07-30 | 2025-07-16 | 0
4500587803-[50] | 908305009 : SWITCH,DISC,OVRHD,ABS,60HZ FREQ,200KV | LBS | ROH | DF241128002 | Hex nuts M4 | 508 | 508 | 0 | 6100K013 | 1-1-1-1 | inventory | 2025-10-28 | LV |  | HL01-Hail Warehouse | 2025-07-30 | 2025-07-16 | 0
4500587803-[50] | 908305009 : SWITCH,DISC,OVRHD,ABS,60HZ FREQ,200KV | LBS | ROH | DMS 2121 2467-366 | SCREW SELF TAPPING TORX M6 X 12 | 2540 | 2540 | 0 | 6100K007 | 1-1-1-1 | inventory | 2025-10-28 | LV |  | HL01-Hail Warehouse | 2025-07-30 | 2025-07-16 | 0
4500587803-[50] | 908305009 : SWITCH,DISC,OVRHD,ABS,60HZ FREQ,200KV | LBS | ROH | DMS 2121 2519-295 | BOLT SOCKET HEAD M4X20 | 254 | 254 | 0 | free_stock | R58-A-1-K11B_SEP | inventory | 2025-10-28 | LV |  | HL01-Hail Warehouse | 2025-07-30 | 2025-07-16 | 0
4500587803-[50] | 908305009 : SWITCH,DISC,OVRHD,ABS,60HZ FREQ,200KV | LBS | ROH | DMS 2121 2519-368 | BOLT SOCKET CAP HEAD M6X16 | 508 | 508 | 0 | 6100K007 | 1-1-1-1 | inventory | 2025-10-28 | LV |  | HL01-Hail Warehouse | 2025-07-30 | 2025-07-16 | 0
4500587803-[50] | 908305009 : SWITCH,DISC,OVRHD,ABS,60HZ FREQ,200KV | LBS | ROH | DMS 2126 2011-114 | NUT, HEX M5 | 3048 | 3048 | 0 | free_stock | R58-A-1-K11B_SEP | inventory | 2025-10-28 | LV |  | HL01-Hail Warehouse | 2025-07-30 | 2025-07-16 | 0
4500587803-[50] | 908305009 : SWITCH,DISC,OVRHD,ABS,60HZ FREQ,200KV | LBS | ROH | EC-DIODE-BY255 | Flash light BY255_EC-DIODE-BY255 / EC-DIODE-BY255 Urrm=1300V In=3A | 635 | 635 | 0 | 6100K007 | 1-1-1-1 | inventory | 2025-10-28 | LV |  | HL01-Hail Warehouse | 2025-07-30 | 2025-07-16 | 0
4500587803-[50] | 908305009 : SWITCH,DISC,OVRHD,ABS,60HZ FREQ,200KV | LBS | ROH | HBCBABNCBD1BBBD21G | REC615 2.0- HBCBABNCBD1BBBD21G | 127 | 127 | 0 | free_stock | 1-1-1-1 | inventory | 2025-10-28 | LV |  | HL01-Hail Warehouse | 2025-07-30 | 2025-07-16 | 0
4500587803-[50] | 908305009 : SWITCH,DISC,OVRHD,ABS,60HZ FREQ,200KV | LBS | ROH | IN76350001-2 | APT_THERMOSTAT WITHOUT STEM,SETTING: 0-60 DEG.CENTIGRADE | 127 | 127 | 0 | free_stock | R57-B-1-K11B_SEP | inventory | 2025-10-28 | LV |  | HL01-Hail Warehouse | 2025-07-30 | 2025-07-16 | 0
4500587803-[50] | 908305009 : SWITCH,DISC,OVRHD,ABS,60HZ FREQ,200KV | LBS | ROH | LSA-AD11J50CA | R&Y_AD11-J50CA/LXR23 RED ALARM LAMP 24VDC | 127 | 127 | 0 | 6100K007 | 1-1-1-1 | inventory | 2025-10-28 | LV |  | HL01-Hail Warehouse | 2025-07-30 | 2025-07-16 | 0
4500587803-[50] | 908305009 : SWITCH,DISC,OVRHD,ABS,60HZ FREQ,200KV | LBS | ROH | LXW18-11B | SHF_LXW18-11B / LIMIT SWITCH 1NO+1NC | 254 | 254 | 0 | 6100K013 | R59-O-1-K013_SEP | inventory | 2025-10-28 | LV |  | HL01-Hail Warehouse | 2025-07-30 | 2025-07-16 | 0
4500587803-[50] | 908305009 : SWITCH,DISC,OVRHD,ABS,60HZ FREQ,200KV | LBS | ROH | MMCM-C4/2 | CHINT_AC MINIATURE CIRCUIT BREAKER 2P 4A mMCM-C4/2 | 127 | 127 | 0 | 6100K007 | 1-1-1-1 | inventory | 2025-10-28 | LV |  | HL01-Hail Warehouse | 2025-07-30 | 2025-07-16 | 0
4500587803-[50] | 908305009 : SWITCH,DISC,OVRHD,ABS,60HZ FREQ,200KV | LBS | ROH | MV-OHL-CPT-33KV-DP | Double Pole Control PT . Primary 33 kV : secondary 0.23kV, 200VA, Class 1. 700VAth .Frequency 60Hz .Out door type . Ambient 55 Degree C. Insulation level 36/95/200kV , Voltage factor :1.2Un Cont, As per IEC 61869-1&3 Class E.Primary terminal suitable for cable connection (clamp type) .Colour Grey for out door installation.Type test and routine test reports will be required .Laser printed name plate required. As per SEC Distribution standard Specification. | 127 | 127 | 0 | 6100K007 | 1-1-1-1 | inventory | 2025-10-28 | CPT |  | HL01-Hail Warehouse | 2025-07-30 | 2025-07-16 | 0
4500587803-[50] | 908305009 : SWITCH,DISC,OVRHD,ABS,60HZ FREQ,200KV | LBS | ROH | MV2000-1685-06-W | WHITE TUBE, INNER DIA 3.5MM (1.5 WIRE) | 2540 | 2540 | 0 | free_stock | 1-1-1-1 | inventory | 2025-10-28 | LV |  | HL01-Hail Warehouse | 2025-07-30 | 2025-07-16 | 0
4500587803-[50] | 908305009 : SWITCH,DISC,OVRHD,ABS,60HZ FREQ,200KV | LBS | ROH | MV2000-1865-01-W | WHITE TUBE, INNER DIA 4.0MM (2.5 WIRE) | 1270 | 1270 | 0 | 6100K013 | INC-1-1-MVBM_SEP | consumption | 2025-09-22 | LV |  | HL01-Hail Warehouse | 2025-07-30 | 2025-07-16 | 0 | [5 empty] | Material Issue Order_MIO | 7506470
4500587803-[50] | 908305009 : SWITCH,DISC,OVRHD,ABS,60HZ FREQ,200KV | LBS | ROH | NB1-10DC 1P | Miniature Circuit Breaker, MCB, 10A, 1P, C Type, DC | 254 | 254 | 0 | free_stock | 1-1-1-1 | inventory | 2025-10-28 | LV |  | HL01-Hail Warehouse | 2025-07-30 | 2025-07-16 | 0
4500587803-[50] | 908305009 : SWITCH,DISC,OVRHD,ABS,60HZ FREQ,200KV | LBS | ROH | NB1-6DC 1P | Miniature Circuit Breaker, MCB, 6A, 1P, C Type, DC | 127 | 127 | 0 | free_stock | R62-G-1-K017_SEP | inventory | 2025-10-28 | LV |  | HL01-Hail Warehouse | 2025-07-30 | 2025-07-16 | 0
4500587803-[50] | 908305009 : SWITCH,DISC,OVRHD,ABS,60HZ FREQ,200KV | LBS | ROH | NXA36CK630AM4-1 | Smart Outdoor LBS or Sectionalizer, 33kV,3P,400A,60Hz,200kV Bil,PM,SF6,1178MM MV-LBS& Sectionalizer SEC Item # 908334004 & SWITCH, DISC,LBS,SF6, LBS, 33kV 60Hz, 200kV BIL SEC Item #908305009 & 908305010 NXA36CK630AM4/Manual-Lock/Gauge/3CT/terminal-Cap-G/SA-Bracket/Painting/Counter | 127 | 127 | 0 | 6100K011B | NEW.FLR-1-1-K11B_SEP | inventory | 2025-10-28 | Gas Tank |  | HL01-Hail Warehouse | 2025-07-30 | 2025-07-16 | 0
4500587803-[50] | 908305009 : SWITCH,DISC,OVRHD,ABS,60HZ FREQ,200KV | LBS | ROH | OP-PLT-SEC-T3-230-2907919 | C&J_CJ-T2-AC 10-20kA T2 2P, Ur=230VAC,Uo=255VAC (SURGE PROTECTION UNIT) | 127 | 127 | 0 | free_stock | R57-J-1-1 | inventory | 2025-10-28 | LV |  | HL01-Hail Warehouse | 2025-07-30 | 2025-07-16 | 0
4500587803-[50] | 908305009 : SWITCH,DISC,OVRHD,ABS,60HZ FREQ,200KV | LBS | ROH | PL.AC30 | WZAZURE_PL.AC30 / THREE PIN SOCKET DIN RAIL MOUNTED | 127 | 127 | 0 | 6100K007 | 1-1-1-1 | inventory | 2025-10-28 | LV |  | HL01-Hail Warehouse | 2025-07-30 | 2025-07-16 | 0
4500587803-[50] | 908305009 : SWITCH,DISC,OVRHD,ABS,60HZ FREQ,200KV | LBS | ROH | PXC-0311171 | FB 10- RTK/S - Screw bridge, pitch: 8.2 mm, number of positions: 10, color: silver | 635 | 635 | 0 | free_stock | 1-1-1-1 | inventory | 2025-10-28 | LV |  | HL01-Hail Warehouse | 2025-07-30 | 2025-07-16 | 0
4500587803-[50] | 908305009 : SWITCH,DISC,OVRHD,ABS,60HZ FREQ,200KV | LBS | ROH | PXC-3000834 | SCBI 10-6 W - Screw bridge, with spring washer and insulating collar, pitch: 6.2 mm, number of positions: 10, color: silver | 1143 | 1143 | 0 | free_stock | 1-1-1-1 | inventory | 2025-10-28 | LV |  | HL01-Hail Warehouse | 2025-07-30 | 2025-07-16 | 0
4500587803-[50] | 908305009 : SWITCH,DISC,OVRHD,ABS,60HZ FREQ,200KV | LBS | ROH | PXC-3022218 | CLIPFIX 35 - End bracket, Quick mounting end clamp for NS 35/7,5 DIN rail or NS 35/15 DIN rail, with marking option, width: 9.5 mm, color: gray | 635 | 635 | 0 | free_stock | 1-1-1-1 | inventory | 2025-10-28 | LV |  | HL01-Hail Warehouse | 2025-07-30 | 2025-07-16 | 0
4500587803-[50] | 908305009 : SWITCH,DISC,OVRHD,ABS,60HZ FREQ,200KV | LBS | ROH | PXC-3059809 | D-TB 4/10 - Cover, depth: 35.9 mm, width: 1.8 mm, height: 42.5 mm, color: dark gray | 1270 | 1270 | 0 | 6100K006 | 1-1-1-1 | inventory | 2025-10-28 | LV |  | HL01-Hail Warehouse | 2025-07-30 | 2025-07-16 | 0
4500587803-[50] | 908305009 : SWITCH,DISC,OVRHD,ABS,60HZ FREQ,200KV | LBS | ROH | PXC-3246966 | E/TB - End bracket, for assembly on NS 32 or NS 35/7.5 DIN rail | 1143 | 1143 | 0 | free_stock | R56-I-1-1 | inventory | 2025-10-28 | LV |  | HL01-Hail Warehouse | 2025-07-30 | 2025-07-16 | 0
4500587803-[50] | 908305009 : SWITCH,DISC,OVRHD,ABS,60HZ FREQ,200KV | LBS | ROH | PXC.3246023 | PHOENIX CONTACT_TB 4 EI / SCREW TERMINAL, 2PTS, 4 SQMM GREY | 7620 | 7620 | 0 | 6100K007 | 1-1-1-1 | inventory | 2025-10-28 | LV |  | HL01-Hail Warehouse | 2025-07-30 | 2025-07-16 | 0
4500587803-[50] | 908305009 : SWITCH,DISC,OVRHD,ABS,60HZ FREQ,200KV | LBS | ROH | PXC.5775287 | PHOENIX CONTACT_TB6-RTK-02 / DISCONNECT TERMINAL BLOCK 6 SQMM | 3048 | 3048 | 0 | 6100K007 | 1-1-1-1 | inventory | 2025-10-28 | LV |  | HL01-Hail Warehouse | 2025-07-30 | 2025-07-16 | 0
4500587803-[50] | 908305009 : SWITCH,DISC,OVRHD,ABS,60HZ FREQ,200KV | LBS | ROH | RH050 | VISHAY_HEATER RH050, 50W 4.7KOHM, 120-240V AC/DC | 127 | 127 | 0 | free_stock | 1-1-1-1 | inventory | 2025-10-28 | LV |  | HL01-Hail Warehouse | 2025-07-30 | 2025-07-16 | 0
4500587803-[50] | 908305009 : SWITCH,DISC,OVRHD,ABS,60HZ FREQ,200KV | LBS | ROH | RMU000000108 | Plain Washer M5 ¦ 9ABA450075F1003 ¦ Local | 3429 | 3429 | 0 | free_stock | R58-A-1-K11B_SEP | inventory | 2025-10-28 | LV |  | HL01-Hail Warehouse | 2025-07-30 | 2025-07-16 | 0
4500587803-[50] | 908305009 : SWITCH,DISC,OVRHD,ABS,60HZ FREQ,200KV | LBS | ROH | RMU000000113 | Lock Washer M5 ¦ 9ABA450075F1008 ¦ Local | 381 | 381 | 0 | free_stock | 1-1-1-1 | inventory | 2025-10-28 | LV |  | HL01-Hail Warehouse | 2025-07-30 | 2025-07-16 | 0
4500587803-[50] | 908305009 : SWITCH,DISC,OVRHD,ABS,60HZ FREQ,200KV | LBS | ROH | RMU000000298 | CHINT_AUXILIARY CONTACT FOR MCB 1NO 1NC DC (XF9) | 127 | 127 | 0 | free_stock | INC-1-1-K11A_SEP | inventory | 2025-10-28 | LV |  | HL01-Hail Warehouse | 2025-07-30 | 2025-07-16 | 0
4500587803-[50] | 908305009 : SWITCH,DISC,OVRHD,ABS,60HZ FREQ,200KV | LBS | ROH | SEP10052 | ‭DISCONNECTING TB FOR CT, OTTA 6-T, BOLT W/O SPRING/0790462/OTTA 6-T P/P‬ | 762 | 762 | 0 | 6100K012B | 1-1-1-1 | inventory | 2025-10-28 | LV |  | HL01-Hail Warehouse | 2025-07-30 | 2025-07-16 | 0
4500587803-[50] | 908305009 : SWITCH,DISC,OVRHD,ABS,60HZ FREQ,200KV | LBS | ROH | SEP10120 | ‭TIE MOUNT FOR SPARE TIE/HC-102/HC-102‬ | 1270 | 1270 | 0 | free_stock | R58-R-1-K007_SEP | inventory | 2025-10-28 | LV |  | HL01-Hail Warehouse | 2025-07-30 | 2025-07-16 | 0
4500587803-[50] | 908305009 : SWITCH,DISC,OVRHD,ABS,60HZ FREQ,200KV | LBS | ROH | SEP10128 | ‭DIN RAIL SLOTTED/35X15X1.5X2 - HOLE/DIN RAIL‬ | 63.5 | 63.5 | 0 | 6100K007 | 1-1-1-1 | inventory | 2025-10-28 | LV |  | HL01-Hail Warehouse | 2025-07-30 | 2025-07-16 | 0
4500587803-[50] | 908305009 : SWITCH,DISC,OVRHD,ABS,60HZ FREQ,200KV | LBS | ROH | SEP10160 | TRAFFOLYTE, BLACK/WHITE/WHITE - BLACK/TRAFFOLYTE | 63.5 | 63.5 | 0 | free_stock | 1-1-1-1 | inventory | 2025-10-28 | LV |  | HL01-Hail Warehouse | 2025-07-30 | 2025-07-16 | 0
4500587803-[50] | 908305009 : SWITCH,DISC,OVRHD,ABS,60HZ FREQ,200KV | LBS | ROH | SEP10481 | End Cover, D-URTK ¦ 310020 ¦ PHOENIX | 127 | 127 | 0 | free_stock | 1-1-1-1 | inventory | 2025-10-28 | LV |  | HL01-Hail Warehouse | 2025-07-30 | 2025-07-16 | 0
4500587803-[50] | 908305009 : SWITCH,DISC,OVRHD,ABS,60HZ FREQ,200KV | LBS | ROH | SEP10555 | TB NUMBERING MARKER (BLANK), UCT-TM 6 / 0828736 | 1270 | 1270 | 0 | free_stock | R57-R-1-K006_SEP | inventory | 2025-10-28 | LV |  | HL01-Hail Warehouse | 2025-07-30 | 2025-07-16 | 0
4500587803-[50] | 908305009 : SWITCH,DISC,OVRHD,ABS,60HZ FREQ,200KV | LBS | ROH | SEP10556 | TB NUMBERING MARKER (BLANK), UCT-TM 8 / 0828740 | 762 | 762 | 0 | free_stock | R57-A-1-K006_SEP | inventory | 2025-10-28 | LV |  | HL01-Hail Warehouse | 2025-07-30 | 2025-07-16 | 0
4500587803-[50] | 908305009 : SWITCH,DISC,OVRHD,ABS,60HZ FREQ,200KV | LBS | ROH | SEP10962 | TB, Terminal block, plastic, for 2.5mm wires, 12 connections per set | 21.1667 | 21.1667 | 0 | free_stock | 1-1-1-1 | inventory | 2025-10-28 | LV |  | HL01-Hail Warehouse | 2025-07-30 | 2025-07-16 | 0
4500587803-[50] | 908305009 : SWITCH,DISC,OVRHD,ABS,60HZ FREQ,200KV | LBS | ROH | SEP11131 | Cable, Control, 1 CORE CU/PVC, 1.0 Sq.mm, Black, 105°, 600/1000V , 1 x 91.4 m | 63.5 | 18 | 45.5 | free_stock | 1-1-1-1 | inventory | 2025-10-28 | LV |  | HL01-Hail Warehouse | 2025-07-30 | 2025-07-16 | 0
4500587803-[50] | 908305009 : SWITCH,DISC,OVRHD,ABS,60HZ FREQ,200KV | LBS | ROH | SEP11131 | Cable, Control, 1 CORE CU/PVC, 1.0 Sq.mm, Black, 105°, 600/1000V , 1 x 91.4 m | 45.5 | 29 | 16.5 | 6100K011B | NEW.FLR-1-1-K017_SEP | consumption | 2025-10-16 | LV |  | HL01-Hail Warehouse | 2025-07-30 | 2025-07-16 | 0 | [5 empty] | Work in Process Pick | 8151032
4500587803-[50] | 908305009 : SWITCH,DISC,OVRHD,ABS,60HZ FREQ,200KV | LBS | ROH | SEP11131 | Cable, Control, 1 CORE CU/PVC, 1.0 Sq.mm, Black, 105°, 600/1000V , 1 x 91.4 m | 16.5 | 16.5 | 0 | 6100K012B | NEW.FLR-1-1-K11B_SEP | consumption | 2025-10-16 | LV |  | HL01-Hail Warehouse | 2025-07-30 | 2025-07-16 | 0 | [5 empty] | Work in Process Pick | 8151017
4500587803-[50] | 908305009 : SWITCH,DISC,OVRHD,ABS,60HZ FREQ,200KV | LBS | ROH | SEP11143 | Cable, Control, 1 CORE CU/PVC, 2.5 Sq.mm, Red, 105°, 600/1000V , 1 x 91.4 m | 38.1 | 38.1 | 0 | free_stock | 1-1-1-1 | inventory | 2025-10-28 | LV |  | HL01-Hail Warehouse | 2025-07-30 | 2025-07-16 | 0
4500587803-[50] | 908305009 : SWITCH,DISC,OVRHD,ABS,60HZ FREQ,200KV | LBS | ROH | SEP11146 | Cable, Control, 1 CORE CU/PVC, 2.5 Sq.mm, Black, 105°, 600/1000V , 1 x 91.4 m | 127 | 127 | 0 | free_stock | 1-1-1-1 | inventory | 2025-10-28 | LV |  | HL01-Hail Warehouse | 2025-07-30 | 2025-07-16 | 0
4500587803-[50] | 908305009 : SWITCH,DISC,OVRHD,ABS,60HZ FREQ,200KV | LBS | ROH | SEP11151 | Cable, Control, 1 CORE CU/PVC, 2.5 Sq.mm Yellow/Green, 105°, 600/1000V , 1 x 91.4 m | 38.1 | 38.1 | 0 | free_stock | 1-1-1-1 | inventory | 2025-10-28 | LV |  | HL01-Hail Warehouse | 2025-07-30 | 2025-07-16 | 0
4500587803-[50] | 908305009 : SWITCH,DISC,OVRHD,ABS,60HZ FREQ,200KV | LBS | ROH | SFB220A24H300 | BEB OR DFE_SFB220A24H300/24VDC / BATTERY CHARGER INPUT 220VAC,OUTPUT 24VDC | 127 | 127 | 0 | 6100K007 | 1-1-1-1 | inventory | 2025-10-28 | LV |  | HL01-Hail Warehouse | 2025-07-30 | 2025-07-16 | 0
4500587803-[50] | 908305009 : SWITCH,DISC,OVRHD,ABS,60HZ FREQ,200KV | LBS | ROH | VBC6-30-01-01 | ABB_VBC6-30-01-01 MINI REVERSING CONTACTOR | 127 | 127 | 0 | free_stock | 1-1-1-1 | inventory | 2025-10-28 | LV |  | HL01-Hail Warehouse | 2025-07-30 | 2025-07-16 | 0
4500587803-[50] | 908305009 : SWITCH,DISC,OVRHD,ABS,60HZ FREQ,200KV | LBS | ROH | RMU000000119 | BOLT SOCKET CAP HEAD M3x12 ¦ 9ABA450075F1014 ¦ Local | 1524 | 1524 | 0 | free_stock | 1-1-1-1 | inventory | 2025-10-28 | LV | Automated: Replaced 9ABA450075F1014 by RMU000000119. | HL01-Hail Warehouse | 2025-07-30 | 2025-07-16 | 0
4500587803-[50] | 908305009 : SWITCH,DISC,OVRHD,ABS,60HZ FREQ,200KV | LBS | ROH | RMU000000120 | SEC Logo (Alminum 136x76) ¦ 9ABA450075F1015 ¦ Local | 127 | 127 | 0 | free_stock | INC-1-1-K11B_SEP | inventory | 2025-10-28 | LV | Automated: Replaced 9ABA450075F1015 by RMU000000120. | HL01-Hail Warehouse | 2025-07-30 | 2025-07-16 | 0
4500587803-[50] | 908305009 : SWITCH,DISC,OVRHD,ABS,60HZ FREQ,200KV | LBS | ROH | RMU000000121 | Danger Sign (Alminum 136x76) ¦ 9ABA450075F1016 ¦ Local | 127 | 127 | 0 | free_stock | INC-1-1-K11B_SEP | inventory | 2025-10-28 | LV | Automated: Replaced 9ABA450075F1016 by RMU000000121. | HL01-Hail Warehouse | 2025-07-30 | 2025-07-16 | 0
4500587803-[50] | 908305009 : SWITCH,DISC,OVRHD,ABS,60HZ FREQ,200KV | LBS | ROH | RMU000000123 | LBS/Sectionalizer SEP Branding Label ¦ 9ABA450075F1018 ¦ Local | 127 | 127 | 0 | free_stock | INC-1-1-K12B_SEP | inventory | 2025-10-28 | LV | Automated: Replaced 9ABA450075F1018 by RMU000000123. | HL01-Hail Warehouse | 2025-07-30 | 2025-07-16 | 0
4500587803-[50] | 908305009 : SWITCH,DISC,OVRHD,ABS,60HZ FREQ,200KV | LBS | ROH | DF240907005 | Flat Washers φ3 Stainless Steel | 2032 | 2032 | 0 | 6100K013 | 1-1-1-1 | inventory | 2025-10-28 | LV |  | HL01-Hail Warehouse | 2025-07-30 | 2025-07-16 | 0
4500587803-[50] | 908305009 : SWITCH,DISC,OVRHD,ABS,60HZ FREQ,200KV | LBS | ROH | DMS 2126 2011-111 | NUT, HEX M3 | 2032 | 2032 | 0 | free_stock | R58-A-1-K11B_SEP | inventory | 2025-10-28 | LV |  | HL01-Hail Warehouse | 2025-07-30 | 2025-07-16 | 0
4500587803-[50] | 908305009 : SWITCH,DISC,OVRHD,ABS,60HZ FREQ,200KV | LBS | ROH | MV-CPT -CABL-ASSY | Cable Assembly - Outdoor flexible cable Black PVC 450/750 V, 95 °C heat & flame retardent, stranded annealed copper conductor, 4Cx 2.5 mm² of length 12 meter with connector type HQ-005-M (male connector) with H3A-MTG-M20 (hood) and DLX-M20 (gland) with H3A-KDBP (cover) terminated on one end (opposite end do not require processing), with steel cable tags on both cable ends, cable tag text "CPT cable" and loose supply of 1 base type H3A-MAG (base) with HQ-005-F (female connector) and H3A-KDTP (cover) - Used for OVR/LBS/Sectionalizer CPT connection | 127 | 127 | 0 | 6100K007 | 1-1-1-1 | inventory | 2025-10-28 | Cable |  | HL01-Hail Warehouse | 2025-07-30 | 2025-07-16 | 0
4500587803-[50] | 908305009 : SWITCH,DISC,OVRHD,ABS,60HZ FREQ,200KV | LBS | ROH | MV-CT -C-CABL-ASSY-LBS | Cable Assembly - Outdoor flexible cable Black PVC 450/750 V, 95 °C heat & flame retardent, stranded annealed copper conductor, 10Cx 1.0 mm² of length 12 meter with connector type HQ-012-M (male connector) with H3A-MTG-M20 (hood) and DLX-M20 (gland) with H3A-KDBP (cover) terminated on one end (opposite end do not require processing), with steel cable tags on both cable ends, cable tag text "CT cable" and loose supply of 1 base type H3A-MAG (base) with HQ-012-F (female connector) and H3A-KDTP (cover) -Used for LBS/Sectionalizer CT connection | 127 | 127 | 0 | 6100K007 | 1-1-1-1 | inventory | 2025-10-28 | Cable |  | HL01-Hail Warehouse | 2025-07-30 | 2025-07-16 | 0
4500587803-[50] | 908305009 : SWITCH,DISC,OVRHD,ABS,60HZ FREQ,200KV | LBS | ROH | MV-CVD-CABL-ASSY-LBS | Cable Assembly - Outdoor flexible cable Black PVC 450/750 V, 95 °C heat & flame retardent, stranded annealed copper conductor, 10C x 2 x 0.22 mm² of length 12 meter with connector type YD41-16TK-D20 terminated on one end (opposite end do not require processing), with steel cable tags on both cable ends, cable tag text "CVD cable" and loose supply of 1 base type YD41-16ZJ - Used for LBS/Sectionalizer CVD connection | 127 | 127 | 0 | 6100K007 | 1-1-1-1 | inventory | 2025-10-28 | Cable |  | HL01-Hail Warehouse | 2025-07-30 | 2025-07-16 | 0
4500587803-[50] | 908305009 : SWITCH,DISC,OVRHD,ABS,60HZ FREQ,200KV | LBS | ROH | MV-MOT-C-CABL-ASSY-LBS | Cable Assembly | 127 | 127 | 0 | 6100K007 | 1-1-1-1 | inventory | 2025-10-28 | Cable | Automated: Replaced MV-MOT -C-CABL-ASSY-LBS by MV-MOT-C-CABL-ASSY-LBS. | HL01-Hail Warehouse | 2025-07-30 | 2025-07-16 | 0
4500587803-[20] | 908305012 : SWITCH,DISC,OVRHD,ABS,60HZ FREQ,110KV | LBS | ROH | 13-B100DY | GREEN PUSH BOTTON WITH START ADAPTER | 7 | 7 | 0 | 6100K013 | R57-G-1-1 | inventory | 2025-10-28 | LV |  | RY01-Riyadh Central Warehouse | 2025-07-30 | 2025-07-16 | 0
4500587803-[20] | 908305012 : SWITCH,DISC,OVRHD,ABS,60HZ FREQ,110KV | LBS | ROH | 13-B200DK | RED PUSH BOTTON WITH ADAPTER STOP | 7 | 7 | 0 | 6100K013 | R56-J-1-1 | inventory | 2025-10-28 | LV |  | RY01-Riyadh Central Warehouse | 2025-07-30 | 2025-07-16 | 0
4500587803-[20] | 908305012 : SWITCH,DISC,OVRHD,ABS,60HZ FREQ,110KV | LBS | ROH | 13-B3 | BA9S ILLUMINATION CONTACT BLOCK HOLDER | 14 | 14 | 0 | 6100K013 | R57-O-1-1 | inventory | 2025-10-28 | LV |  | RY01-Riyadh Central Warehouse | 2025-07-30 | 2025-07-16 | 0
4500587803-[20] | 908305012 : SWITCH,DISC,OVRHD,ABS,60HZ FREQ,110KV | LBS | ROH | 13-LED24K | 24V BA9S LED LAMP RED | 7 | 7 | 0 | 6100K013 | R57-G-1-1 | inventory | 2025-10-28 | LV |  | RY01-Riyadh Central Warehouse | 2025-07-30 | 2025-07-16 | 0
4500587803-[20] | 908305012 : SWITCH,DISC,OVRHD,ABS,60HZ FREQ,110KV | LBS | ROH | 13-LED24Y | 24V BA9S LED LAMP GREEN | 7 | 7 | 0 | 6100K013 | R57-G-1-1 | inventory | 2025-10-28 | LV |  | RY01-Riyadh Central Warehouse | 2025-07-30 | 2025-07-16 | 0
4500587803-[20] | 908305012 : SWITCH,DISC,OVRHD,ABS,60HZ FREQ,110KV | LBS | ROH | 13-MBSD24S | INDICATION LIGHT YELLOW 24V AC/DC | 7 | 7 | 0 | free_stock | 1-1-1-1 | inventory | 2025-10-28 | LV |  | RY01-Riyadh Central Warehouse | 2025-07-30 | 2025-07-16 | 0
4500587803-[20] | 908305012 : SWITCH,DISC,OVRHD,ABS,60HZ FREQ,110KV | LBS | ROH | LL10-W | ABB_LL10-W / LL10-W, AC/DC90-264V 50/60HZ | 7 | 7 | 0 | free_stock | R15-I-1-K11B_SEP | inventory | 2025-10-28 | LV | Automated: Replaced 1YAB53301XIX0000 by LL10-W. | RY01-Riyadh Central Warehouse | 2025-07-30 | 2025-07-16 | 0
4500587803-[20] | 908305012 : SWITCH,DISC,OVRHD,ABS,60HZ FREQ,110KV | LBS | ROH | 1YAB5355CAB0000 | End Cover, D-OTTA6-T ¦ 790459 ¦ PHOENIX | 7 | 7 | 0 | free_stock | 1-1-1-1 | inventory | 2025-10-28 | LV |  | RY01-Riyadh Central Warehouse | 2025-07-30 | 2025-07-16 | 0
4500587803-[20] | 908305012 : SWITCH,DISC,OVRHD,ABS,60HZ FREQ,110KV | LBS | ROH | 1YAB5355DXB0000 | Marker, Terminal Strip, KLM-A ¦ 1004348 ¦ PHOENIX | 35 | 35 | 0 | free_stock | R59-G-1-MVBM_SEP | inventory | 2025-10-28 | LV |  | RY01-Riyadh Central Warehouse | 2025-07-30 | 2025-07-16 | 0
4500587803-[20] | 908305012 : SWITCH,DISC,OVRHD,ABS,60HZ FREQ,110KV | LBS | ROH | 1YHT480008P0311 | Empty LV Box for LBS & Sectionalizer (SECTOS 13.8kV & 33kV) with bracket for single pole | 7 | 7 | 0 | 6100K012B | WH2-1-1-K12B_SEP | inventory | 2025-10-28 | LV |  | RY01-Riyadh Central Warehouse | 2025-07-30 | 2025-07-16 | 0
4500587803-[20] | 908305012 : SWITCH,DISC,OVRHD,ABS,60HZ FREQ,110KV | LBS | ROH | 205036416 | Flat Washersφ4 | 42 | 42 | 0 | 6100K013 | 1-1-1-1 | inventory | 2025-10-28 | LV |  | RY01-Riyadh Central Warehouse | 2025-07-30 | 2025-07-16 | 0
4500587803-[20] | 908305012 : SWITCH,DISC,OVRHD,ABS,60HZ FREQ,110KV | LBS | ROH | 205041920 | Flat Washersφ6 | 28 | 28 | 0 | free_stock | 1-1-1-1 | inventory | 2025-10-28 | LV |  | RY01-Riyadh Central Warehouse | 2025-07-30 | 2025-07-16 | 0
4500587803-[20] | 908305012 : SWITCH,DISC,OVRHD,ABS,60HZ FREQ,110KV | LBS | ROH | 208004917 | 4G Communication Module, Make: China inhand, ,Ord:: Inhand IR302-FQ58 with Mushroom Antenna | 7 | 7 | 0 | 6100K013 | 1-1-1-1 | inventory | 2025-10-28 | LV |  | RY01-Riyadh Central Warehouse | 2025-07-30 | 2025-07-16 | 0
4500587803-[20] | 908305012 : SWITCH,DISC,OVRHD,ABS,60HZ FREQ,110KV | LBS | ROH | 211002077 | Hex nut M6 | 28 | 28 | 0 | 6100K013 | 1-1-1-1 | inventory | 2025-10-28 | LV |  | RY01-Riyadh Central Warehouse | 2025-07-30 | 2025-07-16 | 0
4500587803-[20] | 908305012 : SWITCH,DISC,OVRHD,ABS,60HZ FREQ,110KV | LBS | ROH | 5XECD.086.051 | Single Pole Mounting Brackets for LBS & Sectionalizer GT(SECTOS 13.8kV & 33kV) | 7 | 7 | 0 | free_stock | 1-1-1-1 | inventory | 2025-10-28 | Bracket |  | RY01-Riyadh Central Warehouse | 2025-07-30 | 2025-07-16 | 0
4500587803-[20] | 908305012 : SWITCH,DISC,OVRHD,ABS,60HZ FREQ,110KV | LBS | ROH | 5XECD.086.093.1 | Single Pole Mounting Brackets for CPT for LBS/Sectionalizer/Auto Recloser (SECTOS / OVR 13.8kV & 33kV) | 7 | 7 | 0 | free_stock | NEW.FLR-1-1-K12B_SEP | inventory | 2025-10-28 | Bracket |  | RY01-Riyadh Central Warehouse | 2025-07-30 | 2025-07-16 | 0
4500587803-[20] | 908305012 : SWITCH,DISC,OVRHD,ABS,60HZ FREQ,110KV | LBS | ROH | 6-CNFJ-22 | ZHE_6-CNFJ-22 / 12V 22Ah STORAGE BATTERY | 14 | 14 | 0 | 6100K007 | 1-1-1-1 | inventory | 2025-10-28 | LV |  | RY01-Riyadh Central Warehouse | 2025-07-30 | 2025-07-16 | 0
4500587803-[20] | 908305012 : SWITCH,DISC,OVRHD,ABS,60HZ FREQ,110KV | LBS | ROH | RMU000000106 | BOLT SOCKET CAP HEAD M5x60 ¦ 9ABA450075F1001 ¦ Local | 28 | 28 | 0 | 6100K007 | 1-1-1-1 | inventory | 2025-10-28 | LV | Automated: Replaced 9ABA450075F1001 by RMU000000106. | RY01-Riyadh Central Warehouse | 2025-07-30 | 2025-07-16 | 0
4500587803-[20] | 908305012 : SWITCH,DISC,OVRHD,ABS,60HZ FREQ,110KV | LBS | ROH | RMU000000107 | Bush Inner Dia 7x49 ¦ 9ABA450075F1002 ¦ Local | 28 | 28 | 0 | 6100K007 | 1-1-1-1 | inventory | 2025-10-28 | LV | Automated: Replaced 9ABA450075F1002 by RMU000000107. | RY01-Riyadh Central Warehouse | 2025-07-30 | 2025-07-16 | 0
4500587803-[20] | 908305012 : SWITCH,DISC,OVRHD,ABS,60HZ FREQ,110KV | LBS | ROH | RMU000000109 | BOLT SOCKET CAP HEAD M5x20 ¦ 9ABA450075F1004 ¦ Local | 70 | 70 | 0 | free_stock | 1-1-1-1 | inventory | 2025-10-28 | LV | Automated: Replaced 9ABA450075F1004 by RMU000000109. | RY01-Riyadh Central Warehouse | 2025-07-30 | 2025-07-16 | 0
4500587803-[20] | 908305012 : SWITCH,DISC,OVRHD,ABS,60HZ FREQ,110KV | LBS | ROH | RMU000000110 | BOLT SOCKET CAP HEAD M4x45 ¦ 9ABA450075F1005 ¦ Local | 14 | 14 | 0 | free_stock | 1-1-1-1 | inventory | 2025-10-28 | LV | Automated: Replaced 9ABA450075F1005 by RMU000000110. | RY01-Riyadh Central Warehouse | 2025-07-30 | 2025-07-16 | 0
4500587803-[20] | 908305012 : SWITCH,DISC,OVRHD,ABS,60HZ FREQ,110KV | LBS | ROH | RMU000000112 | BOLT SOCKET CAP HEAD M5x16 ¦ 9ABA450075F1007 ¦ Local | 84 | 84 | 0 | free_stock | 1-1-1-1 | inventory | 2025-10-28 | LV | Automated: Replaced 9ABA450075F1007 by RMU000000112. | RY01-Riyadh Central Warehouse | 2025-07-30 | 2025-07-16 | 0
4500587803-[20] | 908305012 : SWITCH,DISC,OVRHD,ABS,60HZ FREQ,110KV | LBS | ROH | RMU000000113 | Lock Washer M5 ¦ 9ABA450075F1008 ¦ Local | 84 | 84 | 0 | 6100K007 | 1-1-1-1 | inventory | 2025-10-28 | LV | Automated: Replaced 9ABA450075F1008 by RMU000000113. | RY01-Riyadh Central Warehouse | 2025-07-30 | 2025-07-16 | 0
4500587803-[20] | 908305012 : SWITCH,DISC,OVRHD,ABS,60HZ FREQ,110KV | LBS | ROH | RMU000000114 | BOLT SOCKET CAP HEAD M3x20 ¦ 9ABA450075F1009 ¦ Local | 28 | 28 | 0 | free_stock | 1-1-1-1 | inventory | 2025-10-28 | LV | Automated: Replaced 9ABA450075F1009 by RMU000000114. | RY01-Riyadh Central Warehouse | 2025-07-30 | 2025-07-16 | 0
4500587803-[20] | 908305012 : SWITCH,DISC,OVRHD,ABS,60HZ FREQ,110KV | LBS | ROH | RMU000000115 | Lock Washer M3 ¦ 9ABA450075F1010 ¦ Local | 28 | 28 | 0 | 6100K012B | 1-1-1-1 | inventory | 2025-10-28 | LV | Automated: Replaced 9ABA450075F1010 by RMU000000115. | RY01-Riyadh Central Warehouse | 2025-07-30 | 2025-07-16 | 0
4500587803-[20] | 908305012 : SWITCH,DISC,OVRHD,ABS,60HZ FREQ,110KV | LBS | ROH | RMU000000116 | Polycarbonate for limit switch ¦ 9ABA450075F1011 ¦ Local | 7 | 7 | 0 | free_stock | 1-1-1-1 | inventory | 2025-10-28 | LV | Automated: Replaced 9ABA450075F1011 by RMU000000116. | RY01-Riyadh Central Warehouse | 2025-07-30 | 2025-07-16 | 0
4500587803-[20] | 908305012 : SWITCH,DISC,OVRHD,ABS,60HZ FREQ,110KV | LBS | ROH | RMU000000117 | BOLT SOCKET CAP HEAD M4x40 ¦ 9ABA450075F1012 ¦ Local | 14 | 14 | 0 | free_stock | R58-A-1-K12B_SEP | inventory | 2025-10-28 | LV | Automated: Replaced 9ABA450075F1012 by RMU000000117. | RY01-Riyadh Central Warehouse | 2025-07-30 | 2025-07-16 | 0
4500587803-[20] | 908305012 : SWITCH,DISC,OVRHD,ABS,60HZ FREQ,110KV | LBS | ROH | RMU000000118 | Bush Inner Dia 7x25 ¦ 9ABA450075F1013 ¦ Local | 14 | 14 | 0 | free_stock | 1-1-1-1 | inventory | 2025-10-28 | LV | Automated: Replaced 9ABA450075F1013 by RMU000000118. | RY01-Riyadh Central Warehouse | 2025-07-30 | 2025-07-16 | 0
4500587803-[20] | 908305012 : SWITCH,DISC,OVRHD,ABS,60HZ FREQ,110KV | LBS | ROH | AE2000-1865-14 | Tube, Ferrule, Red, Inner Diameter 3.5 mm, 1.5 Wire | 70 | 10 | 60 | 6100K013 | INC-1-1-MVBM_SEP | consumption | 2025-08-10 | LV |  | RY01-Riyadh Central Warehouse | 2025-07-30 | 2025-07-16 | 0 | [5 empty] | Material Issue Order_MIO | 7982924
4500587803-[20] | 908305012 : SWITCH,DISC,OVRHD,ABS,60HZ FREQ,110KV | LBS | ROH | AE2000-1865-14 | Tube, Ferrule, Red, Inner Diameter 3.5 mm, 1.5 Wire | 60 | 10 | 50 | 6100K019 | R59-B-1-KDP1_SEP | consumption | 2025-10-13 | LV |  | RY01-Riyadh Central Warehouse | 2025-07-30 | 2025-07-16 | 0 | [5 empty] | Work in Process Pick | 8069209
4500587803-[20] | 908305012 : SWITCH,DISC,OVRHD,ABS,60HZ FREQ,110KV | LBS | ROH | AE2000-1865-14 | Tube, Ferrule, Red, Inner Diameter 3.5 mm, 1.5 Wire | 50 | 10 | 40 | 6100K019 | R59-B-1-KDP1_SEP | consumption | 2025-10-15 | LV |  | RY01-Riyadh Central Warehouse | 2025-07-30 | 2025-07-16 | 0 | [5 empty] | Work in Process Pick | 8129076
4500587803-[20] | 908305012 : SWITCH,DISC,OVRHD,ABS,60HZ FREQ,110KV | LBS | ROH | AE2000-1865-14 | Tube, Ferrule, Red, Inner Diameter 3.5 mm, 1.5 Wire | 40 | 40 | 0 | 6100K013 | INC-1-1-MVBM_SEP | consumption | 2025-09-22 | LV |  | RY01-Riyadh Central Warehouse | 2025-07-30 | 2025-07-16 | 0 | [5 empty] | Material Issue Order_MIO | 7506465
4500587803-[20] | 908305012 : SWITCH,DISC,OVRHD,ABS,60HZ FREQ,110KV | LBS | ROH | AX3122 | CHINT_AUXILIARY CONTACT FOR MCB 1NO 1NC AC | 7 | 7 | 0 | free_stock | R62-G-1-K017_SEP | inventory | 2025-10-28 | LV |  | RY01-Riyadh Central Warehouse | 2025-07-30 | 2025-07-16 | 0
4500587803-[20] | 908305012 : SWITCH,DISC,OVRHD,ABS,60HZ FREQ,110KV | LBS | ROH | CSB25A9PS2E- B L/R | 2 POSITION, LATCHING, SELECTOR SWITCH, 90DEGREES, 2 CONTACTS EACH, PAD LOCKABLE IN EACH POS (LOCAL/REMOTE) CSB25A9PS2E- B L/R | 7 | 7 | 0 | 6100K006 | 1-1-1-1 | inventory | 2025-10-28 | LV |  | RY01-Riyadh Central Warehouse | 2025-07-30 | 2025-07-16 | 0
4500587803-[20] | 908305012 : SWITCH,DISC,OVRHD,ABS,60HZ FREQ,110KV | LBS | ROH | CSB25A9PS2E- B OH/S | 2 POSITION, LATCHING, SELECTOR SWITCH, 90DEGREES, 2 CONTACTS EACH, PAD LOCKABLE IN EACH POS (OH-LBS/SECTIONALIZER) CSB25A9PS2E- B OH/S | 7 | 7 | 0 | 6100K007 | 1-1-1-1 | inventory | 2025-10-28 | LV |  | RY01-Riyadh Central Warehouse | 2025-07-30 | 2025-07-16 | 0
4500587803-[20] | 908305012 : SWITCH,DISC,OVRHD,ABS,60HZ FREQ,110KV | LBS | ROH | DF205040971 | φ4*12 Waterproof blind rivets Stainless steel | 140 | 140 | 0 | 6100K013 | 1-1-1-1 | inventory | 2025-10-28 | LV |  | RY01-Riyadh Central Warehouse | 2025-07-30 | 2025-07-16 | 0
4500587803-[20] | 908305012 : SWITCH,DISC,OVRHD,ABS,60HZ FREQ,110KV | LBS | ROH | DF240510009 | Self-locking nuts M4 | 14 | 14 | 0 | 6100K013 | 1-1-1-1 | inventory | 2025-10-28 | LV |  | RY01-Riyadh Central Warehouse | 2025-07-30 | 2025-07-16 | 0
4500587803-[20] | 908305012 : SWITCH,DISC,OVRHD,ABS,60HZ FREQ,110KV | LBS | ROH | DF240612003 | KSS-CV-150BK CABLE TIES 150X3.6 BALCK | 175 | 175 | 0 | 6100K013 | 1-1-1-1 | inventory | 2025-10-28 | LV |  | RY01-Riyadh Central Warehouse | 2025-07-30 | 2025-07-16 | 0
4500587803-[20] | 908305012 : SWITCH,DISC,OVRHD,ABS,60HZ FREQ,110KV | LBS | ROH | DF240612004 | HT-EXS25 EXPANDABLE SLEEVE - 25MM 100MTR/ROL | 7 | 7 | 0 | 6100K013 | 1-1-1-1 | inventory | 2025-10-28 | LV |  | RY01-Riyadh Central Warehouse | 2025-07-30 | 2025-07-16 | 0
4500587803-[20] | 908305012 : SWITCH,DISC,OVRHD,ABS,60HZ FREQ,110KV | LBS | ROH | DF240612005 | HT-EXS32 EXPANDABLE SLEEVE - 32MM 100MTR/ROL | 7 | 7 | 0 | 6100K013 | 1-1-1-1 | inventory | 2025-10-28 | LV |  | RY01-Riyadh Central Warehouse | 2025-07-30 | 2025-07-16 | 0
4500587803-[20] | 908305012 : SWITCH,DISC,OVRHD,ABS,60HZ FREQ,110KV | LBS | ROH | DF240612006 | KSS-KS-8B 8MM SPIRAL 15-60 WRAPPING BAND 10MTR/BAG | 7 | 7 | 0 | 6100K013 | 1-1-1-1 | inventory | 2025-10-28 | LV |  | RY01-Riyadh Central Warehouse | 2025-07-30 | 2025-07-16 | 0
4500587803-[20] | 908305012 : SWITCH,DISC,OVRHD,ABS,60HZ FREQ,110KV | LBS | ROH | DF240612007 | KSS-KS-12B 12MM SPIRAL 20-65 WRAPPING BAND 10MTR/BAG | 7 | 7 | 0 | 6100KDP02 | R54-A-1-K013_SEP | inventory | 2025-10-28 | LV |  | RY01-Riyadh Central Warehouse | 2025-07-30 | 2025-07-16 | 0
4500587803-[20] | 908305012 : SWITCH,DISC,OVRHD,ABS,60HZ FREQ,110KV | LBS | ROH | DF241124003 | Spring washersφ6 Stainless steel | 28 | 28 | 0 | 6100K013 | R55-I-1-K013_SEP | inventory | 2025-10-28 | LV |  | RY01-Riyadh Central Warehouse | 2025-07-30 | 2025-07-16 | 0
4500587803-[20] | 908305012 : SWITCH,DISC,OVRHD,ABS,60HZ FREQ,110KV | LBS | ROH | DF241126013 | KSS-CV-200MBK BLACK NYLON CABLE TIES (200MMX2.5MM) | 175 | 175 | 0 | 6100K013 | 1-1-1-1 | inventory | 2025-10-28 | LV |  | RY01-Riyadh Central Warehouse | 2025-07-30 | 2025-07-16 | 0
4500587803-[20] | 908305012 : SWITCH,DISC,OVRHD,ABS,60HZ FREQ,110KV | LBS | ROH | DF241128001 | spring washerφ4 Stainless Steel | 28 | 28 | 0 | 6100K013 | 1-1-1-1 | inventory | 2025-10-28 | LV |  | RY01-Riyadh Central Warehouse | 2025-07-30 | 2025-07-16 | 0
4500587803-[20] | 908305012 : SWITCH,DISC,OVRHD,ABS,60HZ FREQ,110KV | LBS | ROH | DF241128002 | Hex nuts M4 | 28 | 28 | 0 | free_stock | R58-A-1-K017_SEP | inventory | 2025-10-28 | LV |  | RY01-Riyadh Central Warehouse | 2025-07-30 | 2025-07-16 | 0
4500587803-[20] | 908305012 : SWITCH,DISC,OVRHD,ABS,60HZ FREQ,110KV | LBS | ROH | DMS 2121 2467-366 | SCREW SELF TAPPING TORX M6 X 12 | 140 | 140 | 0 | free_stock | 1-1-1-1 | inventory | 2025-10-28 | LV |  | RY01-Riyadh Central Warehouse | 2025-07-30 | 2025-07-16 | 0
4500587803-[20] | 908305012 : SWITCH,DISC,OVRHD,ABS,60HZ FREQ,110KV | LBS | ROH | DMS 2121 2519-295 | BOLT SOCKET HEAD M4X20 | 14 | 14 | 0 | 6100K007 | 1-1-1-1 | inventory | 2025-10-28 | LV |  | RY01-Riyadh Central Warehouse | 2025-07-30 | 2025-07-16 | 0
4500587803-[20] | 908305012 : SWITCH,DISC,OVRHD,ABS,60HZ FREQ,110KV | LBS | ROH | DMS 2121 2519-368 | BOLT SOCKET CAP HEAD M6X16 | 28 | 28 | 0 | free_stock | R58-A-1-K017_SEP | inventory | 2025-10-28 | LV |  | RY01-Riyadh Central Warehouse | 2025-07-30 | 2025-07-16 | 0
4500587803-[20] | 908305012 : SWITCH,DISC,OVRHD,ABS,60HZ FREQ,110KV | LBS | ROH | DMS 2126 2011-114 | NUT, HEX M5 | 168 | 168 | 0 | 6100K013 | NEW.FLR-1-1-K013_SEP | inventory | 2025-10-28 | LV |  | RY01-Riyadh Central Warehouse | 2025-07-30 | 2025-07-16 | 0
4500587803-[20] | 908305012 : SWITCH,DISC,OVRHD,ABS,60HZ FREQ,110KV | LBS | ROH | EC-DIODE-BY255 | Flash light BY255_EC-DIODE-BY255 / EC-DIODE-BY255 Urrm=1300V In=3A | 35 | 35 | 0 | free_stock | R14-L-1-K11B_SEP | inventory | 2025-10-28 | LV |  | RY01-Riyadh Central Warehouse | 2025-07-30 | 2025-07-16 | 0
4500587803-[20] | 908305012 : SWITCH,DISC,OVRHD,ABS,60HZ FREQ,110KV | LBS | ROH | HBCBABNCBD1BBBD21G | REC615 2.0- HBCBABNCBD1BBBD21G | 7 | 7 | 0 | 6100K007 | 1-1-1-1 | inventory | 2025-10-28 | LV |  | RY01-Riyadh Central Warehouse | 2025-07-30 | 2025-07-16 | 0
4500587803-[20] | 908305012 : SWITCH,DISC,OVRHD,ABS,60HZ FREQ,110KV | LBS | ROH | IN76350001-2 | APT_THERMOSTAT WITHOUT STEM,SETTING: 0-60 DEG.CENTIGRADE | 7 | 7 | 0 | free_stock | 1-1-1-1 | inventory | 2025-10-28 | LV |  | RY01-Riyadh Central Warehouse | 2025-07-30 | 2025-07-16 | 0
4500587803-[20] | 908305012 : SWITCH,DISC,OVRHD,ABS,60HZ FREQ,110KV | LBS | ROH | LSA-AD11J50CA | R&Y_AD11-J50CA/LXR23 RED ALARM LAMP 24VDC | 7 | 7 | 0 | free_stock | R58-B-1-K11B_SEP | inventory | 2025-10-28 | LV |  | RY01-Riyadh Central Warehouse | 2025-07-30 | 2025-07-16 | 0
4500587803-[20] | 908305012 : SWITCH,DISC,OVRHD,ABS,60HZ FREQ,110KV | LBS | ROH | LXW18-11B | SHF_LXW18-11B / LIMIT SWITCH 1NO+1NC | 14 | 14 | 0 | free_stock | 1-1-1-1 | inventory | 2025-10-28 | LV |  | RY01-Riyadh Central Warehouse | 2025-07-30 | 2025-07-16 | 0
4500587803-[20] | 908305012 : SWITCH,DISC,OVRHD,ABS,60HZ FREQ,110KV | LBS | ROH | MMCM-C4/2 | CHINT_AC MINIATURE CIRCUIT BREAKER 2P 4A mMCM-C4/2 | 7 | 7 | 0 | free_stock | R55-R-1-K11B_SEP | inventory | 2025-10-28 | LV |  | RY01-Riyadh Central Warehouse | 2025-07-30 | 2025-07-16 | 0
4500587803-[20] | 908305012 : SWITCH,DISC,OVRHD,ABS,60HZ FREQ,110KV | LBS | ROH | MV-OHL-CPT-13.8KV-DP | Double Pole Control PT . Primary 13.8 kV : secondary 0.23kV, 200VA, Class 1. 500VAth .Frequency 60Hz . Out door type . Ambient 55 Degree C. Insulation level 17.5/50/110kV , Voltage factor :1.2Un Cont, As per IEC 61869-1&3. Class E .Primary terminal suitable for cable connection (clamp type) .Colour Grey for out door installation.Type test and routine test reports will be required .Laser printed name plate required.As per SEC Distribution standard Specification. | 7 | 7 | 0 | 6100K017 | NEW.FLR-1-1-K017_SEP | inventory | 2025-10-28 | CPT |  | RY01-Riyadh Central Warehouse | 2025-07-30 | 2025-07-16 | 0
4500587803-[20] | 908305012 : SWITCH,DISC,OVRHD,ABS,60HZ FREQ,110KV | LBS | ROH | MV2000-1685-06-W | WHITE TUBE, INNER DIA 3.5MM (1.5 WIRE) | 140 | 140 | 0 | free_stock | 1-1-1-1 | inventory | 2025-10-28 | LV |  | RY01-Riyadh Central Warehouse | 2025-07-30 | 2025-07-16 | 0
4500587803-[20] | 908305012 : SWITCH,DISC,OVRHD,ABS,60HZ FREQ,110KV | LBS | ROH | MV2000-1865-01-W | WHITE TUBE, INNER DIA 4.0MM (2.5 WIRE) | 70 | 70 | 0 | 6100K013 | INC-1-1-MVBM_SEP | consumption | 2025-09-22 | LV |  | RY01-Riyadh Central Warehouse | 2025-07-30 | 2025-07-16 | 0 | [5 empty] | Material Issue Order_MIO | 7506470
4500587803-[20] | 908305012 : SWITCH,DISC,OVRHD,ABS,60HZ FREQ,110KV | LBS | ROH | NB1-10DC 1P | Miniature Circuit Breaker, MCB, 10A, 1P, C Type, DC | 14 | 14 | 0 | 6100K007 | 1-1-1-1 | inventory | 2025-10-28 | LV |  | RY01-Riyadh Central Warehouse | 2025-07-30 | 2025-07-16 | 0
4500587803-[20] | 908305012 : SWITCH,DISC,OVRHD,ABS,60HZ FREQ,110KV | LBS | ROH | NB1-6DC 1P | Miniature Circuit Breaker, MCB, 6A, 1P, C Type, DC | 7 | 7 | 0 | 6100K007 | 1-1-1-1 | inventory | 2025-10-28 | LV |  | RY01-Riyadh Central Warehouse | 2025-07-30 | 2025-07-16 | 0
4500587803-[20] | 908305012 : SWITCH,DISC,OVRHD,ABS,60HZ FREQ,110KV | LBS | ROH | NXB24CK630AM4 | Smart Outdoor LBS or Sectionalizer, 13.8kV,3P,600A,60Hz,110kV Bil,PM,SF6,543MM MV-13.8kV /110KV BIL - SEC Item # SW Disc. (90830512),(90830511)LBS & Sectionalizer (908334005) NXB24CK630AM4/Manual-Lock/Gauge/3CT/terminal-Cap-G/SA-Bracket/Painting/Counter | 7 | 7 | 0 | 6100K017 | NEW.FLR-1-1-K017_SEP | inventory | 2025-10-28 | Gas Tank |  | RY01-Riyadh Central Warehouse | 2025-07-30 | 2025-07-16 | 0
4500587803-[20] | 908305012 : SWITCH,DISC,OVRHD,ABS,60HZ FREQ,110KV | LBS | ROH | OP-PLT-SEC-T3-230-2907919 | C&J_CJ-T2-AC 10-20kA T2 2P, Ur=230VAC,Uo=255VAC (SURGE PROTECTION UNIT) | 7 | 7 | 0 | free_stock | 1-1-1-1 | inventory | 2025-10-28 | LV |  | RY01-Riyadh Central Warehouse | 2025-07-30 | 2025-07-16 | 0
4500587803-[20] | 908305012 : SWITCH,DISC,OVRHD,ABS,60HZ FREQ,110KV | LBS | ROH | PL.AC30 | WZAZURE_PL.AC30 / THREE PIN SOCKET DIN RAIL MOUNTED | 7 | 7 | 0 | free_stock | R56-O-1-K11B_SEP | inventory | 2025-10-28 | LV |  | RY01-Riyadh Central Warehouse | 2025-07-30 | 2025-07-16 | 0
4500587803-[20] | 908305012 : SWITCH,DISC,OVRHD,ABS,60HZ FREQ,110KV | LBS | ROH | PXC-0311171 | FB 10- RTK/S - Screw bridge, pitch: 8.2 mm, number of positions: 10, color: silver | 35 | 35 | 0 | 6100K012B | 1-1-1-1 | inventory | 2025-10-28 | LV |  | RY01-Riyadh Central Warehouse | 2025-07-30 | 2025-07-16 | 0
4500587803-[20] | 908305012 : SWITCH,DISC,OVRHD,ABS,60HZ FREQ,110KV | LBS | ROH | PXC-3000834 | SCBI 10-6 W - Screw bridge, with spring washer and insulating collar, pitch: 6.2 mm, number of positions: 10, color: silver | 63 | 63 | 0 | free_stock | R15-B-1-K11A_SEP | inventory | 2025-10-28 | LV |  | RY01-Riyadh Central Warehouse | 2025-07-30 | 2025-07-16 | 0
4500587803-[20] | 908305012 : SWITCH,DISC,OVRHD,ABS,60HZ FREQ,110KV | LBS | ROH | PXC-3022218 | CLIPFIX 35 - End bracket, Quick mounting end clamp for NS 35/7,5 DIN rail or NS 35/15 DIN rail, with marking option, width: 9.5 mm, color: gray | 35 | 35 | 0 | 6100K012B | 1-1-1-1 | inventory | 2025-10-28 | LV |  | RY01-Riyadh Central Warehouse | 2025-07-30 | 2025-07-16 | 0
4500587803-[20] | 908305012 : SWITCH,DISC,OVRHD,ABS,60HZ FREQ,110KV | LBS | ROH | PXC-3059809 | D-TB 4/10 - Cover, depth: 35.9 mm, width: 1.8 mm, height: 42.5 mm, color: dark gray | 70 | 70 | 0 | 6100K012B | 1-1-1-1 | inventory | 2025-10-28 | LV |  | RY01-Riyadh Central Warehouse | 2025-07-30 | 2025-07-16 | 0
4500587803-[20] | 908305012 : SWITCH,DISC,OVRHD,ABS,60HZ FREQ,110KV | LBS | ROH | PXC-3246966 | E/TB - End bracket, for assembly on NS 32 or NS 35/7.5 DIN rail | 63 | 63 | 0 | 6100K007 | 1-1-1-1 | inventory | 2025-10-28 | LV |  | RY01-Riyadh Central Warehouse | 2025-07-30 | 2025-07-16 | 0
4500587803-[20] | 908305012 : SWITCH,DISC,OVRHD,ABS,60HZ FREQ,110KV | LBS | ROH | PXC.3246023 | PHOENIX CONTACT_TB 4 EI / SCREW TERMINAL, 2PTS, 4 SQMM GREY | 420 | 420 | 0 | free_stock | R67-O-1-K11B_SEP | inventory | 2025-10-28 | LV |  | RY01-Riyadh Central Warehouse | 2025-07-30 | 2025-07-16 | 0
4500587803-[20] | 908305012 : SWITCH,DISC,OVRHD,ABS,60HZ FREQ,110KV | LBS | ROH | PXC.5775287 | PHOENIX CONTACT_TB6-RTK-02 / DISCONNECT TERMINAL BLOCK 6 SQMM | 168 | 168 | 0 | free_stock | R15-I-1-K11A_SEP | inventory | 2025-10-28 | LV |  | RY01-Riyadh Central Warehouse | 2025-07-30 | 2025-07-16 | 0
4500587803-[20] | 908305012 : SWITCH,DISC,OVRHD,ABS,60HZ FREQ,110KV | LBS | ROH | RH050 | VISHAY_HEATER RH050, 50W 4.7KOHM, 120-240V AC/DC | 7 | 7 | 0 | free_stock | R16-B-1-K11B_SEP | inventory | 2025-10-28 | LV |  | RY01-Riyadh Central Warehouse | 2025-07-30 | 2025-07-16 | 0
4500587803-[20] | 908305012 : SWITCH,DISC,OVRHD,ABS,60HZ FREQ,110KV | LBS | ROH | RMU000000108 | Plain Washer M5 ¦ 9ABA450075F1003 ¦ Local | 189 | 189 | 0 | free_stock | 1-1-1-1 | inventory | 2025-10-28 | LV |  | RY01-Riyadh Central Warehouse | 2025-07-30 | 2025-07-16 | 0
4500587803-[20] | 908305012 : SWITCH,DISC,OVRHD,ABS,60HZ FREQ,110KV | LBS | ROH | RMU000000113 | Lock Washer M5 ¦ 9ABA450075F1008 ¦ Local | 21 | 21 | 0 | 6100K007 | 1-1-1-1 | inventory | 2025-10-28 | LV |  | RY01-Riyadh Central Warehouse | 2025-07-30 | 2025-07-16 | 0
4500587803-[20] | 908305012 : SWITCH,DISC,OVRHD,ABS,60HZ FREQ,110KV | LBS | ROH | RMU000000298 | CHINT_AUXILIARY CONTACT FOR MCB 1NO 1NC DC (XF9) | 7 | 7 | 0 | free_stock | INC-1-1-K11B_SEP | inventory | 2025-10-28 | LV |  | RY01-Riyadh Central Warehouse | 2025-07-30 | 2025-07-16 | 0
4500587803-[20] | 908305012 : SWITCH,DISC,OVRHD,ABS,60HZ FREQ,110KV | LBS | ROH | SEP10052 | ‭DISCONNECTING TB FOR CT, OTTA 6-T, BOLT W/O SPRING/0790462/OTTA 6-T P/P‬ | 42 | 42 | 0 | 6100K006 | 1-1-1-1 | inventory | 2025-10-28 | LV |  | RY01-Riyadh Central Warehouse | 2025-07-30 | 2025-07-16 | 0
4500587803-[20] | 908305012 : SWITCH,DISC,OVRHD,ABS,60HZ FREQ,110KV | LBS | ROH | SEP10120 | ‭TIE MOUNT FOR SPARE TIE/HC-102/HC-102‬ | 70 | 70 | 0 | free_stock | R58-R-1-K007_SEP | inventory | 2025-10-28 | LV |  | RY01-Riyadh Central Warehouse | 2025-07-30 | 2025-07-16 | 0
4500587803-[20] | 908305012 : SWITCH,DISC,OVRHD,ABS,60HZ FREQ,110KV | LBS | ROH | SEP10128 | ‭DIN RAIL SLOTTED/35X15X1.5X2 - HOLE/DIN RAIL‬ | 3.5 | 3.5 | 0 | 6100K006 | 1-1-1-1 | inventory | 2025-10-28 | LV |  | RY01-Riyadh Central Warehouse | 2025-07-30 | 2025-07-16 | 0
4500587803-[20] | 908305012 : SWITCH,DISC,OVRHD,ABS,60HZ FREQ,110KV | LBS | ROH | SEP10160 | TRAFFOLYTE, BLACK/WHITE/WHITE - BLACK/TRAFFOLYTE | 3.5 | 3.5 | 0 | free_stock | R14-A-1-MVBM_SEP | inventory | 2025-10-28 | LV |  | RY01-Riyadh Central Warehouse | 2025-07-30 | 2025-07-16 | 0
4500587803-[20] | 908305012 : SWITCH,DISC,OVRHD,ABS,60HZ FREQ,110KV | LBS | ROH | SEP10481 | End Cover, D-URTK ¦ 310020 ¦ PHOENIX | 7 | 7 | 0 | free_stock | 1-1-1-1 | inventory | 2025-10-28 | LV |  | RY01-Riyadh Central Warehouse | 2025-07-30 | 2025-07-16 | 0
4500587803-[20] | 908305012 : SWITCH,DISC,OVRHD,ABS,60HZ FREQ,110KV | LBS | ROH | SEP10555 | TB NUMBERING MARKER (BLANK), UCT-TM 6 / 0828736 | 70 | 70 | 0 | free_stock | R15-B-1-K006_SEP | inventory | 2025-10-28 | LV |  | RY01-Riyadh Central Warehouse | 2025-07-30 | 2025-07-16 | 0
4500587803-[20] | 908305012 : SWITCH,DISC,OVRHD,ABS,60HZ FREQ,110KV | LBS | ROH | SEP10556 | TB NUMBERING MARKER (BLANK), UCT-TM 8 / 0828740 | 42 | 42 | 0 | free_stock | 1-1-1-1 | inventory | 2025-10-28 | LV |  | RY01-Riyadh Central Warehouse | 2025-07-30 | 2025-07-16 | 0
4500587803-[20] | 908305012 : SWITCH,DISC,OVRHD,ABS,60HZ FREQ,110KV | LBS | ROH | SEP10962 | TB, Terminal block, plastic, for 2.5mm wires, 12 connections per set | 1.1667 | 1.1667 | 0 | free_stock | 1-1-1-1 | inventory | 2025-10-28 | LV |  | RY01-Riyadh Central Warehouse | 2025-07-30 | 2025-07-16 | 0
4500587803-[20] | 908305012 : SWITCH,DISC,OVRHD,ABS,60HZ FREQ,110KV | LBS | ROH | SEP11131 | Cable, Control, 1 CORE CU/PVC, 1.0 Sq.mm, Black, 105°, 600/1000V , 1 x 91.4 m | 3.5 | 3.5 | 0 | 6100K011B | NEW.FLR-1-1-K12B_SEP | consumption | 2025-10-16 | LV |  | RY01-Riyadh Central Warehouse | 2025-07-30 | 2025-07-16 | 0 | [5 empty] | Work in Process Pick | 8151029
4500587803-[20] | 908305012 : SWITCH,DISC,OVRHD,ABS,60HZ FREQ,110KV | LBS | ROH | SEP11143 | Cable, Control, 1 CORE CU/PVC, 2.5 Sq.mm, Red, 105°, 600/1000V , 1 x 91.4 m | 2.1 | 2.1 | 0 | free_stock | 1-1-1-1 | inventory | 2025-10-28 | LV |  | RY01-Riyadh Central Warehouse | 2025-07-30 | 2025-07-16 | 0
4500587803-[20] | 908305012 : SWITCH,DISC,OVRHD,ABS,60HZ FREQ,110KV | LBS | ROH | SEP11146 | Cable, Control, 1 CORE CU/PVC, 2.5 Sq.mm, Black, 105°, 600/1000V , 1 x 91.4 m | 7 | 7 | 0 | free_stock | 1-1-1-1 | inventory | 2025-10-28 | LV |  | RY01-Riyadh Central Warehouse | 2025-07-30 | 2025-07-16 | 0
4500587803-[20] | 908305012 : SWITCH,DISC,OVRHD,ABS,60HZ FREQ,110KV | LBS | ROH | SEP11151 | Cable, Control, 1 CORE CU/PVC, 2.5 Sq.mm Yellow/Green, 105°, 600/1000V , 1 x 91.4 m | 2.1 | 2.1 | 0 | free_stock | R14-J-1-MVBM_SEP | inventory | 2025-10-28 | LV |  | RY01-Riyadh Central Warehouse | 2025-07-30 | 2025-07-16 | 0
4500587803-[20] | 908305012 : SWITCH,DISC,OVRHD,ABS,60HZ FREQ,110KV | LBS | ROH | SFB220A24H300 | BEB OR DFE_SFB220A24H300/24VDC / BATTERY CHARGER INPUT 220VAC,OUTPUT 24VDC | 7 | 7 | 0 | free_stock | R56-P-1-K11B_SEP | inventory | 2025-10-28 | LV |  | RY01-Riyadh Central Warehouse | 2025-07-30 | 2025-07-16 | 0
4500587803-[20] | 908305012 : SWITCH,DISC,OVRHD,ABS,60HZ FREQ,110KV | LBS | ROH | VBC6-30-01-01 | ABB_VBC6-30-01-01 MINI REVERSING CONTACTOR | 7 | 7 | 0 | free_stock | R57-I-1-1 | inventory | 2025-10-28 | LV |  | RY01-Riyadh Central Warehouse | 2025-07-30 | 2025-07-16 | 0
4500587803-[20] | 908305012 : SWITCH,DISC,OVRHD,ABS,60HZ FREQ,110KV | LBS | ROH | RMU000000119 | BOLT SOCKET CAP HEAD M3x12 ¦ 9ABA450075F1014 ¦ Local | 84 | 84 | 0 | 6100K006 | 1-1-1-1 | inventory | 2025-10-28 | LV | Automated: Replaced 9ABA450075F1014 by RMU000000119. | RY01-Riyadh Central Warehouse | 2025-07-30 | 2025-07-16 | 0
4500587803-[20] | 908305012 : SWITCH,DISC,OVRHD,ABS,60HZ FREQ,110KV | LBS | ROH | RMU000000120 | SEC Logo (Alminum 136x76) ¦ 9ABA450075F1015 ¦ Local | 7 | 7 | 0 | free_stock | 1-1-1-1 | inventory | 2025-10-28 | LV | Automated: Replaced 9ABA450075F1015 by RMU000000120. | RY01-Riyadh Central Warehouse | 2025-07-30 | 2025-07-16 | 0
4500587803-[20] | 908305012 : SWITCH,DISC,OVRHD,ABS,60HZ FREQ,110KV | LBS | ROH | RMU000000121 | Danger Sign (Alminum 136x76) ¦ 9ABA450075F1016 ¦ Local | 7 | 7 | 0 | free_stock | INC-1-1-K017_SEP | inventory | 2025-10-28 | LV | Automated: Replaced 9ABA450075F1016 by RMU000000121. | RY01-Riyadh Central Warehouse | 2025-07-30 | 2025-07-16 | 0
4500587803-[20] | 908305012 : SWITCH,DISC,OVRHD,ABS,60HZ FREQ,110KV | LBS | ROH | RMU000000123 | LBS/Sectionalizer SEP Branding Label ¦ 9ABA450075F1018 ¦ Local | 7 | 7 | 0 | free_stock | INC-1-1-K11B_SEP | inventory | 2025-10-28 | LV | Automated: Replaced 9ABA450075F1018 by RMU000000123. | RY01-Riyadh Central Warehouse | 2025-07-30 | 2025-07-16 | 0
4500587803-[20] | 908305012 : SWITCH,DISC,OVRHD,ABS,60HZ FREQ,110KV | LBS | ROH | DF240907005 | Flat Washers φ3 Stainless Steel | 112 | 112 | 0 | free_stock | R58-A-1-K017_SEP | inventory | 2025-10-28 | LV |  | RY01-Riyadh Central Warehouse | 2025-07-30 | 2025-07-16 | 0
4500587803-[20] | 908305012 : SWITCH,DISC,OVRHD,ABS,60HZ FREQ,110KV | LBS | ROH | DMS 2126 2011-111 | NUT, HEX M3 | 112 | 112 | 0 | free_stock | R58-A-1-K017_SEP | inventory | 2025-10-28 | LV |  | RY01-Riyadh Central Warehouse | 2025-07-30 | 2025-07-16 | 0
4500587803-[20] | 908305012 : SWITCH,DISC,OVRHD,ABS,60HZ FREQ,110KV | LBS | ROH | MV-CPT -CABL-ASSY | Cable Assembly - Outdoor flexible cable Black PVC 450/750 V, 95 °C heat & flame retardent, stranded annealed copper conductor, 4Cx 2.5 mm² of length 12 meter with connector type HQ-005-M (male connector) with H3A-MTG-M20 (hood) and DLX-M20 (gland) with H3A-KDBP (cover) terminated on one end (opposite end do not require processing), with steel cable tags on both cable ends, cable tag text "CPT cable" and loose supply of 1 base type H3A-MAG (base) with HQ-005-F (female connector) and H3A-KDTP (cover) - Used for OVR/LBS/Sectionalizer CPT connection | 7 | 7 | 0 | 6100K006 | 1-1-1-1 | inventory | 2025-10-28 | Cable |  | RY01-Riyadh Central Warehouse | 2025-07-30 | 2025-07-16 | 0
4500587803-[20] | 908305012 : SWITCH,DISC,OVRHD,ABS,60HZ FREQ,110KV | LBS | ROH | MV-CT -C-CABL-ASSY-LBS | Cable Assembly - Outdoor flexible cable Black PVC 450/750 V, 95 °C heat & flame retardent, stranded annealed copper conductor, 10Cx 1.0 mm² of length 12 meter with connector type HQ-012-M (male connector) with H3A-MTG-M20 (hood) and DLX-M20 (gland) with H3A-KDBP (cover) terminated on one end (opposite end do not require processing), with steel cable tags on both cable ends, cable tag text "CT cable" and loose supply of 1 base type H3A-MAG (base) with HQ-012-F (female connector) and H3A-KDTP (cover) -Used for LBS/Sectionalizer CT connection | 7 | 7 | 0 | 6100K007 | 1-1-1-1 | inventory | 2025-10-28 | Cable |  | RY01-Riyadh Central Warehouse | 2025-07-30 | 2025-07-16 | 0
4500587803-[20] | 908305012 : SWITCH,DISC,OVRHD,ABS,60HZ FREQ,110KV | LBS | ROH | MV-CVD-CABL-ASSY-LBS | Cable Assembly - Outdoor flexible cable Black PVC 450/750 V, 95 °C heat & flame retardent, stranded annealed copper conductor, 10C x 2 x 0.22 mm² of length 12 meter with connector type YD41-16TK-D20 terminated on one end (opposite end do not require processing), with steel cable tags on both cable ends, cable tag text "CVD cable" and loose supply of 1 base type YD41-16ZJ - Used for LBS/Sectionalizer CVD connection | 7 | 7 | 0 | 6100K007 | 1-1-1-1 | inventory | 2025-10-28 | Cable |  | RY01-Riyadh Central Warehouse | 2025-07-30 | 2025-07-16 | 0
4500587803-[20] | 908305012 : SWITCH,DISC,OVRHD,ABS,60HZ FREQ,110KV | LBS | ROH | MV-MOT-C-CABL-ASSY-LBS | Cable Assembly | 7 | 7 | 0 | 6100K012B | 1-1-1-1 | inventory | 2025-10-28 | Cable | Automated: Replaced MV-MOT -C-CABL-ASSY-LBS by MV-MOT-C-CABL-ASSY-LBS. | RY01-Riyadh Central Warehouse | 2025-07-30 | 2025-07-16 | 0
4500587803-[30] | 908305012 : SWITCH,DISC,OVRHD,ABS,60HZ FREQ,110KV | LBS | ROH | 13-B100DY | GREEN PUSH BOTTON WITH START ADAPTER | 5 | 5 | 0 | 6100K013 | R57-G-1-1 | inventory | 2025-10-28 | LV |  | HL01-Hail Warehouse | 2025-07-30 | 2025-07-16 | 0
4500587803-[30] | 908305012 : SWITCH,DISC,OVRHD,ABS,60HZ FREQ,110KV | LBS | ROH | 13-B200DK | RED PUSH BOTTON WITH ADAPTER STOP | 5 | 5 | 0 | 6100K013 | R56-J-1-1 | inventory | 2025-10-28 | LV |  | HL01-Hail Warehouse | 2025-07-30 | 2025-07-16 | 0
4500587803-[30] | 908305012 : SWITCH,DISC,OVRHD,ABS,60HZ FREQ,110KV | LBS | ROH | 13-B3 | BA9S ILLUMINATION CONTACT BLOCK HOLDER | 10 | 10 | 0 | 6100K013 | R57-O-1-1 | inventory | 2025-10-28 | LV |  | HL01-Hail Warehouse | 2025-07-30 | 2025-07-16 | 0
4500587803-[30] | 908305012 : SWITCH,DISC,OVRHD,ABS,60HZ FREQ,110KV | LBS | ROH | 13-LED24K | 24V BA9S LED LAMP RED | 5 | 5 | 0 | 6100K013 | R57-G-1-1 | inventory | 2025-10-28 | LV |  | HL01-Hail Warehouse | 2025-07-30 | 2025-07-16 | 0
4500587803-[30] | 908305012 : SWITCH,DISC,OVRHD,ABS,60HZ FREQ,110KV | LBS | ROH | 13-LED24Y | 24V BA9S LED LAMP GREEN | 5 | 5 | 0 | 6100K013 | R57-G-1-1 | inventory | 2025-10-28 | LV |  | HL01-Hail Warehouse | 2025-07-30 | 2025-07-16 | 0
4500587803-[30] | 908305012 : SWITCH,DISC,OVRHD,ABS,60HZ FREQ,110KV | LBS | ROH | 13-MBSD24S | INDICATION LIGHT YELLOW 24V AC/DC | 5 | 5 | 0 | free_stock | 1-1-1-1 | inventory | 2025-10-28 | LV |  | HL01-Hail Warehouse | 2025-07-30 | 2025-07-16 | 0
4500587803-[30] | 908305012 : SWITCH,DISC,OVRHD,ABS,60HZ FREQ,110KV | LBS | ROH | LL10-W | ABB_LL10-W / LL10-W, AC/DC90-264V 50/60HZ | 5 | 5 | 0 | free_stock | 1-1-1-1 | inventory | 2025-10-28 | LV | Automated: Replaced 1YAB53301XIX0000 by LL10-W. | HL01-Hail Warehouse | 2025-07-30 | 2025-07-16 | 0
4500587803-[30] | 908305012 : SWITCH,DISC,OVRHD,ABS,60HZ FREQ,110KV | LBS | ROH | 1YAB5355CAB0000 | End Cover, D-OTTA6-T ¦ 790459 ¦ PHOENIX | 5 | 5 | 0 | free_stock | 1-1-1-1 | inventory | 2025-10-28 | LV |  | HL01-Hail Warehouse | 2025-07-30 | 2025-07-16 | 0
4500587803-[30] | 908305012 : SWITCH,DISC,OVRHD,ABS,60HZ FREQ,110KV | LBS | ROH | 1YAB5355DXB0000 | Marker, Terminal Strip, KLM-A ¦ 1004348 ¦ PHOENIX | 25 | 25 | 0 | free_stock | R59-G-1-MVBM_SEP | inventory | 2025-10-28 | LV |  | HL01-Hail Warehouse | 2025-07-30 | 2025-07-16 | 0
4500587803-[30] | 908305012 : SWITCH,DISC,OVRHD,ABS,60HZ FREQ,110KV | LBS | ROH | 1YHT480008P0311 | Empty LV Box for LBS & Sectionalizer (SECTOS 13.8kV & 33kV) with bracket for single pole | 5 | 5 | 0 | 6100K012B | WH2-1-1-K12B_SEP | inventory | 2025-10-28 | LV |  | HL01-Hail Warehouse | 2025-07-30 | 2025-07-16 | 0
4500587803-[30] | 908305012 : SWITCH,DISC,OVRHD,ABS,60HZ FREQ,110KV | LBS | ROH | 205036416 | Flat Washersφ4 | 30 | 30 | 0 | 6100K013 | 1-1-1-1 | inventory | 2025-10-28 | LV |  | HL01-Hail Warehouse | 2025-07-30 | 2025-07-16 | 0
4500587803-[30] | 908305012 : SWITCH,DISC,OVRHD,ABS,60HZ FREQ,110KV | LBS | ROH | 205041920 | Flat Washersφ6 | 20 | 20 | 0 | free_stock | 1-1-1-1 | inventory | 2025-10-28 | LV |  | HL01-Hail Warehouse | 2025-07-30 | 2025-07-16 | 0
4500587803-[30] | 908305012 : SWITCH,DISC,OVRHD,ABS,60HZ FREQ,110KV | LBS | ROH | 208004917 | 4G Communication Module, Make: China inhand, ,Ord:: Inhand IR302-FQ58 with Mushroom Antenna | 5 | 5 | 0 | 6100K013 | 1-1-1-1 | inventory | 2025-10-28 | LV |  | HL01-Hail Warehouse | 2025-07-30 | 2025-07-16 | 0
4500587803-[30] | 908305012 : SWITCH,DISC,OVRHD,ABS,60HZ FREQ,110KV | LBS | ROH | 211002077 | Hex nut M6 | 20 | 20 | 0 | 6100K013 | 1-1-1-1 | inventory | 2025-10-28 | LV |  | HL01-Hail Warehouse | 2025-07-30 | 2025-07-16 | 0
4500587803-[30] | 908305012 : SWITCH,DISC,OVRHD,ABS,60HZ FREQ,110KV | LBS | ROH | 5XECD.086.051 | Single Pole Mounting Brackets for LBS & Sectionalizer GT(SECTOS 13.8kV & 33kV) | 5 | 5 | 0 | free_stock | 1-1-1-1 | inventory | 2025-10-28 | Bracket |  | HL01-Hail Warehouse | 2025-07-30 | 2025-07-16 | 0
4500587803-[30] | 908305012 : SWITCH,DISC,OVRHD,ABS,60HZ FREQ,110KV | LBS | ROH | 5XECD.086.093.1 | Single Pole Mounting Brackets for CPT for LBS/Sectionalizer/Auto Recloser (SECTOS / OVR 13.8kV & 33kV) | 5 | 5 | 0 | free_stock | 1-1-1-1 | inventory | 2025-10-28 | Bracket |  | HL01-Hail Warehouse | 2025-07-30 | 2025-07-16 | 0
4500587803-[30] | 908305012 : SWITCH,DISC,OVRHD,ABS,60HZ FREQ,110KV | LBS | ROH | 6-CNFJ-22 | ZHE_6-CNFJ-22 / 12V 22Ah STORAGE BATTERY | 10 | 10 | 0 | 6100K007 | 1-1-1-1 | inventory | 2025-10-28 | LV |  | HL01-Hail Warehouse | 2025-07-30 | 2025-07-16 | 0
4500587803-[30] | 908305012 : SWITCH,DISC,OVRHD,ABS,60HZ FREQ,110KV | LBS | ROH | RMU000000106 | BOLT SOCKET CAP HEAD M5x60 ¦ 9ABA450075F1001 ¦ Local | 20 | 20 | 0 | free_stock | 1-1-1-1 | inventory | 2025-10-28 | LV | Automated: Replaced 9ABA450075F1001 by RMU000000106. | HL01-Hail Warehouse | 2025-07-30 | 2025-07-16 | 0
4500587803-[30] | 908305012 : SWITCH,DISC,OVRHD,ABS,60HZ FREQ,110KV | LBS | ROH | RMU000000107 | Bush Inner Dia 7x49 ¦ 9ABA450075F1002 ¦ Local | 20 | 20 | 0 | 6100K007 | 1-1-1-1 | inventory | 2025-10-28 | LV | Automated: Replaced 9ABA450075F1002 by RMU000000107. | HL01-Hail Warehouse | 2025-07-30 | 2025-07-16 | 0
4500587803-[30] | 908305012 : SWITCH,DISC,OVRHD,ABS,60HZ FREQ,110KV | LBS | ROH | RMU000000109 | BOLT SOCKET CAP HEAD M5x20 ¦ 9ABA450075F1004 ¦ Local | 50 | 50 | 0 | free_stock | 1-1-1-1 | inventory | 2025-10-28 | LV | Automated: Replaced 9ABA450075F1004 by RMU000000109. | HL01-Hail Warehouse | 2025-07-30 | 2025-07-16 | 0
4500587803-[30] | 908305012 : SWITCH,DISC,OVRHD,ABS,60HZ FREQ,110KV | LBS | ROH | RMU000000110 | BOLT SOCKET CAP HEAD M4x45 ¦ 9ABA450075F1005 ¦ Local | 10 | 10 | 0 | free_stock | 1-1-1-1 | inventory | 2025-10-28 | LV | Automated: Replaced 9ABA450075F1005 by RMU000000110. | HL01-Hail Warehouse | 2025-07-30 | 2025-07-16 | 0
4500587803-[30] | 908305012 : SWITCH,DISC,OVRHD,ABS,60HZ FREQ,110KV | LBS | ROH | RMU000000112 | BOLT SOCKET CAP HEAD M5x16 ¦ 9ABA450075F1007 ¦ Local | 60 | 60 | 0 | free_stock | 1-1-1-1 | inventory | 2025-10-28 | LV | Automated: Replaced 9ABA450075F1007 by RMU000000112. | HL01-Hail Warehouse | 2025-07-30 | 2025-07-16 | 0
4500587803-[30] | 908305012 : SWITCH,DISC,OVRHD,ABS,60HZ FREQ,110KV | LBS | ROH | RMU000000113 | Lock Washer M5 ¦ 9ABA450075F1008 ¦ Local | 60 | 60 | 0 | 6100K007 | 1-1-1-1 | inventory | 2025-10-28 | LV | Automated: Replaced 9ABA450075F1008 by RMU000000113. | HL01-Hail Warehouse | 2025-07-30 | 2025-07-16 | 0
4500587803-[30] | 908305012 : SWITCH,DISC,OVRHD,ABS,60HZ FREQ,110KV | LBS | ROH | RMU000000114 | BOLT SOCKET CAP HEAD M3x20 ¦ 9ABA450075F1009 ¦ Local | 20 | 20 | 0 | free_stock | 1-1-1-1 | inventory | 2025-10-28 | LV | Automated: Replaced 9ABA450075F1009 by RMU000000114. | HL01-Hail Warehouse | 2025-07-30 | 2025-07-16 | 0
4500587803-[30] | 908305012 : SWITCH,DISC,OVRHD,ABS,60HZ FREQ,110KV | LBS | ROH | RMU000000115 | Lock Washer M3 ¦ 9ABA450075F1010 ¦ Local | 20 | 20 | 0 | 6100K012B | 1-1-1-1 | inventory | 2025-10-28 | LV | Automated: Replaced 9ABA450075F1010 by RMU000000115. | HL01-Hail Warehouse | 2025-07-30 | 2025-07-16 | 0
4500587803-[30] | 908305012 : SWITCH,DISC,OVRHD,ABS,60HZ FREQ,110KV | LBS | ROH | RMU000000116 | Polycarbonate for limit switch ¦ 9ABA450075F1011 ¦ Local | 5 | 5 | 0 | free_stock | 1-1-1-1 | inventory | 2025-10-28 | LV | Automated: Replaced 9ABA450075F1011 by RMU000000116. | HL01-Hail Warehouse | 2025-07-30 | 2025-07-16 | 0
4500587803-[30] | 908305012 : SWITCH,DISC,OVRHD,ABS,60HZ FREQ,110KV | LBS | ROH | RMU000000117 | BOLT SOCKET CAP HEAD M4x40 ¦ 9ABA450075F1012 ¦ Local | 10 | 10 | 0 | free_stock | R58-A-1-K12B_SEP | inventory | 2025-10-28 | LV | Automated: Replaced 9ABA450075F1012 by RMU000000117. | HL01-Hail Warehouse | 2025-07-30 | 2025-07-16 | 0
4500587803-[30] | 908305012 : SWITCH,DISC,OVRHD,ABS,60HZ FREQ,110KV | LBS | ROH | RMU000000118 | Bush Inner Dia 7x25 ¦ 9ABA450075F1013 ¦ Local | 10 | 10 | 0 | free_stock | 1-1-1-1 | inventory | 2025-10-28 | LV | Automated: Replaced 9ABA450075F1013 by RMU000000118. | HL01-Hail Warehouse | 2025-07-30 | 2025-07-16 | 0
4500587803-[30] | 908305012 : SWITCH,DISC,OVRHD,ABS,60HZ FREQ,110KV | LBS | ROH | AE2000-1865-14 | Tube, Ferrule, Red, Inner Diameter 3.5 mm, 1.5 Wire | 50 | 50 | 0 | 6100K013 | INC-1-1-MVBM_SEP | consumption | 2025-09-22 | LV |  | HL01-Hail Warehouse | 2025-07-30 | 2025-07-16 | 0 | [5 empty] | Material Issue Order_MIO | 7506465
4500587803-[30] | 908305012 : SWITCH,DISC,OVRHD,ABS,60HZ FREQ,110KV | LBS | ROH | AX3122 | CHINT_AUXILIARY CONTACT FOR MCB 1NO 1NC AC | 5 | 5 | 0 | free_stock | R62-G-1-K017_SEP | inventory | 2025-10-28 | LV |  | HL01-Hail Warehouse | 2025-07-30 | 2025-07-16 | 0
4500587803-[30] | 908305012 : SWITCH,DISC,OVRHD,ABS,60HZ FREQ,110KV | LBS | ROH | CSB25A9PS2E- B L/R | 2 POSITION, LATCHING, SELECTOR SWITCH, 90DEGREES, 2 CONTACTS EACH, PAD LOCKABLE IN EACH POS (LOCAL/REMOTE) CSB25A9PS2E- B L/R | 5 | 5 | 0 | 6100K006 | 1-1-1-1 | inventory | 2025-10-28 | LV |  | HL01-Hail Warehouse | 2025-07-30 | 2025-07-16 | 0
4500587803-[30] | 908305012 : SWITCH,DISC,OVRHD,ABS,60HZ FREQ,110KV | LBS | ROH | CSB25A9PS2E- B OH/S | 2 POSITION, LATCHING, SELECTOR SWITCH, 90DEGREES, 2 CONTACTS EACH, PAD LOCKABLE IN EACH POS (OH-LBS/SECTIONALIZER) CSB25A9PS2E- B OH/S | 5 | 5 | 0 | 6100K007 | 1-1-1-1 | inventory | 2025-10-28 | LV |  | HL01-Hail Warehouse | 2025-07-30 | 2025-07-16 | 0
4500587803-[30] | 908305012 : SWITCH,DISC,OVRHD,ABS,60HZ FREQ,110KV | LBS | ROH | DF205040971 | φ4*12 Waterproof blind rivets Stainless steel | 100 | 100 | 0 | 6100K013 | 1-1-1-1 | inventory | 2025-10-28 | LV |  | HL01-Hail Warehouse | 2025-07-30 | 2025-07-16 | 0
4500587803-[30] | 908305012 : SWITCH,DISC,OVRHD,ABS,60HZ FREQ,110KV | LBS | ROH | DF240510009 | Self-locking nuts M4 | 10 | 10 | 0 | 6100K013 | 1-1-1-1 | inventory | 2025-10-28 | LV |  | HL01-Hail Warehouse | 2025-07-30 | 2025-07-16 | 0
4500587803-[30] | 908305012 : SWITCH,DISC,OVRHD,ABS,60HZ FREQ,110KV | LBS | ROH | DF240612003 | KSS-CV-150BK CABLE TIES 150X3.6 BALCK | 125 | 125 | 0 | 6100K013 | 1-1-1-1 | inventory | 2025-10-28 | LV |  | HL01-Hail Warehouse | 2025-07-30 | 2025-07-16 | 0
4500587803-[30] | 908305012 : SWITCH,DISC,OVRHD,ABS,60HZ FREQ,110KV | LBS | ROH | DF240612004 | HT-EXS25 EXPANDABLE SLEEVE - 25MM 100MTR/ROL | 5 | 5 | 0 | 6100K013 | 1-1-1-1 | inventory | 2025-10-28 | LV |  | HL01-Hail Warehouse | 2025-07-30 | 2025-07-16 | 0
4500587803-[30] | 908305012 : SWITCH,DISC,OVRHD,ABS,60HZ FREQ,110KV | LBS | ROH | DF240612005 | HT-EXS32 EXPANDABLE SLEEVE - 32MM 100MTR/ROL | 5 | 5 | 0 | 6100K013 | 1-1-1-1 | inventory | 2025-10-28 | LV |  | HL01-Hail Warehouse | 2025-07-30 | 2025-07-16 | 0
4500587803-[30] | 908305012 : SWITCH,DISC,OVRHD,ABS,60HZ FREQ,110KV | LBS | ROH | DF240612006 | KSS-KS-8B 8MM SPIRAL 15-60 WRAPPING BAND 10MTR/BAG | 5 | 5 | 0 | 6100K013 | 1-1-1-1 | inventory | 2025-10-28 | LV |  | HL01-Hail Warehouse | 2025-07-30 | 2025-07-16 | 0
4500587803-[30] | 908305012 : SWITCH,DISC,OVRHD,ABS,60HZ FREQ,110KV | LBS | ROH | DF240612007 | KSS-KS-12B 12MM SPIRAL 20-65 WRAPPING BAND 10MTR/BAG | 5 | 5 | 0 | 6100KDP02 | R54-A-1-K013_SEP | inventory | 2025-10-28 | LV |  | HL01-Hail Warehouse | 2025-07-30 | 2025-07-16 | 0
4500587803-[30] | 908305012 : SWITCH,DISC,OVRHD,ABS,60HZ FREQ,110KV | LBS | ROH | DF241124003 | Spring washersφ6 Stainless steel | 20 | 20 | 0 | 6100K013 | R55-I-1-K013_SEP | inventory | 2025-10-28 | LV |  | HL01-Hail Warehouse | 2025-07-30 | 2025-07-16 | 0
4500587803-[30] | 908305012 : SWITCH,DISC,OVRHD,ABS,60HZ FREQ,110KV | LBS | ROH | DF241126013 | KSS-CV-200MBK BLACK NYLON CABLE TIES (200MMX2.5MM) | 125 | 125 | 0 | 6100K013 | 1-1-1-1 | inventory | 2025-10-28 | LV |  | HL01-Hail Warehouse | 2025-07-30 | 2025-07-16 | 0
4500587803-[30] | 908305012 : SWITCH,DISC,OVRHD,ABS,60HZ FREQ,110KV | LBS | ROH | DF241128001 | spring washerφ4 Stainless Steel | 20 | 20 | 0 | 6100K013 | 1-1-1-1 | inventory | 2025-10-28 | LV |  | HL01-Hail Warehouse | 2025-07-30 | 2025-07-16 | 0
4500587803-[30] | 908305012 : SWITCH,DISC,OVRHD,ABS,60HZ FREQ,110KV | LBS | ROH | DF241128002 | Hex nuts M4 | 20 | 20 | 0 | free_stock | R58-A-1-K017_SEP | inventory | 2025-10-28 | LV |  | HL01-Hail Warehouse | 2025-07-30 | 2025-07-16 | 0
4500587803-[30] | 908305012 : SWITCH,DISC,OVRHD,ABS,60HZ FREQ,110KV | LBS | ROH | DMS 2121 2467-366 | SCREW SELF TAPPING TORX M6 X 12 | 100 | 100 | 0 | free_stock | R58-A-1-K11B_SEP | inventory | 2025-10-28 | LV |  | HL01-Hail Warehouse | 2025-07-30 | 2025-07-16 | 0
4500587803-[30] | 908305012 : SWITCH,DISC,OVRHD,ABS,60HZ FREQ,110KV | LBS | ROH | DMS 2121 2519-295 | BOLT SOCKET HEAD M4X20 | 10 | 10 | 0 | 6100K007 | 1-1-1-1 | inventory | 2025-10-28 | LV |  | HL01-Hail Warehouse | 2025-07-30 | 2025-07-16 | 0
4500587803-[30] | 908305012 : SWITCH,DISC,OVRHD,ABS,60HZ FREQ,110KV | LBS | ROH | DMS 2121 2519-368 | BOLT SOCKET CAP HEAD M6X16 | 20 | 20 | 0 | free_stock | 1-1-1-1 | inventory | 2025-10-28 | LV |  | HL01-Hail Warehouse | 2025-07-30 | 2025-07-16 | 0
4500587803-[30] | 908305012 : SWITCH,DISC,OVRHD,ABS,60HZ FREQ,110KV | LBS | ROH | DMS 2126 2011-114 | NUT, HEX M5 | 120 | 120 | 0 | 6100K013 | NEW.FLR-1-1-K013_SEP | inventory | 2025-10-28 | LV |  | HL01-Hail Warehouse | 2025-07-30 | 2025-07-16 | 0
4500587803-[30] | 908305012 : SWITCH,DISC,OVRHD,ABS,60HZ FREQ,110KV | LBS | ROH | EC-DIODE-BY255 | Flash light BY255_EC-DIODE-BY255 / EC-DIODE-BY255 Urrm=1300V In=3A | 25 | 25 | 0 | free_stock | R14-L-1-K11B_SEP | inventory | 2025-10-28 | LV |  | HL01-Hail Warehouse | 2025-07-30 | 2025-07-16 | 0
4500587803-[30] | 908305012 : SWITCH,DISC,OVRHD,ABS,60HZ FREQ,110KV | LBS | ROH | HBCBABNCBD1BBBD21G | REC615 2.0- HBCBABNCBD1BBBD21G | 5 | 5 | 0 | 6100K007 | 1-1-1-1 | inventory | 2025-10-28 | LV |  | HL01-Hail Warehouse | 2025-07-30 | 2025-07-16 | 0
4500587803-[30] | 908305012 : SWITCH,DISC,OVRHD,ABS,60HZ FREQ,110KV | LBS | ROH | IN76350001-2 | APT_THERMOSTAT WITHOUT STEM,SETTING: 0-60 DEG.CENTIGRADE | 5 | 5 | 0 | free_stock | 1-1-1-1 | inventory | 2025-10-28 | LV |  | HL01-Hail Warehouse | 2025-07-30 | 2025-07-16 | 0
4500587803-[30] | 908305012 : SWITCH,DISC,OVRHD,ABS,60HZ FREQ,110KV | LBS | ROH | LSA-AD11J50CA | R&Y_AD11-J50CA/LXR23 RED ALARM LAMP 24VDC | 5 | 5 | 0 | free_stock | R58-B-1-K11B_SEP | inventory | 2025-10-28 | LV |  | HL01-Hail Warehouse | 2025-07-30 | 2025-07-16 | 0
4500587803-[30] | 908305012 : SWITCH,DISC,OVRHD,ABS,60HZ FREQ,110KV | LBS | ROH | LXW18-11B | SHF_LXW18-11B / LIMIT SWITCH 1NO+1NC | 10 | 10 | 0 | free_stock | 1-1-1-1 | inventory | 2025-10-28 | LV |  | HL01-Hail Warehouse | 2025-07-30 | 2025-07-16 | 0
4500587803-[30] | 908305012 : SWITCH,DISC,OVRHD,ABS,60HZ FREQ,110KV | LBS | ROH | MMCM-C4/2 | CHINT_AC MINIATURE CIRCUIT BREAKER 2P 4A mMCM-C4/2 | 5 | 5 | 0 | free_stock | R55-R-1-K11B_SEP | inventory | 2025-10-28 | LV |  | HL01-Hail Warehouse | 2025-07-30 | 2025-07-16 | 0
4500587803-[30] | 908305012 : SWITCH,DISC,OVRHD,ABS,60HZ FREQ,110KV | LBS | ROH | MV-OHL-CPT-13.8KV-DP | Double Pole Control PT . Primary 13.8 kV : secondary 0.23kV, 200VA, Class 1. 500VAth .Frequency 60Hz . Out door type . Ambient 55 Degree C. Insulation level 17.5/50/110kV , Voltage factor :1.2Un Cont, As per IEC 61869-1&3. Class E .Primary terminal suitable for cable connection (clamp type) .Colour Grey for out door installation.Type test and routine test reports will be required .Laser printed name plate required.As per SEC Distribution standard Specification. | 5 | 5 | 0 | 6100K017 | NEW.FLR-1-1-K017_SEP | inventory | 2025-10-28 | CPT |  | HL01-Hail Warehouse | 2025-07-30 | 2025-07-16 | 0
4500587803-[30] | 908305012 : SWITCH,DISC,OVRHD,ABS,60HZ FREQ,110KV | LBS | ROH | MV2000-1685-06-W | WHITE TUBE, INNER DIA 3.5MM (1.5 WIRE) | 100 | 100 | 0 | free_stock | 1-1-1-1 | inventory | 2025-10-28 | LV |  | HL01-Hail Warehouse | 2025-07-30 | 2025-07-16 | 0
4500587803-[30] | 908305012 : SWITCH,DISC,OVRHD,ABS,60HZ FREQ,110KV | LBS | ROH | MV2000-1865-01-W | WHITE TUBE, INNER DIA 4.0MM (2.5 WIRE) | 50 | 50 | 0 | 6100K013 | INC-1-1-MVBM_SEP | consumption | 2025-09-22 | LV |  | HL01-Hail Warehouse | 2025-07-30 | 2025-07-16 | 0 | [5 empty] | Material Issue Order_MIO | 7506470
4500587803-[30] | 908305012 : SWITCH,DISC,OVRHD,ABS,60HZ FREQ,110KV | LBS | ROH | NB1-10DC 1P | Miniature Circuit Breaker, MCB, 10A, 1P, C Type, DC | 10 | 10 | 0 | 6100K007 | 1-1-1-1 | inventory | 2025-10-28 | LV |  | HL01-Hail Warehouse | 2025-07-30 | 2025-07-16 | 0
4500587803-[30] | 908305012 : SWITCH,DISC,OVRHD,ABS,60HZ FREQ,110KV | LBS | ROH | NB1-6DC 1P | Miniature Circuit Breaker, MCB, 6A, 1P, C Type, DC | 5 | 5 | 0 | free_stock | 1-1-1-1 | inventory | 2025-10-28 | LV |  | HL01-Hail Warehouse | 2025-07-30 | 2025-07-16 | 0
4500587803-[30] | 908305012 : SWITCH,DISC,OVRHD,ABS,60HZ FREQ,110KV | LBS | ROH | NXB24CK630AM4 | Smart Outdoor LBS or Sectionalizer, 13.8kV,3P,600A,60Hz,110kV Bil,PM,SF6,543MM MV-13.8kV /110KV BIL - SEC Item # SW Disc. (90830512),(90830511)LBS & Sectionalizer (908334005) NXB24CK630AM4/Manual-Lock/Gauge/3CT/terminal-Cap-G/SA-Bracket/Painting/Counter | 5 | 5 | 0 | 6100K017 | NEW.FLR-1-1-K017_SEP | inventory | 2025-10-28 | Gas Tank |  | HL01-Hail Warehouse | 2025-07-30 | 2025-07-16 | 0
4500587803-[30] | 908305012 : SWITCH,DISC,OVRHD,ABS,60HZ FREQ,110KV | LBS | ROH | OP-PLT-SEC-T3-230-2907919 | C&J_CJ-T2-AC 10-20kA T2 2P, Ur=230VAC,Uo=255VAC (SURGE PROTECTION UNIT) | 5 | 5 | 0 | free_stock | 1-1-1-1 | inventory | 2025-10-28 | LV |  | HL01-Hail Warehouse | 2025-07-30 | 2025-07-16 | 0
4500587803-[30] | 908305012 : SWITCH,DISC,OVRHD,ABS,60HZ FREQ,110KV | LBS | ROH | PL.AC30 | WZAZURE_PL.AC30 / THREE PIN SOCKET DIN RAIL MOUNTED | 5 | 5 | 0 | free_stock | R56-O-1-K11B_SEP | inventory | 2025-10-28 | LV |  | HL01-Hail Warehouse | 2025-07-30 | 2025-07-16 | 0
4500587803-[30] | 908305012 : SWITCH,DISC,OVRHD,ABS,60HZ FREQ,110KV | LBS | ROH | PXC-0311171 | FB 10- RTK/S - Screw bridge, pitch: 8.2 mm, number of positions: 10, color: silver | 25 | 25 | 0 | 6100K012B | 1-1-1-1 | inventory | 2025-10-28 | LV |  | HL01-Hail Warehouse | 2025-07-30 | 2025-07-16 | 0
4500587803-[30] | 908305012 : SWITCH,DISC,OVRHD,ABS,60HZ FREQ,110KV | LBS | ROH | PXC-3000834 | SCBI 10-6 W - Screw bridge, with spring washer and insulating collar, pitch: 6.2 mm, number of positions: 10, color: silver | 45 | 45 | 0 | free_stock | R15-B-1-K11A_SEP | inventory | 2025-10-28 | LV |  | HL01-Hail Warehouse | 2025-07-30 | 2025-07-16 | 0
4500587803-[30] | 908305012 : SWITCH,DISC,OVRHD,ABS,60HZ FREQ,110KV | LBS | ROH | PXC-3022218 | CLIPFIX 35 - End bracket, Quick mounting end clamp for NS 35/7,5 DIN rail or NS 35/15 DIN rail, with marking option, width: 9.5 mm, color: gray | 25 | 25 | 0 | 6100K012B | 1-1-1-1 | inventory | 2025-10-28 | LV |  | HL01-Hail Warehouse | 2025-07-30 | 2025-07-16 | 0
4500587803-[30] | 908305012 : SWITCH,DISC,OVRHD,ABS,60HZ FREQ,110KV | LBS | ROH | PXC-3059809 | D-TB 4/10 - Cover, depth: 35.9 mm, width: 1.8 mm, height: 42.5 mm, color: dark gray | 50 | 50 | 0 | free_stock | 1-1-1-1 | inventory | 2025-10-28 | LV |  | HL01-Hail Warehouse | 2025-07-30 | 2025-07-16 | 0
4500587803-[30] | 908305012 : SWITCH,DISC,OVRHD,ABS,60HZ FREQ,110KV | LBS | ROH | PXC-3246966 | E/TB - End bracket, for assembly on NS 32 or NS 35/7.5 DIN rail | 45 | 45 | 0 | 6100K007 | 1-1-1-1 | inventory | 2025-10-28 | LV |  | HL01-Hail Warehouse | 2025-07-30 | 2025-07-16 | 0
4500587803-[30] | 908305012 : SWITCH,DISC,OVRHD,ABS,60HZ FREQ,110KV | LBS | ROH | PXC.3246023 | PHOENIX CONTACT_TB 4 EI / SCREW TERMINAL, 2PTS, 4 SQMM GREY | 300 | 300 | 0 | free_stock | R67-O-1-K11B_SEP | inventory | 2025-10-28 | LV |  | HL01-Hail Warehouse | 2025-07-30 | 2025-07-16 | 0
4500587803-[30] | 908305012 : SWITCH,DISC,OVRHD,ABS,60HZ FREQ,110KV | LBS | ROH | PXC.5775287 | PHOENIX CONTACT_TB6-RTK-02 / DISCONNECT TERMINAL BLOCK 6 SQMM | 120 | 120 | 0 | free_stock | R15-I-1-K11A_SEP | inventory | 2025-10-28 | LV |  | HL01-Hail Warehouse | 2025-07-30 | 2025-07-16 | 0
4500587803-[30] | 908305012 : SWITCH,DISC,OVRHD,ABS,60HZ FREQ,110KV | LBS | ROH | RH050 | VISHAY_HEATER RH050, 50W 4.7KOHM, 120-240V AC/DC | 5 | 5 | 0 | free_stock | R16-B-1-K11B_SEP | inventory | 2025-10-28 | LV |  | HL01-Hail Warehouse | 2025-07-30 | 2025-07-16 | 0
4500587803-[30] | 908305012 : SWITCH,DISC,OVRHD,ABS,60HZ FREQ,110KV | LBS | ROH | RMU000000108 | Plain Washer M5 ¦ 9ABA450075F1003 ¦ Local | 135 | 135 | 0 | free_stock | 1-1-1-1 | inventory | 2025-10-28 | LV |  | HL01-Hail Warehouse | 2025-07-30 | 2025-07-16 | 0
4500587803-[30] | 908305012 : SWITCH,DISC,OVRHD,ABS,60HZ FREQ,110KV | LBS | ROH | RMU000000113 | Lock Washer M5 ¦ 9ABA450075F1008 ¦ Local | 15 | 15 | 0 | 6100K007 | 1-1-1-1 | inventory | 2025-10-28 | LV |  | HL01-Hail Warehouse | 2025-07-30 | 2025-07-16 | 0
4500587803-[30] | 908305012 : SWITCH,DISC,OVRHD,ABS,60HZ FREQ,110KV | LBS | ROH | RMU000000298 | CHINT_AUXILIARY CONTACT FOR MCB 1NO 1NC DC (XF9) | 5 | 5 | 0 | free_stock | INC-1-1-K11B_SEP | inventory | 2025-10-28 | LV |  | HL01-Hail Warehouse | 2025-07-30 | 2025-07-16 | 0
4500587803-[30] | 908305012 : SWITCH,DISC,OVRHD,ABS,60HZ FREQ,110KV | LBS | ROH | SEP10052 | ‭DISCONNECTING TB FOR CT, OTTA 6-T, BOLT W/O SPRING/0790462/OTTA 6-T P/P‬ | 30 | 30 | 0 | 6100K006 | 1-1-1-1 | inventory | 2025-10-28 | LV |  | HL01-Hail Warehouse | 2025-07-30 | 2025-07-16 | 0
4500587803-[30] | 908305012 : SWITCH,DISC,OVRHD,ABS,60HZ FREQ,110KV | LBS | ROH | SEP10120 | ‭TIE MOUNT FOR SPARE TIE/HC-102/HC-102‬ | 50 | 50 | 0 | free_stock | R58-R-1-K007_SEP | inventory | 2025-10-28 | LV |  | HL01-Hail Warehouse | 2025-07-30 | 2025-07-16 | 0
4500587803-[30] | 908305012 : SWITCH,DISC,OVRHD,ABS,60HZ FREQ,110KV | LBS | ROH | SEP10128 | ‭DIN RAIL SLOTTED/35X15X1.5X2 - HOLE/DIN RAIL‬ | 2.5 | 2.5 | 0 | 6100K006 | 1-1-1-1 | inventory | 2025-10-28 | LV |  | HL01-Hail Warehouse | 2025-07-30 | 2025-07-16 | 0
4500587803-[30] | 908305012 : SWITCH,DISC,OVRHD,ABS,60HZ FREQ,110KV | LBS | ROH | SEP10160 | TRAFFOLYTE, BLACK/WHITE/WHITE - BLACK/TRAFFOLYTE | 2.5 | 2.5 | 0 | free_stock | R14-A-1-MVBM_SEP | inventory | 2025-10-28 | LV |  | HL01-Hail Warehouse | 2025-07-30 | 2025-07-16 | 0
4500587803-[30] | 908305012 : SWITCH,DISC,OVRHD,ABS,60HZ FREQ,110KV | LBS | ROH | SEP10481 | End Cover, D-URTK ¦ 310020 ¦ PHOENIX | 5 | 5 | 0 | free_stock | 1-1-1-1 | inventory | 2025-10-28 | LV |  | HL01-Hail Warehouse | 2025-07-30 | 2025-07-16 | 0
4500587803-[30] | 908305012 : SWITCH,DISC,OVRHD,ABS,60HZ FREQ,110KV | LBS | ROH | SEP10555 | TB NUMBERING MARKER (BLANK), UCT-TM 6 / 0828736 | 50 | 50 | 0 | free_stock | R15-B-1-K006_SEP | inventory | 2025-10-28 | LV |  | HL01-Hail Warehouse | 2025-07-30 | 2025-07-16 | 0
4500587803-[30] | 908305012 : SWITCH,DISC,OVRHD,ABS,60HZ FREQ,110KV | LBS | ROH | SEP10556 | TB NUMBERING MARKER (BLANK), UCT-TM 8 / 0828740 | 30 | 30 | 0 | free_stock | 1-1-1-1 | inventory | 2025-10-28 | LV |  | HL01-Hail Warehouse | 2025-07-30 | 2025-07-16 | 0
4500587803-[30] | 908305012 : SWITCH,DISC,OVRHD,ABS,60HZ FREQ,110KV | LBS | ROH | SEP10962 | TB, Terminal block, plastic, for 2.5mm wires, 12 connections per set | 0.83333 | 0.83333 | 0 | free_stock | 1-1-1-1 | inventory | 2025-10-28 | LV |  | HL01-Hail Warehouse | 2025-07-30 | 2025-07-16 | 0
4500587803-[30] | 908305012 : SWITCH,DISC,OVRHD,ABS,60HZ FREQ,110KV | LBS | ROH | SEP11131 | Cable, Control, 1 CORE CU/PVC, 1.0 Sq.mm, Black, 105°, 600/1000V , 1 x 91.4 m | 2.5 | 2.5 | 0 | 6100K011B | NEW.FLR-1-1-K007_SEP | consumption | 2025-10-16 | LV |  | HL01-Hail Warehouse | 2025-07-30 | 2025-07-16 | 0 | [5 empty] | Work in Process Pick | 8151023
4500587803-[30] | 908305012 : SWITCH,DISC,OVRHD,ABS,60HZ FREQ,110KV | LBS | ROH | SEP11143 | Cable, Control, 1 CORE CU/PVC, 2.5 Sq.mm, Red, 105°, 600/1000V , 1 x 91.4 m | 1.5 | 1.5 | 0 | free_stock | 1-1-1-1 | inventory | 2025-10-28 | LV |  | HL01-Hail Warehouse | 2025-07-30 | 2025-07-16 | 0
4500587803-[30] | 908305012 : SWITCH,DISC,OVRHD,ABS,60HZ FREQ,110KV | LBS | ROH | SEP11146 | Cable, Control, 1 CORE CU/PVC, 2.5 Sq.mm, Black, 105°, 600/1000V , 1 x 91.4 m | 5 | 5 | 0 | free_stock | 1-1-1-1 | inventory | 2025-10-28 | LV |  | HL01-Hail Warehouse | 2025-07-30 | 2025-07-16 | 0
4500587803-[30] | 908305012 : SWITCH,DISC,OVRHD,ABS,60HZ FREQ,110KV | LBS | ROH | SEP11151 | Cable, Control, 1 CORE CU/PVC, 2.5 Sq.mm Yellow/Green, 105°, 600/1000V , 1 x 91.4 m | 1.5 | 1.5 | 0 | 6100KDP02 | NEW.FLR-1-1-MVBM_SEP | inventory | 2025-10-28 | LV |  | HL01-Hail Warehouse | 2025-07-30 | 2025-07-16 | 0
4500587803-[30] | 908305012 : SWITCH,DISC,OVRHD,ABS,60HZ FREQ,110KV | LBS | ROH | SFB220A24H300 | BEB OR DFE_SFB220A24H300/24VDC / BATTERY CHARGER INPUT 220VAC,OUTPUT 24VDC | 5 | 5 | 0 | free_stock | R56-P-1-K11B_SEP | inventory | 2025-10-28 | LV |  | HL01-Hail Warehouse | 2025-07-30 | 2025-07-16 | 0
4500587803-[30] | 908305012 : SWITCH,DISC,OVRHD,ABS,60HZ FREQ,110KV | LBS | ROH | VBC6-30-01-01 | ABB_VBC6-30-01-01 MINI REVERSING CONTACTOR | 5 | 5 | 0 | free_stock | R57-I-1-1 | inventory | 2025-10-28 | LV |  | HL01-Hail Warehouse | 2025-07-30 | 2025-07-16 | 0
4500587803-[30] | 908305012 : SWITCH,DISC,OVRHD,ABS,60HZ FREQ,110KV | LBS | ROH | RMU000000119 | BOLT SOCKET CAP HEAD M3x12 ¦ 9ABA450075F1014 ¦ Local | 60 | 60 | 0 | 6100K006 | 1-1-1-1 | inventory | 2025-10-28 | LV | Automated: Replaced 9ABA450075F1014 by RMU000000119. | HL01-Hail Warehouse | 2025-07-30 | 2025-07-16 | 0
4500587803-[30] | 908305012 : SWITCH,DISC,OVRHD,ABS,60HZ FREQ,110KV | LBS | ROH | RMU000000120 | SEC Logo (Alminum 136x76) ¦ 9ABA450075F1015 ¦ Local | 5 | 5 | 0 | free_stock | 1-1-1-1 | inventory | 2025-10-28 | LV | Automated: Replaced 9ABA450075F1015 by RMU000000120. | HL01-Hail Warehouse | 2025-07-30 | 2025-07-16 | 0
4500587803-[30] | 908305012 : SWITCH,DISC,OVRHD,ABS,60HZ FREQ,110KV | LBS | ROH | RMU000000121 | Danger Sign (Alminum 136x76) ¦ 9ABA450075F1016 ¦ Local | 5 | 5 | 0 | free_stock | INC-1-1-K12B_SEP | inventory | 2025-10-28 | LV | Automated: Replaced 9ABA450075F1016 by RMU000000121. | HL01-Hail Warehouse | 2025-07-30 | 2025-07-16 | 0
4500587803-[30] | 908305012 : SWITCH,DISC,OVRHD,ABS,60HZ FREQ,110KV | LBS | ROH | RMU000000123 | LBS/Sectionalizer SEP Branding Label ¦ 9ABA450075F1018 ¦ Local | 5 | 5 | 0 | free_stock | INC-1-1-K11B_SEP | inventory | 2025-10-28 | LV | Automated: Replaced 9ABA450075F1018 by RMU000000123. | HL01-Hail Warehouse | 2025-07-30 | 2025-07-16 | 0
4500587803-[30] | 908305012 : SWITCH,DISC,OVRHD,ABS,60HZ FREQ,110KV | LBS | ROH | DF240907005 | Flat Washers φ3 Stainless Steel | 80 | 80 | 0 | free_stock | R58-A-1-K017_SEP | inventory | 2025-10-28 | LV |  | HL01-Hail Warehouse | 2025-07-30 | 2025-07-16 | 0
4500587803-[30] | 908305012 : SWITCH,DISC,OVRHD,ABS,60HZ FREQ,110KV | LBS | ROH | DMS 2126 2011-111 | NUT, HEX M3 | 80 | 80 | 0 | free_stock | R58-A-1-K017_SEP | inventory | 2025-10-28 | LV |  | HL01-Hail Warehouse | 2025-07-30 | 2025-07-16 | 0
4500587803-[30] | 908305012 : SWITCH,DISC,OVRHD,ABS,60HZ FREQ,110KV | LBS | ROH | MV-CPT -CABL-ASSY | Cable Assembly - Outdoor flexible cable Black PVC 450/750 V, 95 °C heat & flame retardent, stranded annealed copper conductor, 4Cx 2.5 mm² of length 12 meter with connector type HQ-005-M (male connector) with H3A-MTG-M20 (hood) and DLX-M20 (gland) with H3A-KDBP (cover) terminated on one end (opposite end do not require processing), with steel cable tags on both cable ends, cable tag text "CPT cable" and loose supply of 1 base type H3A-MAG (base) with HQ-005-F (female connector) and H3A-KDTP (cover) - Used for OVR/LBS/Sectionalizer CPT connection | 5 | 5 | 0 | 6100K006 | 1-1-1-1 | inventory | 2025-10-28 | Cable |  | HL01-Hail Warehouse | 2025-07-30 | 2025-07-16 | 0
4500587803-[30] | 908305012 : SWITCH,DISC,OVRHD,ABS,60HZ FREQ,110KV | LBS | ROH | MV-CT -C-CABL-ASSY-LBS | Cable Assembly - Outdoor flexible cable Black PVC 450/750 V, 95 °C heat & flame retardent, stranded annealed copper conductor, 10Cx 1.0 mm² of length 12 meter with connector type HQ-012-M (male connector) with H3A-MTG-M20 (hood) and DLX-M20 (gland) with H3A-KDBP (cover) terminated on one end (opposite end do not require processing), with steel cable tags on both cable ends, cable tag text "CT cable" and loose supply of 1 base type H3A-MAG (base) with HQ-012-F (female connector) and H3A-KDTP (cover) -Used for LBS/Sectionalizer CT connection | 5 | 5 | 0 | 6100K007 | 1-1-1-1 | inventory | 2025-10-28 | Cable |  | HL01-Hail Warehouse | 2025-07-30 | 2025-07-16 | 0
4500587803-[30] | 908305012 : SWITCH,DISC,OVRHD,ABS,60HZ FREQ,110KV | LBS | ROH | MV-CVD-CABL-ASSY-LBS | Cable Assembly - Outdoor flexible cable Black PVC 450/750 V, 95 °C heat & flame retardent, stranded annealed copper conductor, 10C x 2 x 0.22 mm² of length 12 meter with connector type YD41-16TK-D20 terminated on one end (opposite end do not require processing), with steel cable tags on both cable ends, cable tag text "CVD cable" and loose supply of 1 base type YD41-16ZJ - Used for LBS/Sectionalizer CVD connection | 5 | 5 | 0 | 6100K007 | 1-1-1-1 | inventory | 2025-10-28 | Cable |  | HL01-Hail Warehouse | 2025-07-30 | 2025-07-16 | 0
4500587803-[30] | 908305012 : SWITCH,DISC,OVRHD,ABS,60HZ FREQ,110KV | LBS | ROH | MV-MOT-C-CABL-ASSY-LBS | Cable Assembly | 5 | 5 | 0 | 6100K012B | 1-1-1-1 | inventory | 2025-10-28 | Cable | Automated: Replaced MV-MOT -C-CABL-ASSY-LBS by MV-MOT-C-CABL-ASSY-LBS. | HL01-Hail Warehouse | 2025-07-30 | 2025-07-16 | 0
4500587803-[40] | 908305012 : SWITCH,DISC,OVRHD,ABS,60HZ FREQ,110KV | LBS | ROH | 13-B100DY | GREEN PUSH BOTTON WITH START ADAPTER | 2 | 2 | 0 | 6100K013 | R57-G-1-1 | inventory | 2025-10-28 | LV |  | DW01-Dawadmi Warehouse | 2025-07-30 | 2025-07-16 | 0
4500587803-[40] | 908305012 : SWITCH,DISC,OVRHD,ABS,60HZ FREQ,110KV | LBS | ROH | 13-B200DK | RED PUSH BOTTON WITH ADAPTER STOP | 2 | 2 | 0 | 6100K013 | R56-J-1-1 | inventory | 2025-10-28 | LV |  | DW01-Dawadmi Warehouse | 2025-07-30 | 2025-07-16 | 0
4500587803-[40] | 908305012 : SWITCH,DISC,OVRHD,ABS,60HZ FREQ,110KV | LBS | ROH | 13-B3 | BA9S ILLUMINATION CONTACT BLOCK HOLDER | 4 | 4 | 0 | 6100K013 | R57-O-1-1 | inventory | 2025-10-28 | LV |  | DW01-Dawadmi Warehouse | 2025-07-30 | 2025-07-16 | 0
4500587803-[40] | 908305012 : SWITCH,DISC,OVRHD,ABS,60HZ FREQ,110KV | LBS | ROH | 13-LED24K | 24V BA9S LED LAMP RED | 2 | 2 | 0 | 6100K013 | R57-G-1-1 | inventory | 2025-10-28 | LV |  | DW01-Dawadmi Warehouse | 2025-07-30 | 2025-07-16 | 0
4500587803-[40] | 908305012 : SWITCH,DISC,OVRHD,ABS,60HZ FREQ,110KV | LBS | ROH | 13-LED24Y | 24V BA9S LED LAMP GREEN | 2 | 2 | 0 | 6100K013 | R57-G-1-1 | inventory | 2025-10-28 | LV |  | DW01-Dawadmi Warehouse | 2025-07-30 | 2025-07-16 | 0
4500587803-[40] | 908305012 : SWITCH,DISC,OVRHD,ABS,60HZ FREQ,110KV | LBS | ROH | 13-MBSD24S | INDICATION LIGHT YELLOW 24V AC/DC | 2 | 2 | 0 | free_stock | 1-1-1-1 | inventory | 2025-10-28 | LV |  | DW01-Dawadmi Warehouse | 2025-07-30 | 2025-07-16 | 0
4500587803-[40] | 908305012 : SWITCH,DISC,OVRHD,ABS,60HZ FREQ,110KV | LBS | ROH | LL10-W | ABB_LL10-W / LL10-W, AC/DC90-264V 50/60HZ | 2 | 2 | 0 | free_stock | R15-I-1-K11B_SEP | inventory | 2025-10-28 | LV | Automated: Replaced 1YAB53301XIX0000 by LL10-W. | DW01-Dawadmi Warehouse | 2025-07-30 | 2025-07-16 | 0
4500587803-[40] | 908305012 : SWITCH,DISC,OVRHD,ABS,60HZ FREQ,110KV | LBS | ROH | 1YAB5355CAB0000 | End Cover, D-OTTA6-T ¦ 790459 ¦ PHOENIX | 2 | 2 | 0 | free_stock | 1-1-1-1 | inventory | 2025-10-28 | LV |  | DW01-Dawadmi Warehouse | 2025-07-30 | 2025-07-16 | 0
4500587803-[40] | 908305012 : SWITCH,DISC,OVRHD,ABS,60HZ FREQ,110KV | LBS | ROH | 1YAB5355DXB0000 | Marker, Terminal Strip, KLM-A ¦ 1004348 ¦ PHOENIX | 10 | 10 | 0 | free_stock | R59-G-1-MVBM_SEP | inventory | 2025-10-28 | LV |  | DW01-Dawadmi Warehouse | 2025-07-30 | 2025-07-16 | 0
4500587803-[40] | 908305012 : SWITCH,DISC,OVRHD,ABS,60HZ FREQ,110KV | LBS | ROH | 1YHT480008P0311 | Empty LV Box for LBS & Sectionalizer (SECTOS 13.8kV & 33kV) with bracket for single pole | 2 | 2 | 0 | 6100K012B | WH2-1-1-K12B_SEP | inventory | 2025-10-28 | LV |  | DW01-Dawadmi Warehouse | 2025-07-30 | 2025-07-16 | 0
4500587803-[40] | 908305012 : SWITCH,DISC,OVRHD,ABS,60HZ FREQ,110KV | LBS | ROH | 205036416 | Flat Washersφ4 | 12 | 12 | 0 | 6100K013 | 1-1-1-1 | inventory | 2025-10-28 | LV |  | DW01-Dawadmi Warehouse | 2025-07-30 | 2025-07-16 | 0
4500587803-[40] | 908305012 : SWITCH,DISC,OVRHD,ABS,60HZ FREQ,110KV | LBS | ROH | 205041920 | Flat Washersφ6 | 8 | 8 | 0 | free_stock | 1-1-1-1 | inventory | 2025-10-28 | LV |  | DW01-Dawadmi Warehouse | 2025-07-30 | 2025-07-16 | 0
4500587803-[40] | 908305012 : SWITCH,DISC,OVRHD,ABS,60HZ FREQ,110KV | LBS | ROH | 208004917 | 4G Communication Module, Make: China inhand, ,Ord:: Inhand IR302-FQ58 with Mushroom Antenna | 2 | 2 | 0 | 6100K013 | 1-1-1-1 | inventory | 2025-10-28 | LV |  | DW01-Dawadmi Warehouse | 2025-07-30 | 2025-07-16 | 0
4500587803-[40] | 908305012 : SWITCH,DISC,OVRHD,ABS,60HZ FREQ,110KV | LBS | ROH | 211002077 | Hex nut M6 | 8 | 8 | 0 | 6100K013 | 1-1-1-1 | inventory | 2025-10-28 | LV |  | DW01-Dawadmi Warehouse | 2025-07-30 | 2025-07-16 | 0
4500587803-[40] | 908305012 : SWITCH,DISC,OVRHD,ABS,60HZ FREQ,110KV | LBS | ROH | 5XECD.086.051 | Single Pole Mounting Brackets for LBS & Sectionalizer GT(SECTOS 13.8kV & 33kV) | 2 | 2 | 0 | free_stock | 1-1-1-1 | inventory | 2025-10-28 | Bracket |  | DW01-Dawadmi Warehouse | 2025-07-30 | 2025-07-16 | 0
4500587803-[40] | 908305012 : SWITCH,DISC,OVRHD,ABS,60HZ FREQ,110KV | LBS | ROH | 5XECD.086.093.1 | Single Pole Mounting Brackets for CPT for LBS/Sectionalizer/Auto Recloser (SECTOS / OVR 13.8kV & 33kV) | 2 | 2 | 0 | free_stock | 1-1-1-1 | inventory | 2025-10-28 | Bracket |  | DW01-Dawadmi Warehouse | 2025-07-30 | 2025-07-16 | 0
4500587803-[40] | 908305012 : SWITCH,DISC,OVRHD,ABS,60HZ FREQ,110KV | LBS | ROH | 6-CNFJ-22 | ZHE_6-CNFJ-22 / 12V 22Ah STORAGE BATTERY | 4 | 4 | 0 | 6100K007 | 1-1-1-1 | inventory | 2025-10-28 | LV |  | DW01-Dawadmi Warehouse | 2025-07-30 | 2025-07-16 | 0
4500587803-[40] | 908305012 : SWITCH,DISC,OVRHD,ABS,60HZ FREQ,110KV | LBS | ROH | RMU000000106 | BOLT SOCKET CAP HEAD M5x60 ¦ 9ABA450075F1001 ¦ Local | 8 | 8 | 0 | free_stock | 1-1-1-1 | inventory | 2025-10-28 | LV | Automated: Replaced 9ABA450075F1001 by RMU000000106. | DW01-Dawadmi Warehouse | 2025-07-30 | 2025-07-16 | 0
4500587803-[40] | 908305012 : SWITCH,DISC,OVRHD,ABS,60HZ FREQ,110KV | LBS | ROH | RMU000000107 | Bush Inner Dia 7x49 ¦ 9ABA450075F1002 ¦ Local | 8 | 8 | 0 | free_stock | R58-A-1-K11B_SEP | inventory | 2025-10-28 | LV | Automated: Replaced 9ABA450075F1002 by RMU000000107. | DW01-Dawadmi Warehouse | 2025-07-30 | 2025-07-16 | 0
4500587803-[40] | 908305012 : SWITCH,DISC,OVRHD,ABS,60HZ FREQ,110KV | LBS | ROH | RMU000000109 | BOLT SOCKET CAP HEAD M5x20 ¦ 9ABA450075F1004 ¦ Local | 20 | 20 | 0 | free_stock | 1-1-1-1 | inventory | 2025-10-28 | LV | Automated: Replaced 9ABA450075F1004 by RMU000000109. | DW01-Dawadmi Warehouse | 2025-07-30 | 2025-07-16 | 0
4500587803-[40] | 908305012 : SWITCH,DISC,OVRHD,ABS,60HZ FREQ,110KV | LBS | ROH | RMU000000110 | BOLT SOCKET CAP HEAD M4x45 ¦ 9ABA450075F1005 ¦ Local | 4 | 4 | 0 | free_stock | 1-1-1-1 | inventory | 2025-10-28 | LV | Automated: Replaced 9ABA450075F1005 by RMU000000110. | DW01-Dawadmi Warehouse | 2025-07-30 | 2025-07-16 | 0
4500587803-[40] | 908305012 : SWITCH,DISC,OVRHD,ABS,60HZ FREQ,110KV | LBS | ROH | RMU000000112 | BOLT SOCKET CAP HEAD M5x16 ¦ 9ABA450075F1007 ¦ Local | 24 | 24 | 0 | free_stock | 1-1-1-1 | inventory | 2025-10-28 | LV | Automated: Replaced 9ABA450075F1007 by RMU000000112. | DW01-Dawadmi Warehouse | 2025-07-30 | 2025-07-16 | 0
4500587803-[40] | 908305012 : SWITCH,DISC,OVRHD,ABS,60HZ FREQ,110KV | LBS | ROH | RMU000000113 | Lock Washer M5 ¦ 9ABA450075F1008 ¦ Local | 24 | 24 | 0 | 6100K007 | 1-1-1-1 | inventory | 2025-10-28 | LV | Automated: Replaced 9ABA450075F1008 by RMU000000113. | DW01-Dawadmi Warehouse | 2025-07-30 | 2025-07-16 | 0
4500587803-[40] | 908305012 : SWITCH,DISC,OVRHD,ABS,60HZ FREQ,110KV | LBS | ROH | RMU000000114 | BOLT SOCKET CAP HEAD M3x20 ¦ 9ABA450075F1009 ¦ Local | 8 | 8 | 0 | free_stock | 1-1-1-1 | inventory | 2025-10-28 | LV | Automated: Replaced 9ABA450075F1009 by RMU000000114. | DW01-Dawadmi Warehouse | 2025-07-30 | 2025-07-16 | 0
4500587803-[40] | 908305012 : SWITCH,DISC,OVRHD,ABS,60HZ FREQ,110KV | LBS | ROH | RMU000000115 | Lock Washer M3 ¦ 9ABA450075F1010 ¦ Local | 8 | 8 | 0 | 6100K012B | 1-1-1-1 | inventory | 2025-10-28 | LV | Automated: Replaced 9ABA450075F1010 by RMU000000115. | DW01-Dawadmi Warehouse | 2025-07-30 | 2025-07-16 | 0
4500587803-[40] | 908305012 : SWITCH,DISC,OVRHD,ABS,60HZ FREQ,110KV | LBS | ROH | RMU000000116 | Polycarbonate for limit switch ¦ 9ABA450075F1011 ¦ Local | 2 | 2 | 0 | free_stock | 1-1-1-1 | inventory | 2025-10-28 | LV | Automated: Replaced 9ABA450075F1011 by RMU000000116. | DW01-Dawadmi Warehouse | 2025-07-30 | 2025-07-16 | 0
4500587803-[40] | 908305012 : SWITCH,DISC,OVRHD,ABS,60HZ FREQ,110KV | LBS | ROH | RMU000000117 | BOLT SOCKET CAP HEAD M4x40 ¦ 9ABA450075F1012 ¦ Local | 4 | 4 | 0 | free_stock | R58-A-1-K12B_SEP | inventory | 2025-10-28 | LV | Automated: Replaced 9ABA450075F1012 by RMU000000117. | DW01-Dawadmi Warehouse | 2025-07-30 | 2025-07-16 | 0
4500587803-[40] | 908305012 : SWITCH,DISC,OVRHD,ABS,60HZ FREQ,110KV | LBS | ROH | RMU000000118 | Bush Inner Dia 7x25 ¦ 9ABA450075F1013 ¦ Local | 4 | 4 | 0 | free_stock | 1-1-1-1 | inventory | 2025-10-28 | LV | Automated: Replaced 9ABA450075F1013 by RMU000000118. | DW01-Dawadmi Warehouse | 2025-07-30 | 2025-07-16 | 0
4500587803-[40] | 908305012 : SWITCH,DISC,OVRHD,ABS,60HZ FREQ,110KV | LBS | ROH | AE2000-1865-14 | Tube, Ferrule, Red, Inner Diameter 3.5 mm, 1.5 Wire | 20 | 20 | 0 | 6100K013 | INC-1-1-MVBM_SEP | consumption | 2025-09-22 | LV |  | DW01-Dawadmi Warehouse | 2025-07-30 | 2025-07-16 | 0 | [5 empty] | Material Issue Order_MIO | 7506465
4500587803-[40] | 908305012 : SWITCH,DISC,OVRHD,ABS,60HZ FREQ,110KV | LBS | ROH | AX3122 | CHINT_AUXILIARY CONTACT FOR MCB 1NO 1NC AC | 2 | 2 | 0 | free_stock | R62-G-1-K017_SEP | inventory | 2025-10-28 | LV |  | DW01-Dawadmi Warehouse | 2025-07-30 | 2025-07-16 | 0
4500587803-[40] | 908305012 : SWITCH,DISC,OVRHD,ABS,60HZ FREQ,110KV | LBS | ROH | CSB25A9PS2E- B L/R | 2 POSITION, LATCHING, SELECTOR SWITCH, 90DEGREES, 2 CONTACTS EACH, PAD LOCKABLE IN EACH POS (LOCAL/REMOTE) CSB25A9PS2E- B L/R | 2 | 2 | 0 | 6100K006 | 1-1-1-1 | inventory | 2025-10-28 | LV |  | DW01-Dawadmi Warehouse | 2025-07-30 | 2025-07-16 | 0
4500587803-[40] | 908305012 : SWITCH,DISC,OVRHD,ABS,60HZ FREQ,110KV | LBS | ROH | CSB25A9PS2E- B OH/S | 2 POSITION, LATCHING, SELECTOR SWITCH, 90DEGREES, 2 CONTACTS EACH, PAD LOCKABLE IN EACH POS (OH-LBS/SECTIONALIZER) CSB25A9PS2E- B OH/S | 2 | 2 | 0 | 6100K007 | 1-1-1-1 | inventory | 2025-10-28 | LV |  | DW01-Dawadmi Warehouse | 2025-07-30 | 2025-07-16 | 0
4500587803-[40] | 908305012 : SWITCH,DISC,OVRHD,ABS,60HZ FREQ,110KV | LBS | ROH | DF205040971 | φ4*12 Waterproof blind rivets Stainless steel | 40 | 40 | 0 | 6100K013 | 1-1-1-1 | inventory | 2025-10-28 | LV |  | DW01-Dawadmi Warehouse | 2025-07-30 | 2025-07-16 | 0
4500587803-[40] | 908305012 : SWITCH,DISC,OVRHD,ABS,60HZ FREQ,110KV | LBS | ROH | DF240510009 | Self-locking nuts M4 | 4 | 4 | 0 | 6100K013 | 1-1-1-1 | inventory | 2025-10-28 | LV |  | DW01-Dawadmi Warehouse | 2025-07-30 | 2025-07-16 | 0
4500587803-[40] | 908305012 : SWITCH,DISC,OVRHD,ABS,60HZ FREQ,110KV | LBS | ROH | DF240612003 | KSS-CV-150BK CABLE TIES 150X3.6 BALCK | 50 | 50 | 0 | 6100K013 | 1-1-1-1 | inventory | 2025-10-28 | LV |  | DW01-Dawadmi Warehouse | 2025-07-30 | 2025-07-16 | 0
4500587803-[40] | 908305012 : SWITCH,DISC,OVRHD,ABS,60HZ FREQ,110KV | LBS | ROH | DF240612004 | HT-EXS25 EXPANDABLE SLEEVE - 25MM 100MTR/ROL | 2 | 2 | 0 | 6100K013 | 1-1-1-1 | inventory | 2025-10-28 | LV |  | DW01-Dawadmi Warehouse | 2025-07-30 | 2025-07-16 | 0
4500587803-[40] | 908305012 : SWITCH,DISC,OVRHD,ABS,60HZ FREQ,110KV | LBS | ROH | DF240612005 | HT-EXS32 EXPANDABLE SLEEVE - 32MM 100MTR/ROL | 2 | 2 | 0 | 6100K013 | 1-1-1-1 | inventory | 2025-10-28 | LV |  | DW01-Dawadmi Warehouse | 2025-07-30 | 2025-07-16 | 0
4500587803-[40] | 908305012 : SWITCH,DISC,OVRHD,ABS,60HZ FREQ,110KV | LBS | ROH | DF240612006 | KSS-KS-8B 8MM SPIRAL 15-60 WRAPPING BAND 10MTR/BAG | 2 | 2 | 0 | 6100K013 | 1-1-1-1 | inventory | 2025-10-28 | LV |  | DW01-Dawadmi Warehouse | 2025-07-30 | 2025-07-16 | 0
4500587803-[40] | 908305012 : SWITCH,DISC,OVRHD,ABS,60HZ FREQ,110KV | LBS | ROH | DF240612007 | KSS-KS-12B 12MM SPIRAL 20-65 WRAPPING BAND 10MTR/BAG | 2 | 2 | 0 | 6100KDP02 | R54-A-1-K013_SEP | inventory | 2025-10-28 | LV |  | DW01-Dawadmi Warehouse | 2025-07-30 | 2025-07-16 | 0
4500587803-[40] | 908305012 : SWITCH,DISC,OVRHD,ABS,60HZ FREQ,110KV | LBS | ROH | DF241124003 | Spring washersφ6 Stainless steel | 8 | 8 | 0 | 6100K013 | R55-I-1-K013_SEP | inventory | 2025-10-28 | LV |  | DW01-Dawadmi Warehouse | 2025-07-30 | 2025-07-16 | 0
4500587803-[40] | 908305012 : SWITCH,DISC,OVRHD,ABS,60HZ FREQ,110KV | LBS | ROH | DF241126013 | KSS-CV-200MBK BLACK NYLON CABLE TIES (200MMX2.5MM) | 50 | 50 | 0 | 6100K013 | 1-1-1-1 | inventory | 2025-10-28 | LV |  | DW01-Dawadmi Warehouse | 2025-07-30 | 2025-07-16 | 0
4500587803-[40] | 908305012 : SWITCH,DISC,OVRHD,ABS,60HZ FREQ,110KV | LBS | ROH | DF241128001 | spring washerφ4 Stainless Steel | 8 | 8 | 0 | 6100K013 | 1-1-1-1 | inventory | 2025-10-28 | LV |  | DW01-Dawadmi Warehouse | 2025-07-30 | 2025-07-16 | 0
4500587803-[40] | 908305012 : SWITCH,DISC,OVRHD,ABS,60HZ FREQ,110KV | LBS | ROH | DF241128002 | Hex nuts M4 | 8 | 8 | 0 | free_stock | R58-A-1-K017_SEP | inventory | 2025-10-28 | LV |  | DW01-Dawadmi Warehouse | 2025-07-30 | 2025-07-16 | 0
4500587803-[40] | 908305012 : SWITCH,DISC,OVRHD,ABS,60HZ FREQ,110KV | LBS | ROH | DMS 2121 2467-366 | SCREW SELF TAPPING TORX M6 X 12 | 40 | 40 | 0 | free_stock | 1-1-1-1 | inventory | 2025-10-28 | LV |  | DW01-Dawadmi Warehouse | 2025-07-30 | 2025-07-16 | 0
4500587803-[40] | 908305012 : SWITCH,DISC,OVRHD,ABS,60HZ FREQ,110KV | LBS | ROH | DMS 2121 2519-295 | BOLT SOCKET HEAD M4X20 | 4 | 4 | 0 | 6100K007 | 1-1-1-1 | inventory | 2025-10-28 | LV |  | DW01-Dawadmi Warehouse | 2025-07-30 | 2025-07-16 | 0
4500587803-[40] | 908305012 : SWITCH,DISC,OVRHD,ABS,60HZ FREQ,110KV | LBS | ROH | DMS 2121 2519-368 | BOLT SOCKET CAP HEAD M6X16 | 8 | 8 | 0 | free_stock | 1-1-1-1 | inventory | 2025-10-28 | LV |  | DW01-Dawadmi Warehouse | 2025-07-30 | 2025-07-16 | 0
4500587803-[40] | 908305012 : SWITCH,DISC,OVRHD,ABS,60HZ FREQ,110KV | LBS | ROH | DMS 2126 2011-114 | NUT, HEX M5 | 48 | 48 | 0 | 6100K013 | NEW.FLR-1-1-K013_SEP | inventory | 2025-10-28 | LV |  | DW01-Dawadmi Warehouse | 2025-07-30 | 2025-07-16 | 0
4500587803-[40] | 908305012 : SWITCH,DISC,OVRHD,ABS,60HZ FREQ,110KV | LBS | ROH | EC-DIODE-BY255 | Flash light BY255_EC-DIODE-BY255 / EC-DIODE-BY255 Urrm=1300V In=3A | 10 | 10 | 0 | free_stock | R14-L-1-K11B_SEP | inventory | 2025-10-28 | LV |  | DW01-Dawadmi Warehouse | 2025-07-30 | 2025-07-16 | 0
4500587803-[40] | 908305012 : SWITCH,DISC,OVRHD,ABS,60HZ FREQ,110KV | LBS | ROH | HBCBABNCBD1BBBD21G | REC615 2.0- HBCBABNCBD1BBBD21G | 2 | 2 | 0 | 6100K007 | 1-1-1-1 | inventory | 2025-10-28 | LV |  | DW01-Dawadmi Warehouse | 2025-07-30 | 2025-07-16 | 0
4500587803-[40] | 908305012 : SWITCH,DISC,OVRHD,ABS,60HZ FREQ,110KV | LBS | ROH | IN76350001-2 | APT_THERMOSTAT WITHOUT STEM,SETTING: 0-60 DEG.CENTIGRADE | 2 | 2 | 0 | free_stock | 1-1-1-1 | inventory | 2025-10-28 | LV |  | DW01-Dawadmi Warehouse | 2025-07-30 | 2025-07-16 | 0
4500587803-[40] | 908305012 : SWITCH,DISC,OVRHD,ABS,60HZ FREQ,110KV | LBS | ROH | LSA-AD11J50CA | R&Y_AD11-J50CA/LXR23 RED ALARM LAMP 24VDC | 2 | 2 | 0 | free_stock | R58-B-1-K11B_SEP | inventory | 2025-10-28 | LV |  | DW01-Dawadmi Warehouse | 2025-07-30 | 2025-07-16 | 0
4500587803-[40] | 908305012 : SWITCH,DISC,OVRHD,ABS,60HZ FREQ,110KV | LBS | ROH | LXW18-11B | SHF_LXW18-11B / LIMIT SWITCH 1NO+1NC | 4 | 4 | 0 | free_stock | 1-1-1-1 | inventory | 2025-10-28 | LV |  | DW01-Dawadmi Warehouse | 2025-07-30 | 2025-07-16 | 0
4500587803-[40] | 908305012 : SWITCH,DISC,OVRHD,ABS,60HZ FREQ,110KV | LBS | ROH | MMCM-C4/2 | CHINT_AC MINIATURE CIRCUIT BREAKER 2P 4A mMCM-C4/2 | 2 | 2 | 0 | free_stock | R55-R-1-K11B_SEP | inventory | 2025-10-28 | LV |  | DW01-Dawadmi Warehouse | 2025-07-30 | 2025-07-16 | 0
4500587803-[40] | 908305012 : SWITCH,DISC,OVRHD,ABS,60HZ FREQ,110KV | LBS | ROH | MV-OHL-CPT-13.8KV-DP | Double Pole Control PT . Primary 13.8 kV : secondary 0.23kV, 200VA, Class 1. 500VAth .Frequency 60Hz . Out door type . Ambient 55 Degree C. Insulation level 17.5/50/110kV , Voltage factor :1.2Un Cont, As per IEC 61869-1&3. Class E .Primary terminal suitable for cable connection (clamp type) .Colour Grey for out door installation.Type test and routine test reports will be required .Laser printed name plate required.As per SEC Distribution standard Specification. | 2 | 2 | 0 | 6100K017 | NEW.FLR-1-1-K017_SEP | inventory | 2025-10-28 | CPT |  | DW01-Dawadmi Warehouse | 2025-07-30 | 2025-07-16 | 0
4500587803-[40] | 908305012 : SWITCH,DISC,OVRHD,ABS,60HZ FREQ,110KV | LBS | ROH | MV2000-1685-06-W | WHITE TUBE, INNER DIA 3.5MM (1.5 WIRE) | 40 | 40 | 0 | free_stock | 1-1-1-1 | inventory | 2025-10-28 | LV |  | DW01-Dawadmi Warehouse | 2025-07-30 | 2025-07-16 | 0
4500587803-[40] | 908305012 : SWITCH,DISC,OVRHD,ABS,60HZ FREQ,110KV | LBS | ROH | MV2000-1865-01-W | WHITE TUBE, INNER DIA 4.0MM (2.5 WIRE) | 20 | 20 | 0 | 6100K013 | INC-1-1-MVBM_SEP | consumption | 2025-09-22 | LV |  | DW01-Dawadmi Warehouse | 2025-07-30 | 2025-07-16 | 0 | [5 empty] | Material Issue Order_MIO | 7506470
4500587803-[40] | 908305012 : SWITCH,DISC,OVRHD,ABS,60HZ FREQ,110KV | LBS | ROH | NB1-10DC 1P | Miniature Circuit Breaker, MCB, 10A, 1P, C Type, DC | 4 | 4 | 0 | free_stock | R62-G-1-K017_SEP | inventory | 2025-10-28 | LV |  | DW01-Dawadmi Warehouse | 2025-07-30 | 2025-07-16 | 0
4500587803-[40] | 908305012 : SWITCH,DISC,OVRHD,ABS,60HZ FREQ,110KV | LBS | ROH | NB1-6DC 1P | Miniature Circuit Breaker, MCB, 6A, 1P, C Type, DC | 2 | 2 | 0 | free_stock | 1-1-1-1 | inventory | 2025-10-28 | LV |  | DW01-Dawadmi Warehouse | 2025-07-30 | 2025-07-16 | 0
4500587803-[40] | 908305012 : SWITCH,DISC,OVRHD,ABS,60HZ FREQ,110KV | LBS | ROH | NXB24CK630AM4 | Smart Outdoor LBS or Sectionalizer, 13.8kV,3P,600A,60Hz,110kV Bil,PM,SF6,543MM MV-13.8kV /110KV BIL - SEC Item # SW Disc. (90830512),(90830511)LBS & Sectionalizer (908334005) NXB24CK630AM4/Manual-Lock/Gauge/3CT/terminal-Cap-G/SA-Bracket/Painting/Counter | 2 | 2 | 0 | 6100K017 | NEW.FLR-1-1-K017_SEP | inventory | 2025-10-28 | Gas Tank |  | DW01-Dawadmi Warehouse | 2025-07-30 | 2025-07-16 | 0
4500587803-[40] | 908305012 : SWITCH,DISC,OVRHD,ABS,60HZ FREQ,110KV | LBS | ROH | OP-PLT-SEC-T3-230-2907919 | C&J_CJ-T2-AC 10-20kA T2 2P, Ur=230VAC,Uo=255VAC (SURGE PROTECTION UNIT) | 2 | 2 | 0 | free_stock | 1-1-1-1 | inventory | 2025-10-28 | LV |  | DW01-Dawadmi Warehouse | 2025-07-30 | 2025-07-16 | 0
4500587803-[40] | 908305012 : SWITCH,DISC,OVRHD,ABS,60HZ FREQ,110KV | LBS | ROH | PL.AC30 | WZAZURE_PL.AC30 / THREE PIN SOCKET DIN RAIL MOUNTED | 2 | 2 | 0 | free_stock | R56-O-1-K11B_SEP | inventory | 2025-10-28 | LV |  | DW01-Dawadmi Warehouse | 2025-07-30 | 2025-07-16 | 0
4500587803-[40] | 908305012 : SWITCH,DISC,OVRHD,ABS,60HZ FREQ,110KV | LBS | ROH | PXC-0311171 | FB 10- RTK/S - Screw bridge, pitch: 8.2 mm, number of positions: 10, color: silver | 10 | 10 | 0 | 6100K012B | 1-1-1-1 | inventory | 2025-10-28 | LV |  | DW01-Dawadmi Warehouse | 2025-07-30 | 2025-07-16 | 0
4500587803-[40] | 908305012 : SWITCH,DISC,OVRHD,ABS,60HZ FREQ,110KV | LBS | ROH | PXC-3000834 | SCBI 10-6 W - Screw bridge, with spring washer and insulating collar, pitch: 6.2 mm, number of positions: 10, color: silver | 18 | 18 | 0 | free_stock | 1-1-1-1 | inventory | 2025-10-28 | LV |  | DW01-Dawadmi Warehouse | 2025-07-30 | 2025-07-16 | 0
4500587803-[40] | 908305012 : SWITCH,DISC,OVRHD,ABS,60HZ FREQ,110KV | LBS | ROH | PXC-3022218 | CLIPFIX 35 - End bracket, Quick mounting end clamp for NS 35/7,5 DIN rail or NS 35/15 DIN rail, with marking option, width: 9.5 mm, color: gray | 10 | 10 | 0 | 6100K012B | 1-1-1-1 | inventory | 2025-10-28 | LV |  | DW01-Dawadmi Warehouse | 2025-07-30 | 2025-07-16 | 0
4500587803-[40] | 908305012 : SWITCH,DISC,OVRHD,ABS,60HZ FREQ,110KV | LBS | ROH | PXC-3059809 | D-TB 4/10 - Cover, depth: 35.9 mm, width: 1.8 mm, height: 42.5 mm, color: dark gray | 20 | 20 | 0 | 6100K012B | 1-1-1-1 | inventory | 2025-10-28 | LV |  | DW01-Dawadmi Warehouse | 2025-07-30 | 2025-07-16 | 0
4500587803-[40] | 908305012 : SWITCH,DISC,OVRHD,ABS,60HZ FREQ,110KV | LBS | ROH | PXC-3246966 | E/TB - End bracket, for assembly on NS 32 or NS 35/7.5 DIN rail | 18 | 18 | 0 | 6100K007 | 1-1-1-1 | inventory | 2025-10-28 | LV |  | DW01-Dawadmi Warehouse | 2025-07-30 | 2025-07-16 | 0
4500587803-[40] | 908305012 : SWITCH,DISC,OVRHD,ABS,60HZ FREQ,110KV | LBS | ROH | PXC.3246023 | PHOENIX CONTACT_TB 4 EI / SCREW TERMINAL, 2PTS, 4 SQMM GREY | 120 | 120 | 0 | free_stock | R67-O-1-K11B_SEP | inventory | 2025-10-28 | LV |  | DW01-Dawadmi Warehouse | 2025-07-30 | 2025-07-16 | 0
4500587803-[40] | 908305012 : SWITCH,DISC,OVRHD,ABS,60HZ FREQ,110KV | LBS | ROH | PXC.5775287 | PHOENIX CONTACT_TB6-RTK-02 / DISCONNECT TERMINAL BLOCK 6 SQMM | 48 | 48 | 0 | free_stock | R15-I-1-K11A_SEP | inventory | 2025-10-28 | LV |  | DW01-Dawadmi Warehouse | 2025-07-30 | 2025-07-16 | 0
4500587803-[40] | 908305012 : SWITCH,DISC,OVRHD,ABS,60HZ FREQ,110KV | LBS | ROH | RH050 | VISHAY_HEATER RH050, 50W 4.7KOHM, 120-240V AC/DC | 2 | 2 | 0 | free_stock | R16-B-1-K11B_SEP | inventory | 2025-10-28 | LV |  | DW01-Dawadmi Warehouse | 2025-07-30 | 2025-07-16 | 0
4500587803-[40] | 908305012 : SWITCH,DISC,OVRHD,ABS,60HZ FREQ,110KV | LBS | ROH | RMU000000108 | Plain Washer M5 ¦ 9ABA450075F1003 ¦ Local | 54 | 54 | 0 | free_stock | 1-1-1-1 | inventory | 2025-10-28 | LV |  | DW01-Dawadmi Warehouse | 2025-07-30 | 2025-07-16 | 0
4500587803-[40] | 908305012 : SWITCH,DISC,OVRHD,ABS,60HZ FREQ,110KV | LBS | ROH | RMU000000113 | Lock Washer M5 ¦ 9ABA450075F1008 ¦ Local | 6 | 6 | 0 | 6100K007 | 1-1-1-1 | inventory | 2025-10-28 | LV |  | DW01-Dawadmi Warehouse | 2025-07-30 | 2025-07-16 | 0
4500587803-[40] | 908305012 : SWITCH,DISC,OVRHD,ABS,60HZ FREQ,110KV | LBS | ROH | RMU000000298 | CHINT_AUXILIARY CONTACT FOR MCB 1NO 1NC DC (XF9) | 2 | 2 | 0 | free_stock | 1-1-1-1 | inventory | 2025-10-28 | LV |  | DW01-Dawadmi Warehouse | 2025-07-30 | 2025-07-16 | 0
4500587803-[40] | 908305012 : SWITCH,DISC,OVRHD,ABS,60HZ FREQ,110KV | LBS | ROH | SEP10052 | ‭DISCONNECTING TB FOR CT, OTTA 6-T, BOLT W/O SPRING/0790462/OTTA 6-T P/P‬ | 12 | 12 | 0 | free_stock | 1-1-1-1 | inventory | 2025-10-28 | LV |  | DW01-Dawadmi Warehouse | 2025-07-30 | 2025-07-16 | 0
4500587803-[40] | 908305012 : SWITCH,DISC,OVRHD,ABS,60HZ FREQ,110KV | LBS | ROH | SEP10120 | ‭TIE MOUNT FOR SPARE TIE/HC-102/HC-102‬ | 20 | 20 | 0 | free_stock | R58-R-1-K007_SEP | inventory | 2025-10-28 | LV |  | DW01-Dawadmi Warehouse | 2025-07-30 | 2025-07-16 | 0
4500587803-[40] | 908305012 : SWITCH,DISC,OVRHD,ABS,60HZ FREQ,110KV | LBS | ROH | SEP10128 | ‭DIN RAIL SLOTTED/35X15X1.5X2 - HOLE/DIN RAIL‬ | 1 | 1 | 0 | 6100K006 | 1-1-1-1 | inventory | 2025-10-28 | LV |  | DW01-Dawadmi Warehouse | 2025-07-30 | 2025-07-16 | 0
4500587803-[40] | 908305012 : SWITCH,DISC,OVRHD,ABS,60HZ FREQ,110KV | LBS | ROH | SEP10160 | TRAFFOLYTE, BLACK/WHITE/WHITE - BLACK/TRAFFOLYTE | 1 | 1 | 0 | free_stock | R14-A-1-MVBM_SEP | inventory | 2025-10-28 | LV |  | DW01-Dawadmi Warehouse | 2025-07-30 | 2025-07-16 | 0
4500587803-[40] | 908305012 : SWITCH,DISC,OVRHD,ABS,60HZ FREQ,110KV | LBS | ROH | SEP10481 | End Cover, D-URTK ¦ 310020 ¦ PHOENIX | 2 | 2 | 0 | free_stock | 1-1-1-1 | inventory | 2025-10-28 | LV |  | DW01-Dawadmi Warehouse | 2025-07-30 | 2025-07-16 | 0
4500587803-[40] | 908305012 : SWITCH,DISC,OVRHD,ABS,60HZ FREQ,110KV | LBS | ROH | SEP10555 | TB NUMBERING MARKER (BLANK), UCT-TM 6 / 0828736 | 20 | 20 | 0 | free_stock | R15-B-1-K006_SEP | inventory | 2025-10-28 | LV |  | DW01-Dawadmi Warehouse | 2025-07-30 | 2025-07-16 | 0
4500587803-[40] | 908305012 : SWITCH,DISC,OVRHD,ABS,60HZ FREQ,110KV | LBS | ROH | SEP10556 | TB NUMBERING MARKER (BLANK), UCT-TM 8 / 0828740 | 12 | 12 | 0 | free_stock | 1-1-1-1 | inventory | 2025-10-28 | LV |  | DW01-Dawadmi Warehouse | 2025-07-30 | 2025-07-16 | 0
4500587803-[40] | 908305012 : SWITCH,DISC,OVRHD,ABS,60HZ FREQ,110KV | LBS | ROH | SEP10962 | TB, Terminal block, plastic, for 2.5mm wires, 12 connections per set | 0.33333 | 0.33333 | 0 | free_stock | 1-1-1-1 | inventory | 2025-10-28 | LV |  | DW01-Dawadmi Warehouse | 2025-07-30 | 2025-07-16 | 0
4500587803-[40] | 908305012 : SWITCH,DISC,OVRHD,ABS,60HZ FREQ,110KV | LBS | ROH | SEP11131 | Cable, Control, 1 CORE CU/PVC, 1.0 Sq.mm, Black, 105°, 600/1000V , 1 x 91.4 m | 1 | 1 | 0 | 6100K011B | NEW.FLR-1-1-K12B_SEP | consumption | 2025-10-16 | LV |  | DW01-Dawadmi Warehouse | 2025-07-30 | 2025-07-16 | 0 | [5 empty] | Work in Process Pick | 8151029
4500587803-[40] | 908305012 : SWITCH,DISC,OVRHD,ABS,60HZ FREQ,110KV | LBS | ROH | SEP11143 | Cable, Control, 1 CORE CU/PVC, 2.5 Sq.mm, Red, 105°, 600/1000V , 1 x 91.4 m | 0.6 | 0.6 | 0 | free_stock | 1-1-1-1 | inventory | 2025-10-28 | LV |  | DW01-Dawadmi Warehouse | 2025-07-30 | 2025-07-16 | 0
4500587803-[40] | 908305012 : SWITCH,DISC,OVRHD,ABS,60HZ FREQ,110KV | LBS | ROH | SEP11146 | Cable, Control, 1 CORE CU/PVC, 2.5 Sq.mm, Black, 105°, 600/1000V , 1 x 91.4 m | 2 | 2 | 0 | free_stock | 1-1-1-1 | inventory | 2025-10-28 | LV |  | DW01-Dawadmi Warehouse | 2025-07-30 | 2025-07-16 | 0
4500587803-[40] | 908305012 : SWITCH,DISC,OVRHD,ABS,60HZ FREQ,110KV | LBS | ROH | SEP11151 | Cable, Control, 1 CORE CU/PVC, 2.5 Sq.mm Yellow/Green, 105°, 600/1000V , 1 x 91.4 m | 0.6 | 0.6 | 0 | free_stock | R14-J-1-MVBM_SEP | inventory | 2025-10-28 | LV |  | DW01-Dawadmi Warehouse | 2025-07-30 | 2025-07-16 | 0
4500587803-[40] | 908305012 : SWITCH,DISC,OVRHD,ABS,60HZ FREQ,110KV | LBS | ROH | SFB220A24H300 | BEB OR DFE_SFB220A24H300/24VDC / BATTERY CHARGER INPUT 220VAC,OUTPUT 24VDC | 2 | 2 | 0 | free_stock | R56-P-1-K11B_SEP | inventory | 2025-10-28 | LV |  | DW01-Dawadmi Warehouse | 2025-07-30 | 2025-07-16 | 0
4500587803-[40] | 908305012 : SWITCH,DISC,OVRHD,ABS,60HZ FREQ,110KV | LBS | ROH | VBC6-30-01-01 | ABB_VBC6-30-01-01 MINI REVERSING CONTACTOR | 2 | 2 | 0 | free_stock | R57-I-1-1 | inventory | 2025-10-28 | LV |  | DW01-Dawadmi Warehouse | 2025-07-30 | 2025-07-16 | 0
4500587803-[40] | 908305012 : SWITCH,DISC,OVRHD,ABS,60HZ FREQ,110KV | LBS | ROH | RMU000000119 | BOLT SOCKET CAP HEAD M3x12 ¦ 9ABA450075F1014 ¦ Local | 24 | 24 | 0 | 6100K006 | 1-1-1-1 | inventory | 2025-10-28 | LV | Automated: Replaced 9ABA450075F1014 by RMU000000119. | DW01-Dawadmi Warehouse | 2025-07-30 | 2025-07-16 | 0
4500587803-[40] | 908305012 : SWITCH,DISC,OVRHD,ABS,60HZ FREQ,110KV | LBS | ROH | RMU000000120 | SEC Logo (Alminum 136x76) ¦ 9ABA450075F1015 ¦ Local | 2 | 2 | 0 | free_stock | 1-1-1-1 | inventory | 2025-10-28 | LV | Automated: Replaced 9ABA450075F1015 by RMU000000120. | DW01-Dawadmi Warehouse | 2025-07-30 | 2025-07-16 | 0
4500587803-[40] | 908305012 : SWITCH,DISC,OVRHD,ABS,60HZ FREQ,110KV | LBS | ROH | RMU000000121 | Danger Sign (Alminum 136x76) ¦ 9ABA450075F1016 ¦ Local | 2 | 2 | 0 | free_stock | INC-1-1-K017_SEP | inventory | 2025-10-28 | LV | Automated: Replaced 9ABA450075F1016 by RMU000000121. | DW01-Dawadmi Warehouse | 2025-07-30 | 2025-07-16 | 0
4500587803-[40] | 908305012 : SWITCH,DISC,OVRHD,ABS,60HZ FREQ,110KV | LBS | ROH | RMU000000123 | LBS/Sectionalizer SEP Branding Label ¦ 9ABA450075F1018 ¦ Local | 2 | 2 | 0 | free_stock | INC-1-1-K11B_SEP | inventory | 2025-10-28 | LV | Automated: Replaced 9ABA450075F1018 by RMU000000123. | DW01-Dawadmi Warehouse | 2025-07-30 | 2025-07-16 | 0
4500587803-[40] | 908305012 : SWITCH,DISC,OVRHD,ABS,60HZ FREQ,110KV | LBS | ROH | DF240907005 | Flat Washers φ3 Stainless Steel | 32 | 32 | 0 | free_stock | R58-A-1-K017_SEP | inventory | 2025-10-28 | LV |  | DW01-Dawadmi Warehouse | 2025-07-30 | 2025-07-16 | 0
4500587803-[40] | 908305012 : SWITCH,DISC,OVRHD,ABS,60HZ FREQ,110KV | LBS | ROH | DMS 2126 2011-111 | NUT, HEX M3 | 32 | 32 | 0 | free_stock | R58-A-1-K017_SEP | inventory | 2025-10-28 | LV |  | DW01-Dawadmi Warehouse | 2025-07-30 | 2025-07-16 | 0
4500587803-[40] | 908305012 : SWITCH,DISC,OVRHD,ABS,60HZ FREQ,110KV | LBS | ROH | MV-CPT -CABL-ASSY | Cable Assembly - Outdoor flexible cable Black PVC 450/750 V, 95 °C heat & flame retardent, stranded annealed copper conductor, 4Cx 2.5 mm² of length 12 meter with connector type HQ-005-M (male connector) with H3A-MTG-M20 (hood) and DLX-M20 (gland) with H3A-KDBP (cover) terminated on one end (opposite end do not require processing), with steel cable tags on both cable ends, cable tag text "CPT cable" and loose supply of 1 base type H3A-MAG (base) with HQ-005-F (female connector) and H3A-KDTP (cover) - Used for OVR/LBS/Sectionalizer CPT connection | 2 | 2 | 0 | 6100K007 | 1-1-1-1 | inventory | 2025-10-28 | Cable |  | DW01-Dawadmi Warehouse | 2025-07-30 | 2025-07-16 | 0
4500587803-[40] | 908305012 : SWITCH,DISC,OVRHD,ABS,60HZ FREQ,110KV | LBS | ROH | MV-CT -C-CABL-ASSY-LBS | Cable Assembly - Outdoor flexible cable Black PVC 450/750 V, 95 °C heat & flame retardent, stranded annealed copper conductor, 10Cx 1.0 mm² of length 12 meter with connector type HQ-012-M (male connector) with H3A-MTG-M20 (hood) and DLX-M20 (gland) with H3A-KDBP (cover) terminated on one end (opposite end do not require processing), with steel cable tags on both cable ends, cable tag text "CT cable" and loose supply of 1 base type H3A-MAG (base) with HQ-012-F (female connector) and H3A-KDTP (cover) -Used for LBS/Sectionalizer CT connection | 2 | 2 | 0 | 6100K007 | 1-1-1-1 | inventory | 2025-10-28 | Cable |  | DW01-Dawadmi Warehouse | 2025-07-30 | 2025-07-16 | 0
4500587803-[40] | 908305012 : SWITCH,DISC,OVRHD,ABS,60HZ FREQ,110KV | LBS | ROH | MV-CVD-CABL-ASSY-LBS | Cable Assembly - Outdoor flexible cable Black PVC 450/750 V, 95 °C heat & flame retardent, stranded annealed copper conductor, 10C x 2 x 0.22 mm² of length 12 meter with connector type YD41-16TK-D20 terminated on one end (opposite end do not require processing), with steel cable tags on both cable ends, cable tag text "CVD cable" and loose supply of 1 base type YD41-16ZJ - Used for LBS/Sectionalizer CVD connection | 2 | 2 | 0 | 6100K007 | 1-1-1-1 | inventory | 2025-10-28 | Cable |  | DW01-Dawadmi Warehouse | 2025-07-30 | 2025-07-16 | 0
4500587803-[40] | 908305012 : SWITCH,DISC,OVRHD,ABS,60HZ FREQ,110KV | LBS | ROH | MV-MOT-C-CABL-ASSY-LBS | Cable Assembly | 2 | 2 | 0 | 6100K012B | 1-1-1-1 | inventory | 2025-10-28 | Cable | Automated: Replaced MV-MOT -C-CABL-ASSY-LBS by MV-MOT-C-CABL-ASSY-LBS. | DW01-Dawadmi Warehouse | 2025-07-30 | 2025-07-16 | 0
4500587810-[30] | 908305012 : SWITCH,DISC,OVRHD,ABS,60HZ FREQ,110KV | LBS | ROH | 13-B100DY | GREEN PUSH BOTTON WITH START ADAPTER | 5 | 5 | 0 | 6100K013 | R57-G-1-1 | inventory | 2025-10-28 | LV |  | JD01-Jeddah Central Warehouse | 2025-07-30 | 2025-07-16 | 0
4500587810-[30] | 908305012 : SWITCH,DISC,OVRHD,ABS,60HZ FREQ,110KV | LBS | ROH | 13-B200DK | RED PUSH BOTTON WITH ADAPTER STOP | 5 | 5 | 0 | 6100K013 | R56-J-1-1 | inventory | 2025-10-28 | LV |  | JD01-Jeddah Central Warehouse | 2025-07-30 | 2025-07-16 | 0
4500587810-[30] | 908305012 : SWITCH,DISC,OVRHD,ABS,60HZ FREQ,110KV | LBS | ROH | 13-B3 | BA9S ILLUMINATION CONTACT BLOCK HOLDER | 10 | 10 | 0 | 6100K013 | R57-O-1-1 | inventory | 2025-10-28 | LV |  | JD01-Jeddah Central Warehouse | 2025-07-30 | 2025-07-16 | 0
4500587810-[30] | 908305012 : SWITCH,DISC,OVRHD,ABS,60HZ FREQ,110KV | LBS | ROH | 13-LED24K | 24V BA9S LED LAMP RED | 5 | 5 | 0 | 6100K013 | R57-G-1-1 | inventory | 2025-10-28 | LV |  | JD01-Jeddah Central Warehouse | 2025-07-30 | 2025-07-16 | 0
4500587810-[30] | 908305012 : SWITCH,DISC,OVRHD,ABS,60HZ FREQ,110KV | LBS | ROH | 13-LED24Y | 24V BA9S LED LAMP GREEN | 5 | 5 | 0 | 6100K013 | R57-G-1-1 | inventory | 2025-10-28 | LV |  | JD01-Jeddah Central Warehouse | 2025-07-30 | 2025-07-16 | 0
4500587810-[30] | 908305012 : SWITCH,DISC,OVRHD,ABS,60HZ FREQ,110KV | LBS | ROH | 13-MBSD24S | INDICATION LIGHT YELLOW 24V AC/DC | 5 | 5 | 0 | free_stock | 1-1-1-1 | inventory | 2025-10-28 | LV |  | JD01-Jeddah Central Warehouse | 2025-07-30 | 2025-07-16 | 0
4500587810-[30] | 908305012 : SWITCH,DISC,OVRHD,ABS,60HZ FREQ,110KV | LBS | ROH | LL10-W | ABB_LL10-W / LL10-W, AC/DC90-264V 50/60HZ | 5 | 5 | 0 | free_stock | 1-1-1-1 | inventory | 2025-10-28 | LV | Automated: Replaced 1YAB53301XIX0000 by LL10-W. | JD01-Jeddah Central Warehouse | 2025-07-30 | 2025-07-16 | 0
4500587810-[30] | 908305012 : SWITCH,DISC,OVRHD,ABS,60HZ FREQ,110KV | LBS | ROH | 1YAB5355CAB0000 | End Cover, D-OTTA6-T ¦ 790459 ¦ PHOENIX | 5 | 5 | 0 | free_stock | 1-1-1-1 | inventory | 2025-10-28 | LV |  | JD01-Jeddah Central Warehouse | 2025-07-30 | 2025-07-16 | 0
4500587810-[30] | 908305012 : SWITCH,DISC,OVRHD,ABS,60HZ FREQ,110KV | LBS | ROH | 1YAB5355DXB0000 | Marker, Terminal Strip, KLM-A ¦ 1004348 ¦ PHOENIX | 25 | 25 | 0 | free_stock | R59-G-1-MVBM_SEP | inventory | 2025-10-28 | LV |  | JD01-Jeddah Central Warehouse | 2025-07-30 | 2025-07-16 | 0
4500587810-[30] | 908305012 : SWITCH,DISC,OVRHD,ABS,60HZ FREQ,110KV | LBS | ROH | 1YHT480008P0311 | Empty LV Box for LBS & Sectionalizer (SECTOS 13.8kV & 33kV) with bracket for single pole | 5 | 5 | 0 | 6100K012B | WH2-1-1-K12B_SEP | inventory | 2025-10-28 | LV |  | JD01-Jeddah Central Warehouse | 2025-07-30 | 2025-07-16 | 0
4500587810-[30] | 908305012 : SWITCH,DISC,OVRHD,ABS,60HZ FREQ,110KV | LBS | ROH | 205036416 | Flat Washersφ4 | 30 | 30 | 0 | 6100K013 | 1-1-1-1 | inventory | 2025-10-28 | LV |  | JD01-Jeddah Central Warehouse | 2025-07-30 | 2025-07-16 | 0
4500587810-[30] | 908305012 : SWITCH,DISC,OVRHD,ABS,60HZ FREQ,110KV | LBS | ROH | 205041920 | Flat Washersφ6 | 20 | 20 | 0 | free_stock | 1-1-1-1 | inventory | 2025-10-28 | LV |  | JD01-Jeddah Central Warehouse | 2025-07-30 | 2025-07-16 | 0
4500587810-[30] | 908305012 : SWITCH,DISC,OVRHD,ABS,60HZ FREQ,110KV | LBS | ROH | 208004917 | 4G Communication Module, Make: China inhand, ,Ord:: Inhand IR302-FQ58 with Mushroom Antenna | 5 | 5 | 0 | 6100K013 | 1-1-1-1 | inventory | 2025-10-28 | LV |  | JD01-Jeddah Central Warehouse | 2025-07-30 | 2025-07-16 | 0
4500587810-[30] | 908305012 : SWITCH,DISC,OVRHD,ABS,60HZ FREQ,110KV | LBS | ROH | 211002077 | Hex nut M6 | 20 | 20 | 0 | 6100K013 | 1-1-1-1 | inventory | 2025-10-28 | LV |  | JD01-Jeddah Central Warehouse | 2025-07-30 | 2025-07-16 | 0
4500587810-[30] | 908305012 : SWITCH,DISC,OVRHD,ABS,60HZ FREQ,110KV | LBS | ROH | 5XECD.086.051 | Single Pole Mounting Brackets for LBS & Sectionalizer GT(SECTOS 13.8kV & 33kV) | 5 | 5 | 0 | free_stock | 1-1-1-1 | inventory | 2025-10-28 | Bracket |  | JD01-Jeddah Central Warehouse | 2025-07-30 | 2025-07-16 | 0
4500587810-[30] | 908305012 : SWITCH,DISC,OVRHD,ABS,60HZ FREQ,110KV | LBS | ROH | 5XECD.086.093.1 | Single Pole Mounting Brackets for CPT for LBS/Sectionalizer/Auto Recloser (SECTOS / OVR 13.8kV & 33kV) | 5 | 5 | 0 | free_stock | NEW.FLR-1-1-K12B_SEP | inventory | 2025-10-28 | Bracket |  | JD01-Jeddah Central Warehouse | 2025-07-30 | 2025-07-16 | 0
4500587810-[30] | 908305012 : SWITCH,DISC,OVRHD,ABS,60HZ FREQ,110KV | LBS | ROH | 6-CNFJ-22 | ZHE_6-CNFJ-22 / 12V 22Ah STORAGE BATTERY | 10 | 10 | 0 | 6100K007 | 1-1-1-1 | inventory | 2025-10-28 | LV |  | JD01-Jeddah Central Warehouse | 2025-07-30 | 2025-07-16 | 0
4500587810-[30] | 908305012 : SWITCH,DISC,OVRHD,ABS,60HZ FREQ,110KV | LBS | ROH | RMU000000106 | BOLT SOCKET CAP HEAD M5x60 ¦ 9ABA450075F1001 ¦ Local | 20 | 20 | 0 | 6100K007 | 1-1-1-1 | inventory | 2025-10-28 | LV | Automated: Replaced 9ABA450075F1001 by RMU000000106. | JD01-Jeddah Central Warehouse | 2025-07-30 | 2025-07-16 | 0
4500587810-[30] | 908305012 : SWITCH,DISC,OVRHD,ABS,60HZ FREQ,110KV | LBS | ROH | RMU000000107 | Bush Inner Dia 7x49 ¦ 9ABA450075F1002 ¦ Local | 20 | 20 | 0 | free_stock | R58-A-1-K11B_SEP | inventory | 2025-10-28 | LV | Automated: Replaced 9ABA450075F1002 by RMU000000107. | JD01-Jeddah Central Warehouse | 2025-07-30 | 2025-07-16 | 0
4500587810-[30] | 908305012 : SWITCH,DISC,OVRHD,ABS,60HZ FREQ,110KV | LBS | ROH | RMU000000109 | BOLT SOCKET CAP HEAD M5x20 ¦ 9ABA450075F1004 ¦ Local | 50 | 50 | 0 | free_stock | 1-1-1-1 | inventory | 2025-10-28 | LV | Automated: Replaced 9ABA450075F1004 by RMU000000109. | JD01-Jeddah Central Warehouse | 2025-07-30 | 2025-07-16 | 0
4500587810-[30] | 908305012 : SWITCH,DISC,OVRHD,ABS,60HZ FREQ,110KV | LBS | ROH | RMU000000110 | BOLT SOCKET CAP HEAD M4x45 ¦ 9ABA450075F1005 ¦ Local | 10 | 10 | 0 | free_stock | 1-1-1-1 | inventory | 2025-10-28 | LV | Automated: Replaced 9ABA450075F1005 by RMU000000110. | JD01-Jeddah Central Warehouse | 2025-07-30 | 2025-07-16 | 0
4500587810-[30] | 908305012 : SWITCH,DISC,OVRHD,ABS,60HZ FREQ,110KV | LBS | ROH | RMU000000112 | BOLT SOCKET CAP HEAD M5x16 ¦ 9ABA450075F1007 ¦ Local | 60 | 60 | 0 | free_stock | 1-1-1-1 | inventory | 2025-10-28 | LV | Automated: Replaced 9ABA450075F1007 by RMU000000112. | JD01-Jeddah Central Warehouse | 2025-07-30 | 2025-07-16 | 0
4500587810-[30] | 908305012 : SWITCH,DISC,OVRHD,ABS,60HZ FREQ,110KV | LBS | ROH | RMU000000113 | Lock Washer M5 ¦ 9ABA450075F1008 ¦ Local | 60 | 60 | 0 | free_stock | 1-1-1-1 | inventory | 2025-10-28 | LV | Automated: Replaced 9ABA450075F1008 by RMU000000113. | JD01-Jeddah Central Warehouse | 2025-07-30 | 2025-07-16 | 0
4500587810-[30] | 908305012 : SWITCH,DISC,OVRHD,ABS,60HZ FREQ,110KV | LBS | ROH | RMU000000114 | BOLT SOCKET CAP HEAD M3x20 ¦ 9ABA450075F1009 ¦ Local | 20 | 20 | 0 | free_stock | 1-1-1-1 | inventory | 2025-10-28 | LV | Automated: Replaced 9ABA450075F1009 by RMU000000114. | JD01-Jeddah Central Warehouse | 2025-07-30 | 2025-07-16 | 0
4500587810-[30] | 908305012 : SWITCH,DISC,OVRHD,ABS,60HZ FREQ,110KV | LBS | ROH | RMU000000115 | Lock Washer M3 ¦ 9ABA450075F1010 ¦ Local | 20 | 20 | 0 | 6100K012B | 1-1-1-1 | inventory | 2025-10-28 | LV | Automated: Replaced 9ABA450075F1010 by RMU000000115. | JD01-Jeddah Central Warehouse | 2025-07-30 | 2025-07-16 | 0
4500587810-[30] | 908305012 : SWITCH,DISC,OVRHD,ABS,60HZ FREQ,110KV | LBS | ROH | RMU000000116 | Polycarbonate for limit switch ¦ 9ABA450075F1011 ¦ Local | 5 | 5 | 0 | free_stock | 1-1-1-1 | inventory | 2025-10-28 | LV | Automated: Replaced 9ABA450075F1011 by RMU000000116. | JD01-Jeddah Central Warehouse | 2025-07-30 | 2025-07-16 | 0
4500587810-[30] | 908305012 : SWITCH,DISC,OVRHD,ABS,60HZ FREQ,110KV | LBS | ROH | RMU000000117 | BOLT SOCKET CAP HEAD M4x40 ¦ 9ABA450075F1012 ¦ Local | 10 | 10 | 0 | free_stock | R58-A-1-K12B_SEP | inventory | 2025-10-28 | LV | Automated: Replaced 9ABA450075F1012 by RMU000000117. | JD01-Jeddah Central Warehouse | 2025-07-30 | 2025-07-16 | 0
4500587810-[30] | 908305012 : SWITCH,DISC,OVRHD,ABS,60HZ FREQ,110KV | LBS | ROH | RMU000000118 | Bush Inner Dia 7x25 ¦ 9ABA450075F1013 ¦ Local | 10 | 10 | 0 | free_stock | 1-1-1-1 | inventory | 2025-10-28 | LV | Automated: Replaced 9ABA450075F1013 by RMU000000118. | JD01-Jeddah Central Warehouse | 2025-07-30 | 2025-07-16 | 0
4500587810-[30] | 908305012 : SWITCH,DISC,OVRHD,ABS,60HZ FREQ,110KV | LBS | ROH | AE2000-1865-14 | Tube, Ferrule, Red, Inner Diameter 3.5 mm, 1.5 Wire | 50 | 50 | 0 | 6100K013 | INC-1-1-MVBM_SEP | consumption | 2025-09-22 | LV |  | JD01-Jeddah Central Warehouse | 2025-07-30 | 2025-07-16 | 0 | [5 empty] | Material Issue Order_MIO | 7506465
4500587810-[30] | 908305012 : SWITCH,DISC,OVRHD,ABS,60HZ FREQ,110KV | LBS | ROH | AX3122 | CHINT_AUXILIARY CONTACT FOR MCB 1NO 1NC AC | 5 | 5 | 0 | free_stock | R62-G-1-K017_SEP | inventory | 2025-10-28 | LV |  | JD01-Jeddah Central Warehouse | 2025-07-30 | 2025-07-16 | 0
4500587810-[30] | 908305012 : SWITCH,DISC,OVRHD,ABS,60HZ FREQ,110KV | LBS | ROH | CSB25A9PS2E- B L/R | 2 POSITION, LATCHING, SELECTOR SWITCH, 90DEGREES, 2 CONTACTS EACH, PAD LOCKABLE IN EACH POS (LOCAL/REMOTE) CSB25A9PS2E- B L/R | 5 | 5 | 0 | 6100K006 | 1-1-1-1 | inventory | 2025-10-28 | LV |  | JD01-Jeddah Central Warehouse | 2025-07-30 | 2025-07-16 | 0
4500587810-[30] | 908305012 : SWITCH,DISC,OVRHD,ABS,60HZ FREQ,110KV | LBS | ROH | CSB25A9PS2E- B OH/S | 2 POSITION, LATCHING, SELECTOR SWITCH, 90DEGREES, 2 CONTACTS EACH, PAD LOCKABLE IN EACH POS (OH-LBS/SECTIONALIZER) CSB25A9PS2E- B OH/S | 5 | 5 | 0 | 6100K007 | 1-1-1-1 | inventory | 2025-10-28 | LV |  | JD01-Jeddah Central Warehouse | 2025-07-30 | 2025-07-16 | 0
4500587810-[30] | 908305012 : SWITCH,DISC,OVRHD,ABS,60HZ FREQ,110KV | LBS | ROH | DF205040971 | φ4*12 Waterproof blind rivets Stainless steel | 100 | 100 | 0 | 6100K013 | 1-1-1-1 | inventory | 2025-10-28 | LV |  | JD01-Jeddah Central Warehouse | 2025-07-30 | 2025-07-16 | 0
4500587810-[30] | 908305012 : SWITCH,DISC,OVRHD,ABS,60HZ FREQ,110KV | LBS | ROH | DF240510009 | Self-locking nuts M4 | 10 | 10 | 0 | 6100K013 | 1-1-1-1 | inventory | 2025-10-28 | LV |  | JD01-Jeddah Central Warehouse | 2025-07-30 | 2025-07-16 | 0
4500587810-[30] | 908305012 : SWITCH,DISC,OVRHD,ABS,60HZ FREQ,110KV | LBS | ROH | DF240612003 | KSS-CV-150BK CABLE TIES 150X3.6 BALCK | 125 | 125 | 0 | 6100K013 | 1-1-1-1 | inventory | 2025-10-28 | LV |  | JD01-Jeddah Central Warehouse | 2025-07-30 | 2025-07-16 | 0
4500587810-[30] | 908305012 : SWITCH,DISC,OVRHD,ABS,60HZ FREQ,110KV | LBS | ROH | DF240612004 | HT-EXS25 EXPANDABLE SLEEVE - 25MM 100MTR/ROL | 5 | 5 | 0 | 6100K013 | 1-1-1-1 | inventory | 2025-10-28 | LV |  | JD01-Jeddah Central Warehouse | 2025-07-30 | 2025-07-16 | 0
4500587810-[30] | 908305012 : SWITCH,DISC,OVRHD,ABS,60HZ FREQ,110KV | LBS | ROH | DF240612005 | HT-EXS32 EXPANDABLE SLEEVE - 32MM 100MTR/ROL | 5 | 5 | 0 | 6100K013 | 1-1-1-1 | inventory | 2025-10-28 | LV |  | JD01-Jeddah Central Warehouse | 2025-07-30 | 2025-07-16 | 0
4500587810-[30] | 908305012 : SWITCH,DISC,OVRHD,ABS,60HZ FREQ,110KV | LBS | ROH | DF240612006 | KSS-KS-8B 8MM SPIRAL 15-60 WRAPPING BAND 10MTR/BAG | 5 | 5 | 0 | 6100K013 | 1-1-1-1 | inventory | 2025-10-28 | LV |  | JD01-Jeddah Central Warehouse | 2025-07-30 | 2025-07-16 | 0
4500587810-[30] | 908305012 : SWITCH,DISC,OVRHD,ABS,60HZ FREQ,110KV | LBS | ROH | DF240612007 | KSS-KS-12B 12MM SPIRAL 20-65 WRAPPING BAND 10MTR/BAG | 5 | 5 | 0 | 6100KDP02 | R54-A-1-K013_SEP | inventory | 2025-10-28 | LV |  | JD01-Jeddah Central Warehouse | 2025-07-30 | 2025-07-16 | 0
4500587810-[30] | 908305012 : SWITCH,DISC,OVRHD,ABS,60HZ FREQ,110KV | LBS | ROH | DF241124003 | Spring washersφ6 Stainless steel | 20 | 20 | 0 | 6100K013 | R55-I-1-K013_SEP | inventory | 2025-10-28 | LV |  | JD01-Jeddah Central Warehouse | 2025-07-30 | 2025-07-16 | 0
4500587810-[30] | 908305012 : SWITCH,DISC,OVRHD,ABS,60HZ FREQ,110KV | LBS | ROH | DF241126013 | KSS-CV-200MBK BLACK NYLON CABLE TIES (200MMX2.5MM) | 125 | 125 | 0 | 6100K013 | 1-1-1-1 | inventory | 2025-10-28 | LV |  | JD01-Jeddah Central Warehouse | 2025-07-30 | 2025-07-16 | 0
4500587810-[30] | 908305012 : SWITCH,DISC,OVRHD,ABS,60HZ FREQ,110KV | LBS | ROH | DF241128001 | spring washerφ4 Stainless Steel | 20 | 20 | 0 | 6100K013 | 1-1-1-1 | inventory | 2025-10-28 | LV |  | JD01-Jeddah Central Warehouse | 2025-07-30 | 2025-07-16 | 0
4500587810-[30] | 908305012 : SWITCH,DISC,OVRHD,ABS,60HZ FREQ,110KV | LBS | ROH | DF241128002 | Hex nuts M4 | 20 | 20 | 0 | free_stock | R58-A-1-K017_SEP | inventory | 2025-10-28 | LV |  | JD01-Jeddah Central Warehouse | 2025-07-30 | 2025-07-16 | 0
4500587810-[30] | 908305012 : SWITCH,DISC,OVRHD,ABS,60HZ FREQ,110KV | LBS | ROH | DMS 2121 2467-366 | SCREW SELF TAPPING TORX M6 X 12 | 100 | 100 | 0 | free_stock | R58-A-1-K11B_SEP | inventory | 2025-10-28 | LV |  | JD01-Jeddah Central Warehouse | 2025-07-30 | 2025-07-16 | 0
4500587810-[30] | 908305012 : SWITCH,DISC,OVRHD,ABS,60HZ FREQ,110KV | LBS | ROH | DMS 2121 2519-295 | BOLT SOCKET HEAD M4X20 | 10 | 10 | 0 | free_stock | R58-A-1-K11B_SEP | inventory | 2025-10-28 | LV |  | JD01-Jeddah Central Warehouse | 2025-07-30 | 2025-07-16 | 0
4500587810-[30] | 908305012 : SWITCH,DISC,OVRHD,ABS,60HZ FREQ,110KV | LBS | ROH | DMS 2121 2519-368 | BOLT SOCKET CAP HEAD M6X16 | 20 | 20 | 0 | free_stock | R58-A-1-K017_SEP | inventory | 2025-10-28 | LV |  | JD01-Jeddah Central Warehouse | 2025-07-30 | 2025-07-16 | 0
4500587810-[30] | 908305012 : SWITCH,DISC,OVRHD,ABS,60HZ FREQ,110KV | LBS | ROH | DMS 2126 2011-114 | NUT, HEX M5 | 120 | 120 | 0 | 6100K013 | NEW.FLR-1-1-K013_SEP | inventory | 2025-10-28 | LV |  | JD01-Jeddah Central Warehouse | 2025-07-30 | 2025-07-16 | 0
4500587810-[30] | 908305012 : SWITCH,DISC,OVRHD,ABS,60HZ FREQ,110KV | LBS | ROH | EC-DIODE-BY255 | Flash light BY255_EC-DIODE-BY255 / EC-DIODE-BY255 Urrm=1300V In=3A | 25 | 25 | 0 | 6100K007 | 1-1-1-1 | inventory | 2025-10-28 | LV |  | JD01-Jeddah Central Warehouse | 2025-07-30 | 2025-07-16 | 0
4500587810-[30] | 908305012 : SWITCH,DISC,OVRHD,ABS,60HZ FREQ,110KV | LBS | ROH | HBCBABNCBD1BBBD21G | REC615 2.0- HBCBABNCBD1BBBD21G | 5 | 5 | 0 | 6100K007 | 1-1-1-1 | inventory | 2025-10-28 | LV |  | JD01-Jeddah Central Warehouse | 2025-07-30 | 2025-07-16 | 0
4500587810-[30] | 908305012 : SWITCH,DISC,OVRHD,ABS,60HZ FREQ,110KV | LBS | ROH | IN76350001-2 | APT_THERMOSTAT WITHOUT STEM,SETTING: 0-60 DEG.CENTIGRADE | 5 | 5 | 0 | free_stock | 1-1-1-1 | inventory | 2025-10-28 | LV |  | JD01-Jeddah Central Warehouse | 2025-07-30 | 2025-07-16 | 0
4500587810-[30] | 908305012 : SWITCH,DISC,OVRHD,ABS,60HZ FREQ,110KV | LBS | ROH | LSA-AD11J50CA | R&Y_AD11-J50CA/LXR23 RED ALARM LAMP 24VDC | 5 | 5 | 0 | free_stock | R58-B-1-K11B_SEP | inventory | 2025-10-28 | LV |  | JD01-Jeddah Central Warehouse | 2025-07-30 | 2025-07-16 | 0
4500587810-[30] | 908305012 : SWITCH,DISC,OVRHD,ABS,60HZ FREQ,110KV | LBS | ROH | LXW18-11B | SHF_LXW18-11B / LIMIT SWITCH 1NO+1NC | 10 | 10 | 0 | free_stock | 1-1-1-1 | inventory | 2025-10-28 | LV |  | JD01-Jeddah Central Warehouse | 2025-07-30 | 2025-07-16 | 0
4500587810-[30] | 908305012 : SWITCH,DISC,OVRHD,ABS,60HZ FREQ,110KV | LBS | ROH | MMCM-C4/2 | CHINT_AC MINIATURE CIRCUIT BREAKER 2P 4A mMCM-C4/2 | 5 | 5 | 0 | free_stock | R55-R-1-K11B_SEP | inventory | 2025-10-28 | LV |  | JD01-Jeddah Central Warehouse | 2025-07-30 | 2025-07-16 | 0
4500587810-[30] | 908305012 : SWITCH,DISC,OVRHD,ABS,60HZ FREQ,110KV | LBS | ROH | MV-OHL-CPT-13.8KV-DP | Double Pole Control PT . Primary 13.8 kV : secondary 0.23kV, 200VA, Class 1. 500VAth .Frequency 60Hz . Out door type . Ambient 55 Degree C. Insulation level 17.5/50/110kV , Voltage factor :1.2Un Cont, As per IEC 61869-1&3. Class E .Primary terminal suitable for cable connection (clamp type) .Colour Grey for out door installation.Type test and routine test reports will be required .Laser printed name plate required.As per SEC Distribution standard Specification. | 5 | 5 | 0 | 6100K017 | NEW.FLR-1-1-K017_SEP | inventory | 2025-10-28 | CPT |  | JD01-Jeddah Central Warehouse | 2025-07-30 | 2025-07-16 | 0
4500587810-[30] | 908305012 : SWITCH,DISC,OVRHD,ABS,60HZ FREQ,110KV | LBS | ROH | MV2000-1685-06-W | WHITE TUBE, INNER DIA 3.5MM (1.5 WIRE) | 100 | 100 | 0 | free_stock | 1-1-1-1 | inventory | 2025-10-28 | LV |  | JD01-Jeddah Central Warehouse | 2025-07-30 | 2025-07-16 | 0
4500587810-[30] | 908305012 : SWITCH,DISC,OVRHD,ABS,60HZ FREQ,110KV | LBS | ROH | MV2000-1865-01-W | WHITE TUBE, INNER DIA 4.0MM (2.5 WIRE) | 50 | 50 | 0 | 6100K013 | INC-1-1-MVBM_SEP | consumption | 2025-09-22 | LV |  | JD01-Jeddah Central Warehouse | 2025-07-30 | 2025-07-16 | 0 | [5 empty] | Material Issue Order_MIO | 7506470
4500587810-[30] | 908305012 : SWITCH,DISC,OVRHD,ABS,60HZ FREQ,110KV | LBS | ROH | NB1-10DC 1P | Miniature Circuit Breaker, MCB, 10A, 1P, C Type, DC | 10 | 10 | 0 | free_stock | R62-G-1-K017_SEP | inventory | 2025-10-28 | LV |  | JD01-Jeddah Central Warehouse | 2025-07-30 | 2025-07-16 | 0
4500587810-[30] | 908305012 : SWITCH,DISC,OVRHD,ABS,60HZ FREQ,110KV | LBS | ROH | NB1-6DC 1P | Miniature Circuit Breaker, MCB, 6A, 1P, C Type, DC | 5 | 5 | 0 | 6100K007 | 1-1-1-1 | inventory | 2025-10-28 | LV |  | JD01-Jeddah Central Warehouse | 2025-07-30 | 2025-07-16 | 0
4500587810-[30] | 908305012 : SWITCH,DISC,OVRHD,ABS,60HZ FREQ,110KV | LBS | ROH | NXB24CK630AM4 | Smart Outdoor LBS or Sectionalizer, 13.8kV,3P,600A,60Hz,110kV Bil,PM,SF6,543MM MV-13.8kV /110KV BIL - SEC Item # SW Disc. (90830512),(90830511)LBS & Sectionalizer (908334005) NXB24CK630AM4/Manual-Lock/Gauge/3CT/terminal-Cap-G/SA-Bracket/Painting/Counter | 5 | 5 | 0 | 6100K017 | NEW.FLR-1-1-K017_SEP | inventory | 2025-10-28 | Gas Tank |  | JD01-Jeddah Central Warehouse | 2025-07-30 | 2025-07-16 | 0
4500587810-[30] | 908305012 : SWITCH,DISC,OVRHD,ABS,60HZ FREQ,110KV | LBS | ROH | OP-PLT-SEC-T3-230-2907919 | C&J_CJ-T2-AC 10-20kA T2 2P, Ur=230VAC,Uo=255VAC (SURGE PROTECTION UNIT) | 5 | 5 | 0 | free_stock | 1-1-1-1 | inventory | 2025-10-28 | LV |  | JD01-Jeddah Central Warehouse | 2025-07-30 | 2025-07-16 | 0
4500587810-[30] | 908305012 : SWITCH,DISC,OVRHD,ABS,60HZ FREQ,110KV | LBS | ROH | PL.AC30 | WZAZURE_PL.AC30 / THREE PIN SOCKET DIN RAIL MOUNTED | 5 | 5 | 0 | free_stock | R56-O-1-K11B_SEP | inventory | 2025-10-28 | LV |  | JD01-Jeddah Central Warehouse | 2025-07-30 | 2025-07-16 | 0
4500587810-[30] | 908305012 : SWITCH,DISC,OVRHD,ABS,60HZ FREQ,110KV | LBS | ROH | PXC-0311171 | FB 10- RTK/S - Screw bridge, pitch: 8.2 mm, number of positions: 10, color: silver | 25 | 25 | 0 | 6100K012B | 1-1-1-1 | inventory | 2025-10-28 | LV |  | JD01-Jeddah Central Warehouse | 2025-07-30 | 2025-07-16 | 0
4500587810-[30] | 908305012 : SWITCH,DISC,OVRHD,ABS,60HZ FREQ,110KV | LBS | ROH | PXC-3000834 | SCBI 10-6 W - Screw bridge, with spring washer and insulating collar, pitch: 6.2 mm, number of positions: 10, color: silver | 45 | 45 | 0 | 6100K007 | 1-1-1-1 | inventory | 2025-10-28 | LV |  | JD01-Jeddah Central Warehouse | 2025-07-30 | 2025-07-16 | 0
4500587810-[30] | 908305012 : SWITCH,DISC,OVRHD,ABS,60HZ FREQ,110KV | LBS | ROH | PXC-3022218 | CLIPFIX 35 - End bracket, Quick mounting end clamp for NS 35/7,5 DIN rail or NS 35/15 DIN rail, with marking option, width: 9.5 mm, color: gray | 25 | 25 | 0 | 6100K012B | 1-1-1-1 | inventory | 2025-10-28 | LV |  | JD01-Jeddah Central Warehouse | 2025-07-30 | 2025-07-16 | 0
4500587810-[30] | 908305012 : SWITCH,DISC,OVRHD,ABS,60HZ FREQ,110KV | LBS | ROH | PXC-3059809 | D-TB 4/10 - Cover, depth: 35.9 mm, width: 1.8 mm, height: 42.5 mm, color: dark gray | 50 | 50 | 0 | free_stock | 1-1-1-1 | inventory | 2025-10-28 | LV |  | JD01-Jeddah Central Warehouse | 2025-07-30 | 2025-07-16 | 0
4500587810-[30] | 908305012 : SWITCH,DISC,OVRHD,ABS,60HZ FREQ,110KV | LBS | ROH | PXC-3246966 | E/TB - End bracket, for assembly on NS 32 or NS 35/7.5 DIN rail | 45 | 45 | 0 | 6100K007 | 1-1-1-1 | inventory | 2025-10-28 | LV |  | JD01-Jeddah Central Warehouse | 2025-07-30 | 2025-07-16 | 0
4500587810-[30] | 908305012 : SWITCH,DISC,OVRHD,ABS,60HZ FREQ,110KV | LBS | ROH | PXC.3246023 | PHOENIX CONTACT_TB 4 EI / SCREW TERMINAL, 2PTS, 4 SQMM GREY | 300 | 300 | 0 | free_stock | R67-O-1-K11B_SEP | inventory | 2025-10-28 | LV |  | JD01-Jeddah Central Warehouse | 2025-07-30 | 2025-07-16 | 0
4500587810-[30] | 908305012 : SWITCH,DISC,OVRHD,ABS,60HZ FREQ,110KV | LBS | ROH | PXC.5775287 | PHOENIX CONTACT_TB6-RTK-02 / DISCONNECT TERMINAL BLOCK 6 SQMM | 120 | 120 | 0 | free_stock | R15-I-1-K11A_SEP | inventory | 2025-10-28 | LV |  | JD01-Jeddah Central Warehouse | 2025-07-30 | 2025-07-16 | 0
4500587810-[30] | 908305012 : SWITCH,DISC,OVRHD,ABS,60HZ FREQ,110KV | LBS | ROH | RH050 | VISHAY_HEATER RH050, 50W 4.7KOHM, 120-240V AC/DC | 5 | 5 | 0 | free_stock | R16-B-1-K11B_SEP | inventory | 2025-10-28 | LV |  | JD01-Jeddah Central Warehouse | 2025-07-30 | 2025-07-16 | 0
4500587810-[30] | 908305012 : SWITCH,DISC,OVRHD,ABS,60HZ FREQ,110KV | LBS | ROH | RMU000000108 | Plain Washer M5 ¦ 9ABA450075F1003 ¦ Local | 135 | 135 | 0 | free_stock | 1-1-1-1 | inventory | 2025-10-28 | LV |  | JD01-Jeddah Central Warehouse | 2025-07-30 | 2025-07-16 | 0
4500587810-[30] | 908305012 : SWITCH,DISC,OVRHD,ABS,60HZ FREQ,110KV | LBS | ROH | RMU000000113 | Lock Washer M5 ¦ 9ABA450075F1008 ¦ Local | 15 | 15 | 0 | 6100K007 | 1-1-1-1 | inventory | 2025-10-28 | LV |  | JD01-Jeddah Central Warehouse | 2025-07-30 | 2025-07-16 | 0
4500587810-[30] | 908305012 : SWITCH,DISC,OVRHD,ABS,60HZ FREQ,110KV | LBS | ROH | RMU000000298 | CHINT_AUXILIARY CONTACT FOR MCB 1NO 1NC DC (XF9) | 5 | 5 | 0 | free_stock | 1-1-1-1 | inventory | 2025-10-28 | LV |  | JD01-Jeddah Central Warehouse | 2025-07-30 | 2025-07-16 | 0
4500587810-[30] | 908305012 : SWITCH,DISC,OVRHD,ABS,60HZ FREQ,110KV | LBS | ROH | SEP10052 | ‭DISCONNECTING TB FOR CT, OTTA 6-T, BOLT W/O SPRING/0790462/OTTA 6-T P/P‬ | 30 | 30 | 0 | 6100K006 | 1-1-1-1 | inventory | 2025-10-28 | LV |  | JD01-Jeddah Central Warehouse | 2025-07-30 | 2025-07-16 | 0
4500587810-[30] | 908305012 : SWITCH,DISC,OVRHD,ABS,60HZ FREQ,110KV | LBS | ROH | SEP10120 | ‭TIE MOUNT FOR SPARE TIE/HC-102/HC-102‬ | 50 | 50 | 0 | free_stock | R58-R-1-K007_SEP | inventory | 2025-10-28 | LV |  | JD01-Jeddah Central Warehouse | 2025-07-30 | 2025-07-16 | 0
4500587810-[30] | 908305012 : SWITCH,DISC,OVRHD,ABS,60HZ FREQ,110KV | LBS | ROH | SEP10128 | ‭DIN RAIL SLOTTED/35X15X1.5X2 - HOLE/DIN RAIL‬ | 2.5 | 2.5 | 0 | free_stock | 1-1-1-1 | inventory | 2025-10-28 | LV |  | JD01-Jeddah Central Warehouse | 2025-07-30 | 2025-07-16 | 0
4500587810-[30] | 908305012 : SWITCH,DISC,OVRHD,ABS,60HZ FREQ,110KV | LBS | ROH | SEP10160 | TRAFFOLYTE, BLACK/WHITE/WHITE - BLACK/TRAFFOLYTE | 2.5 | 2.5 | 0 | free_stock | R14-A-1-MVBM_SEP | inventory | 2025-10-28 | LV |  | JD01-Jeddah Central Warehouse | 2025-07-30 | 2025-07-16 | 0
4500587810-[30] | 908305012 : SWITCH,DISC,OVRHD,ABS,60HZ FREQ,110KV | LBS | ROH | SEP10481 | End Cover, D-URTK ¦ 310020 ¦ PHOENIX | 5 | 5 | 0 | free_stock | 1-1-1-1 | inventory | 2025-10-28 | LV |  | JD01-Jeddah Central Warehouse | 2025-07-30 | 2025-07-16 | 0
4500587810-[30] | 908305012 : SWITCH,DISC,OVRHD,ABS,60HZ FREQ,110KV | LBS | ROH | SEP10555 | TB NUMBERING MARKER (BLANK), UCT-TM 6 / 0828736 | 50 | 50 | 0 | free_stock | 1-1-1-1 | inventory | 2025-10-28 | LV |  | JD01-Jeddah Central Warehouse | 2025-07-30 | 2025-07-16 | 0
4500587810-[30] | 908305012 : SWITCH,DISC,OVRHD,ABS,60HZ FREQ,110KV | LBS | ROH | SEP10556 | TB NUMBERING MARKER (BLANK), UCT-TM 8 / 0828740 | 30 | 30 | 0 | free_stock | 1-1-1-1 | inventory | 2025-10-28 | LV |  | JD01-Jeddah Central Warehouse | 2025-07-30 | 2025-07-16 | 0
4500587810-[30] | 908305012 : SWITCH,DISC,OVRHD,ABS,60HZ FREQ,110KV | LBS | ROH | SEP10962 | TB, Terminal block, plastic, for 2.5mm wires, 12 connections per set | 0.83333 | 0.83333 | 0 | free_stock | 1-1-1-1 | inventory | 2025-10-28 | LV |  | JD01-Jeddah Central Warehouse | 2025-07-30 | 2025-07-16 | 0
4500587810-[30] | 908305012 : SWITCH,DISC,OVRHD,ABS,60HZ FREQ,110KV | LBS | ROH | SEP11131 | Cable, Control, 1 CORE CU/PVC, 1.0 Sq.mm, Black, 105°, 600/1000V , 1 x 91.4 m | 2.5 | 2.5 | 0 | 6100K011B | NEW.FLR-1-1-K12B_SEP | consumption | 2025-10-16 | LV |  | JD01-Jeddah Central Warehouse | 2025-07-30 | 2025-07-16 | 0 | [5 empty] | Work in Process Pick | 8151029
4500587810-[30] | 908305012 : SWITCH,DISC,OVRHD,ABS,60HZ FREQ,110KV | LBS | ROH | SEP11143 | Cable, Control, 1 CORE CU/PVC, 2.5 Sq.mm, Red, 105°, 600/1000V , 1 x 91.4 m | 1.5 | 1.5 | 0 | free_stock | 1-1-1-1 | inventory | 2025-10-28 | LV |  | JD01-Jeddah Central Warehouse | 2025-07-30 | 2025-07-16 | 0
4500587810-[30] | 908305012 : SWITCH,DISC,OVRHD,ABS,60HZ FREQ,110KV | LBS | ROH | SEP11146 | Cable, Control, 1 CORE CU/PVC, 2.5 Sq.mm, Black, 105°, 600/1000V , 1 x 91.4 m | 5 | 5 | 0 | free_stock | 1-1-1-1 | inventory | 2025-10-28 | LV |  | JD01-Jeddah Central Warehouse | 2025-07-30 | 2025-07-16 | 0
4500587810-[30] | 908305012 : SWITCH,DISC,OVRHD,ABS,60HZ FREQ,110KV | LBS | ROH | SEP11151 | Cable, Control, 1 CORE CU/PVC, 2.5 Sq.mm Yellow/Green, 105°, 600/1000V , 1 x 91.4 m | 1.5 | 1.5 | 0 | free_stock | R14-J-1-MVBM_SEP | inventory | 2025-10-28 | LV |  | JD01-Jeddah Central Warehouse | 2025-07-30 | 2025-07-16 | 0
4500587810-[30] | 908305012 : SWITCH,DISC,OVRHD,ABS,60HZ FREQ,110KV | LBS | ROH | SFB220A24H300 | BEB OR DFE_SFB220A24H300/24VDC / BATTERY CHARGER INPUT 220VAC,OUTPUT 24VDC | 5 | 5 | 0 | free_stock | R56-P-1-K11B_SEP | inventory | 2025-10-28 | LV |  | JD01-Jeddah Central Warehouse | 2025-07-30 | 2025-07-16 | 0
4500587810-[30] | 908305012 : SWITCH,DISC,OVRHD,ABS,60HZ FREQ,110KV | LBS | ROH | VBC6-30-01-01 | ABB_VBC6-30-01-01 MINI REVERSING CONTACTOR | 5 | 5 | 0 | free_stock | R57-I-1-1 | inventory | 2025-10-28 | LV |  | JD01-Jeddah Central Warehouse | 2025-07-30 | 2025-07-16 | 0
4500587810-[30] | 908305012 : SWITCH,DISC,OVRHD,ABS,60HZ FREQ,110KV | LBS | ROH | RMU000000119 | BOLT SOCKET CAP HEAD M3x12 ¦ 9ABA450075F1014 ¦ Local | 60 | 60 | 0 | 6100K006 | 1-1-1-1 | inventory | 2025-10-28 | LV | Automated: Replaced 9ABA450075F1014 by RMU000000119. | JD01-Jeddah Central Warehouse | 2025-07-30 | 2025-07-16 | 0
4500587810-[30] | 908305012 : SWITCH,DISC,OVRHD,ABS,60HZ FREQ,110KV | LBS | ROH | RMU000000120 | SEC Logo (Alminum 136x76) ¦ 9ABA450075F1015 ¦ Local | 5 | 5 | 0 | free_stock | 1-1-1-1 | inventory | 2025-10-28 | LV | Automated: Replaced 9ABA450075F1015 by RMU000000120. | JD01-Jeddah Central Warehouse | 2025-07-30 | 2025-07-16 | 0
4500587810-[30] | 908305012 : SWITCH,DISC,OVRHD,ABS,60HZ FREQ,110KV | LBS | ROH | RMU000000121 | Danger Sign (Alminum 136x76) ¦ 9ABA450075F1016 ¦ Local | 5 | 5 | 0 | free_stock | INC-1-1-K12B_SEP | inventory | 2025-10-28 | LV | Automated: Replaced 9ABA450075F1016 by RMU000000121. | JD01-Jeddah Central Warehouse | 2025-07-30 | 2025-07-16 | 0
4500587810-[30] | 908305012 : SWITCH,DISC,OVRHD,ABS,60HZ FREQ,110KV | LBS | ROH | RMU000000123 | LBS/Sectionalizer SEP Branding Label ¦ 9ABA450075F1018 ¦ Local | 5 | 5 | 0 | free_stock | INC-1-1-K11B_SEP | inventory | 2025-10-28 | LV | Automated: Replaced 9ABA450075F1018 by RMU000000123. | JD01-Jeddah Central Warehouse | 2025-07-30 | 2025-07-16 | 0
4500587810-[30] | 908305012 : SWITCH,DISC,OVRHD,ABS,60HZ FREQ,110KV | LBS | ROH | DF240907005 | Flat Washers φ3 Stainless Steel | 80 | 80 | 0 | free_stock | R58-A-1-K017_SEP | inventory | 2025-10-28 | LV |  | JD01-Jeddah Central Warehouse | 2025-07-30 | 2025-07-16 | 0
4500587810-[30] | 908305012 : SWITCH,DISC,OVRHD,ABS,60HZ FREQ,110KV | LBS | ROH | DMS 2126 2011-111 | NUT, HEX M3 | 80 | 80 | 0 | free_stock | R58-A-1-K017_SEP | inventory | 2025-10-28 | LV |  | JD01-Jeddah Central Warehouse | 2025-07-30 | 2025-07-16 | 0
4500587810-[30] | 908305012 : SWITCH,DISC,OVRHD,ABS,60HZ FREQ,110KV | LBS | ROH | MV-CPT -CABL-ASSY | Cable Assembly - Outdoor flexible cable Black PVC 450/750 V, 95 °C heat & flame retardent, stranded annealed copper conductor, 4Cx 2.5 mm² of length 12 meter with connector type HQ-005-M (male connector) with H3A-MTG-M20 (hood) and DLX-M20 (gland) with H3A-KDBP (cover) terminated on one end (opposite end do not require processing), with steel cable tags on both cable ends, cable tag text "CPT cable" and loose supply of 1 base type H3A-MAG (base) with HQ-005-F (female connector) and H3A-KDTP (cover) - Used for OVR/LBS/Sectionalizer CPT connection | 5 | 5 | 0 | 6100K006 | 1-1-1-1 | inventory | 2025-10-28 | Cable |  | JD01-Jeddah Central Warehouse | 2025-07-30 | 2025-07-16 | 0
4500587810-[30] | 908305012 : SWITCH,DISC,OVRHD,ABS,60HZ FREQ,110KV | LBS | ROH | MV-CT -C-CABL-ASSY-LBS | Cable Assembly - Outdoor flexible cable Black PVC 450/750 V, 95 °C heat & flame retardent, stranded annealed copper conductor, 10Cx 1.0 mm² of length 12 meter with connector type HQ-012-M (male connector) with H3A-MTG-M20 (hood) and DLX-M20 (gland) with H3A-KDBP (cover) terminated on one end (opposite end do not require processing), with steel cable tags on both cable ends, cable tag text "CT cable" and loose supply of 1 base type H3A-MAG (base) with HQ-012-F (female connector) and H3A-KDTP (cover) -Used for LBS/Sectionalizer CT connection | 5 | 5 | 0 | 6100K007 | 1-1-1-1 | inventory | 2025-10-28 | Cable |  | JD01-Jeddah Central Warehouse | 2025-07-30 | 2025-07-16 | 0
4500587810-[30] | 908305012 : SWITCH,DISC,OVRHD,ABS,60HZ FREQ,110KV | LBS | ROH | MV-CVD-CABL-ASSY-LBS | Cable Assembly - Outdoor flexible cable Black PVC 450/750 V, 95 °C heat & flame retardent, stranded annealed copper conductor, 10C x 2 x 0.22 mm² of length 12 meter with connector type YD41-16TK-D20 terminated on one end (opposite end do not require processing), with steel cable tags on both cable ends, cable tag text "CVD cable" and loose supply of 1 base type YD41-16ZJ - Used for LBS/Sectionalizer CVD connection | 5 | 5 | 0 | 6100K007 | 1-1-1-1 | inventory | 2025-10-28 | Cable |  | JD01-Jeddah Central Warehouse | 2025-07-30 | 2025-07-16 | 0
4500587810-[30] | 908305012 : SWITCH,DISC,OVRHD,ABS,60HZ FREQ,110KV | LBS | ROH | MV-MOT-C-CABL-ASSY-LBS | Cable Assembly | 5 | 5 | 0 | 6100K012B | 1-1-1-1 | inventory | 2025-10-28 | Cable | Automated: Replaced MV-MOT -C-CABL-ASSY-LBS by MV-MOT-C-CABL-ASSY-LBS. | JD01-Jeddah Central Warehouse | 2025-07-30 | 2025-07-16 | 0
4500587810-[40] | 908305012 : SWITCH,DISC,OVRHD,ABS,60HZ FREQ,110KV | LBS | ROH | 13-B100DY | GREEN PUSH BOTTON WITH START ADAPTER | 25 | 25 | 0 | 6100K013 | R57-G-1-1 | inventory | 2025-10-28 | LV |  | MK01-Makkah Central Warehouse | 2025-07-30 | 2025-07-16 | 0
4500587810-[40] | 908305012 : SWITCH,DISC,OVRHD,ABS,60HZ FREQ,110KV | LBS | ROH | 13-B200DK | RED PUSH BOTTON WITH ADAPTER STOP | 25 | 25 | 0 | 6100K013 | R56-J-1-1 | inventory | 2025-10-28 | LV |  | MK01-Makkah Central Warehouse | 2025-07-30 | 2025-07-16 | 0
4500587810-[40] | 908305012 : SWITCH,DISC,OVRHD,ABS,60HZ FREQ,110KV | LBS | ROH | 13-B3 | BA9S ILLUMINATION CONTACT BLOCK HOLDER | 50 | 50 | 0 | 6100K013 | R57-O-1-1 | inventory | 2025-10-28 | LV |  | MK01-Makkah Central Warehouse | 2025-07-30 | 2025-07-16 | 0
4500587810-[40] | 908305012 : SWITCH,DISC,OVRHD,ABS,60HZ FREQ,110KV | LBS | ROH | 13-LED24K | 24V BA9S LED LAMP RED | 25 | 25 | 0 | 6100K013 | R57-G-1-1 | inventory | 2025-10-28 | LV |  | MK01-Makkah Central Warehouse | 2025-07-30 | 2025-07-16 | 0
4500587810-[40] | 908305012 : SWITCH,DISC,OVRHD,ABS,60HZ FREQ,110KV | LBS | ROH | 13-LED24Y | 24V BA9S LED LAMP GREEN | 25 | 25 | 0 | 6100K013 | R57-G-1-1 | inventory | 2025-10-28 | LV |  | MK01-Makkah Central Warehouse | 2025-07-30 | 2025-07-16 | 0
4500587810-[40] | 908305012 : SWITCH,DISC,OVRHD,ABS,60HZ FREQ,110KV | LBS | ROH | 13-MBSD24S | INDICATION LIGHT YELLOW 24V AC/DC | 25 | 25 | 0 | free_stock | 1-1-1-1 | inventory | 2025-10-28 | LV |  | MK01-Makkah Central Warehouse | 2025-07-30 | 2025-07-16 | 0
4500587810-[40] | 908305012 : SWITCH,DISC,OVRHD,ABS,60HZ FREQ,110KV | LBS | ROH | LL10-W | ABB_LL10-W / LL10-W, AC/DC90-264V 50/60HZ | 25 | 25 | 0 | free_stock | R15-I-1-K11B_SEP | inventory | 2025-10-28 | LV | Automated: Replaced 1YAB53301XIX0000 by LL10-W. | MK01-Makkah Central Warehouse | 2025-07-30 | 2025-07-16 | 0
4500587810-[40] | 908305012 : SWITCH,DISC,OVRHD,ABS,60HZ FREQ,110KV | LBS | ROH | 1YAB5355CAB0000 | End Cover, D-OTTA6-T ¦ 790459 ¦ PHOENIX | 25 | 25 | 0 | free_stock | 1-1-1-1 | inventory | 2025-10-28 | LV |  | MK01-Makkah Central Warehouse | 2025-07-30 | 2025-07-16 | 0
4500587810-[40] | 908305012 : SWITCH,DISC,OVRHD,ABS,60HZ FREQ,110KV | LBS | ROH | 1YAB5355DXB0000 | Marker, Terminal Strip, KLM-A ¦ 1004348 ¦ PHOENIX | 125 | 125 | 0 | free_stock | R59-G-1-MVBM_SEP | inventory | 2025-10-28 | LV |  | MK01-Makkah Central Warehouse | 2025-07-30 | 2025-07-16 | 0
4500587810-[40] | 908305012 : SWITCH,DISC,OVRHD,ABS,60HZ FREQ,110KV | LBS | ROH | 1YHT480008P0311 | Empty LV Box for LBS & Sectionalizer (SECTOS 13.8kV & 33kV) with bracket for single pole | 25 | 25 | 0 | 6100K012B | WH2-1-1-K12B_SEP | inventory | 2025-10-28 | LV |  | MK01-Makkah Central Warehouse | 2025-07-30 | 2025-07-16 | 0
4500587810-[40] | 908305012 : SWITCH,DISC,OVRHD,ABS,60HZ FREQ,110KV | LBS | ROH | 205036416 | Flat Washersφ4 | 150 | 150 | 0 | 6100K013 | 1-1-1-1 | inventory | 2025-10-28 | LV |  | MK01-Makkah Central Warehouse | 2025-07-30 | 2025-07-16 | 0
4500587810-[40] | 908305012 : SWITCH,DISC,OVRHD,ABS,60HZ FREQ,110KV | LBS | ROH | 205041920 | Flat Washersφ6 | 100 | 100 | 0 | free_stock | 1-1-1-1 | inventory | 2025-10-28 | LV |  | MK01-Makkah Central Warehouse | 2025-07-30 | 2025-07-16 | 0
4500587810-[40] | 908305012 : SWITCH,DISC,OVRHD,ABS,60HZ FREQ,110KV | LBS | ROH | 208004917 | 4G Communication Module, Make: China inhand, ,Ord:: Inhand IR302-FQ58 with Mushroom Antenna | 25 | 25 | 0 | 6100K013 | 1-1-1-1 | inventory | 2025-10-28 | LV |  | MK01-Makkah Central Warehouse | 2025-07-30 | 2025-07-16 | 0
4500587810-[40] | 908305012 : SWITCH,DISC,OVRHD,ABS,60HZ FREQ,110KV | LBS | ROH | 211002077 | Hex nut M6 | 100 | 100 | 0 | 6100K013 | 1-1-1-1 | inventory | 2025-10-28 | LV |  | MK01-Makkah Central Warehouse | 2025-07-30 | 2025-07-16 | 0
4500587810-[40] | 908305012 : SWITCH,DISC,OVRHD,ABS,60HZ FREQ,110KV | LBS | ROH | 5XECD.086.051 | Single Pole Mounting Brackets for LBS & Sectionalizer GT(SECTOS 13.8kV & 33kV) | 25 | 25 | 0 | free_stock | 1-1-1-1 | inventory | 2025-10-28 | Bracket |  | MK01-Makkah Central Warehouse | 2025-07-30 | 2025-07-16 | 0
4500587810-[40] | 908305012 : SWITCH,DISC,OVRHD,ABS,60HZ FREQ,110KV | LBS | ROH | 5XECD.086.093.1 | Single Pole Mounting Brackets for CPT for LBS/Sectionalizer/Auto Recloser (SECTOS / OVR 13.8kV & 33kV) | 25 | 25 | 0 | free_stock | 1-1-1-1 | inventory | 2025-10-28 | Bracket |  | MK01-Makkah Central Warehouse | 2025-07-30 | 2025-07-16 | 0
4500587810-[40] | 908305012 : SWITCH,DISC,OVRHD,ABS,60HZ FREQ,110KV | LBS | ROH | 6-CNFJ-22 | ZHE_6-CNFJ-22 / 12V 22Ah STORAGE BATTERY | 50 | 50 | 0 | 6100K007 | 1-1-1-1 | inventory | 2025-10-28 | LV |  | MK01-Makkah Central Warehouse | 2025-07-30 | 2025-07-16 | 0
4500587810-[40] | 908305012 : SWITCH,DISC,OVRHD,ABS,60HZ FREQ,110KV | LBS | ROH | RMU000000106 | BOLT SOCKET CAP HEAD M5x60 ¦ 9ABA450075F1001 ¦ Local | 100 | 100 | 0 | free_stock | 1-1-1-1 | inventory | 2025-10-28 | LV | Automated: Replaced 9ABA450075F1001 by RMU000000106. | MK01-Makkah Central Warehouse | 2025-07-30 | 2025-07-16 | 0
4500587810-[40] | 908305012 : SWITCH,DISC,OVRHD,ABS,60HZ FREQ,110KV | LBS | ROH | RMU000000107 | Bush Inner Dia 7x49 ¦ 9ABA450075F1002 ¦ Local | 100 | 100 | 0 | 6100K007 | 1-1-1-1 | inventory | 2025-10-28 | LV | Automated: Replaced 9ABA450075F1002 by RMU000000107. | MK01-Makkah Central Warehouse | 2025-07-30 | 2025-07-16 | 0
4500587810-[40] | 908305012 : SWITCH,DISC,OVRHD,ABS,60HZ FREQ,110KV | LBS | ROH | RMU000000109 | BOLT SOCKET CAP HEAD M5x20 ¦ 9ABA450075F1004 ¦ Local | 250 | 250 | 0 | free_stock | 1-1-1-1 | inventory | 2025-10-28 | LV | Automated: Replaced 9ABA450075F1004 by RMU000000109. | MK01-Makkah Central Warehouse | 2025-07-30 | 2025-07-16 | 0
4500587810-[40] | 908305012 : SWITCH,DISC,OVRHD,ABS,60HZ FREQ,110KV | LBS | ROH | RMU000000110 | BOLT SOCKET CAP HEAD M4x45 ¦ 9ABA450075F1005 ¦ Local | 50 | 50 | 0 | free_stock | 1-1-1-1 | inventory | 2025-10-28 | LV | Automated: Replaced 9ABA450075F1005 by RMU000000110. | MK01-Makkah Central Warehouse | 2025-07-30 | 2025-07-16 | 0
4500587810-[40] | 908305012 : SWITCH,DISC,OVRHD,ABS,60HZ FREQ,110KV | LBS | ROH | RMU000000112 | BOLT SOCKET CAP HEAD M5x16 ¦ 9ABA450075F1007 ¦ Local | 300 | 300 | 0 | free_stock | 1-1-1-1 | inventory | 2025-10-28 | LV | Automated: Replaced 9ABA450075F1007 by RMU000000112. | MK01-Makkah Central Warehouse | 2025-07-30 | 2025-07-16 | 0
4500587810-[40] | 908305012 : SWITCH,DISC,OVRHD,ABS,60HZ FREQ,110KV | LBS | ROH | RMU000000113 | Lock Washer M5 ¦ 9ABA450075F1008 ¦ Local | 300 | 300 | 0 | 6100K007 | 1-1-1-1 | inventory | 2025-10-28 | LV | Automated: Replaced 9ABA450075F1008 by RMU000000113. | MK01-Makkah Central Warehouse | 2025-07-30 | 2025-07-16 | 0
4500587810-[40] | 908305012 : SWITCH,DISC,OVRHD,ABS,60HZ FREQ,110KV | LBS | ROH | RMU000000114 | BOLT SOCKET CAP HEAD M3x20 ¦ 9ABA450075F1009 ¦ Local | 100 | 100 | 0 | free_stock | 1-1-1-1 | inventory | 2025-10-28 | LV | Automated: Replaced 9ABA450075F1009 by RMU000000114. | MK01-Makkah Central Warehouse | 2025-07-30 | 2025-07-16 | 0
4500587810-[40] | 908305012 : SWITCH,DISC,OVRHD,ABS,60HZ FREQ,110KV | LBS | ROH | RMU000000115 | Lock Washer M3 ¦ 9ABA450075F1010 ¦ Local | 100 | 100 | 0 | 6100K012B | 1-1-1-1 | inventory | 2025-10-28 | LV | Automated: Replaced 9ABA450075F1010 by RMU000000115. | MK01-Makkah Central Warehouse | 2025-07-30 | 2025-07-16 | 0
4500587810-[40] | 908305012 : SWITCH,DISC,OVRHD,ABS,60HZ FREQ,110KV | LBS | ROH | RMU000000116 | Polycarbonate for limit switch ¦ 9ABA450075F1011 ¦ Local | 25 | 25 | 0 | free_stock | 1-1-1-1 | inventory | 2025-10-28 | LV | Automated: Replaced 9ABA450075F1011 by RMU000000116. | MK01-Makkah Central Warehouse | 2025-07-30 | 2025-07-16 | 0
4500587810-[40] | 908305012 : SWITCH,DISC,OVRHD,ABS,60HZ FREQ,110KV | LBS | ROH | RMU000000117 | BOLT SOCKET CAP HEAD M4x40 ¦ 9ABA450075F1012 ¦ Local | 50 | 50 | 0 | free_stock | R58-A-1-K12B_SEP | inventory | 2025-10-28 | LV | Automated: Replaced 9ABA450075F1012 by RMU000000117. | MK01-Makkah Central Warehouse | 2025-07-30 | 2025-07-16 | 0
4500587810-[40] | 908305012 : SWITCH,DISC,OVRHD,ABS,60HZ FREQ,110KV | LBS | ROH | RMU000000118 | Bush Inner Dia 7x25 ¦ 9ABA450075F1013 ¦ Local | 50 | 50 | 0 | free_stock | 1-1-1-1 | inventory | 2025-10-28 | LV | Automated: Replaced 9ABA450075F1013 by RMU000000118. | MK01-Makkah Central Warehouse | 2025-07-30 | 2025-07-16 | 0
4500587810-[40] | 908305012 : SWITCH,DISC,OVRHD,ABS,60HZ FREQ,110KV | LBS | ROH | AE2000-1865-14 | Tube, Ferrule, Red, Inner Diameter 3.5 mm, 1.5 Wire | 250 | 250 | 0 | 6100K013 | INC-1-1-MVBM_SEP | consumption | 2025-09-22 | LV |  | MK01-Makkah Central Warehouse | 2025-07-30 | 2025-07-16 | 0 | [5 empty] | Material Issue Order_MIO | 7506465
4500587810-[40] | 908305012 : SWITCH,DISC,OVRHD,ABS,60HZ FREQ,110KV | LBS | ROH | AX3122 | CHINT_AUXILIARY CONTACT FOR MCB 1NO 1NC AC | 25 | 25 | 0 | free_stock | R62-G-1-K017_SEP | inventory | 2025-10-28 | LV |  | MK01-Makkah Central Warehouse | 2025-07-30 | 2025-07-16 | 0
4500587810-[40] | 908305012 : SWITCH,DISC,OVRHD,ABS,60HZ FREQ,110KV | LBS | ROH | CSB25A9PS2E- B L/R | 2 POSITION, LATCHING, SELECTOR SWITCH, 90DEGREES, 2 CONTACTS EACH, PAD LOCKABLE IN EACH POS (LOCAL/REMOTE) CSB25A9PS2E- B L/R | 25 | 25 | 0 | 6100K007 | 1-1-1-1 | inventory | 2025-10-28 | LV |  | MK01-Makkah Central Warehouse | 2025-07-30 | 2025-07-16 | 0
4500587810-[40] | 908305012 : SWITCH,DISC,OVRHD,ABS,60HZ FREQ,110KV | LBS | ROH | CSB25A9PS2E- B OH/S | 2 POSITION, LATCHING, SELECTOR SWITCH, 90DEGREES, 2 CONTACTS EACH, PAD LOCKABLE IN EACH POS (OH-LBS/SECTIONALIZER) CSB25A9PS2E- B OH/S | 25 | 25 | 0 | 6100K007 | 1-1-1-1 | inventory | 2025-10-28 | LV |  | MK01-Makkah Central Warehouse | 2025-07-30 | 2025-07-16 | 0
4500587810-[40] | 908305012 : SWITCH,DISC,OVRHD,ABS,60HZ FREQ,110KV | LBS | ROH | DF205040971 | φ4*12 Waterproof blind rivets Stainless steel | 500 | 500 | 0 | 6100K013 | 1-1-1-1 | inventory | 2025-10-28 | LV |  | MK01-Makkah Central Warehouse | 2025-07-30 | 2025-07-16 | 0
4500587810-[40] | 908305012 : SWITCH,DISC,OVRHD,ABS,60HZ FREQ,110KV | LBS | ROH | DF240510009 | Self-locking nuts M4 | 50 | 50 | 0 | 6100K013 | 1-1-1-1 | inventory | 2025-10-28 | LV |  | MK01-Makkah Central Warehouse | 2025-07-30 | 2025-07-16 | 0
4500587810-[40] | 908305012 : SWITCH,DISC,OVRHD,ABS,60HZ FREQ,110KV | LBS | ROH | DF240612003 | KSS-CV-150BK CABLE TIES 150X3.6 BALCK | 625 | 625 | 0 | 6100K013 | 1-1-1-1 | inventory | 2025-10-28 | LV |  | MK01-Makkah Central Warehouse | 2025-07-30 | 2025-07-16 | 0
4500587810-[40] | 908305012 : SWITCH,DISC,OVRHD,ABS,60HZ FREQ,110KV | LBS | ROH | DF240612004 | HT-EXS25 EXPANDABLE SLEEVE - 25MM 100MTR/ROL | 25 | 25 | 0 | 6100K013 | 1-1-1-1 | inventory | 2025-10-28 | LV |  | MK01-Makkah Central Warehouse | 2025-07-30 | 2025-07-16 | 0
4500587810-[40] | 908305012 : SWITCH,DISC,OVRHD,ABS,60HZ FREQ,110KV | LBS | ROH | DF240612005 | HT-EXS32 EXPANDABLE SLEEVE - 32MM 100MTR/ROL | 25 | 25 | 0 | 6100K013 | 1-1-1-1 | inventory | 2025-10-28 | LV |  | MK01-Makkah Central Warehouse | 2025-07-30 | 2025-07-16 | 0
4500587810-[40] | 908305012 : SWITCH,DISC,OVRHD,ABS,60HZ FREQ,110KV | LBS | ROH | DF240612006 | KSS-KS-8B 8MM SPIRAL 15-60 WRAPPING BAND 10MTR/BAG | 25 | 25 | 0 | 6100K013 | 1-1-1-1 | inventory | 2025-10-28 | LV |  | MK01-Makkah Central Warehouse | 2025-07-30 | 2025-07-16 | 0
4500587810-[40] | 908305012 : SWITCH,DISC,OVRHD,ABS,60HZ FREQ,110KV | LBS | ROH | DF240612007 | KSS-KS-12B 12MM SPIRAL 20-65 WRAPPING BAND 10MTR/BAG | 25 | 25 | 0 | 6100KDP02 | R54-A-1-K013_SEP | inventory | 2025-10-28 | LV |  | MK01-Makkah Central Warehouse | 2025-07-30 | 2025-07-16 | 0
4500587810-[40] | 908305012 : SWITCH,DISC,OVRHD,ABS,60HZ FREQ,110KV | LBS | ROH | DF241124003 | Spring washersφ6 Stainless steel | 100 | 100 | 0 | 6100K013 | R55-I-1-K013_SEP | inventory | 2025-10-28 | LV |  | MK01-Makkah Central Warehouse | 2025-07-30 | 2025-07-16 | 0
4500587810-[40] | 908305012 : SWITCH,DISC,OVRHD,ABS,60HZ FREQ,110KV | LBS | ROH | DF241126013 | KSS-CV-200MBK BLACK NYLON CABLE TIES (200MMX2.5MM) | 625 | 625 | 0 | 6100K013 | 1-1-1-1 | inventory | 2025-10-28 | LV |  | MK01-Makkah Central Warehouse | 2025-07-30 | 2025-07-16 | 0
4500587810-[40] | 908305012 : SWITCH,DISC,OVRHD,ABS,60HZ FREQ,110KV | LBS | ROH | DF241128001 | spring washerφ4 Stainless Steel | 100 | 100 | 0 | 6100K013 | 1-1-1-1 | inventory | 2025-10-28 | LV |  | MK01-Makkah Central Warehouse | 2025-07-30 | 2025-07-16 | 0
4500587810-[40] | 908305012 : SWITCH,DISC,OVRHD,ABS,60HZ FREQ,110KV | LBS | ROH | DF241128002 | Hex nuts M4 | 100 | 100 | 0 | free_stock | R58-A-1-K017_SEP | inventory | 2025-10-28 | LV |  | MK01-Makkah Central Warehouse | 2025-07-30 | 2025-07-16 | 0
4500587810-[40] | 908305012 : SWITCH,DISC,OVRHD,ABS,60HZ FREQ,110KV | LBS | ROH | DMS 2121 2467-366 | SCREW SELF TAPPING TORX M6 X 12 | 500 | 500 | 0 | free_stock | 1-1-1-1 | inventory | 2025-10-28 | LV |  | MK01-Makkah Central Warehouse | 2025-07-30 | 2025-07-16 | 0
4500587810-[40] | 908305012 : SWITCH,DISC,OVRHD,ABS,60HZ FREQ,110KV | LBS | ROH | DMS 2121 2519-295 | BOLT SOCKET HEAD M4X20 | 50 | 50 | 0 | 6100K007 | 1-1-1-1 | inventory | 2025-10-28 | LV |  | MK01-Makkah Central Warehouse | 2025-07-30 | 2025-07-16 | 0
4500587810-[40] | 908305012 : SWITCH,DISC,OVRHD,ABS,60HZ FREQ,110KV | LBS | ROH | DMS 2121 2519-368 | BOLT SOCKET CAP HEAD M6X16 | 100 | 100 | 0 | free_stock | 1-1-1-1 | inventory | 2025-10-28 | LV |  | MK01-Makkah Central Warehouse | 2025-07-30 | 2025-07-16 | 0
4500587810-[40] | 908305012 : SWITCH,DISC,OVRHD,ABS,60HZ FREQ,110KV | LBS | ROH | DMS 2126 2011-114 | NUT, HEX M5 | 600 | 600 | 0 | 6100K013 | NEW.FLR-1-1-K013_SEP | inventory | 2025-10-28 | LV |  | MK01-Makkah Central Warehouse | 2025-07-30 | 2025-07-16 | 0
4500587810-[40] | 908305012 : SWITCH,DISC,OVRHD,ABS,60HZ FREQ,110KV | LBS | ROH | EC-DIODE-BY255 | Flash light BY255_EC-DIODE-BY255 / EC-DIODE-BY255 Urrm=1300V In=3A | 125 | 125 | 0 | free_stock | R14-L-1-K11B_SEP | inventory | 2025-10-28 | LV |  | MK01-Makkah Central Warehouse | 2025-07-30 | 2025-07-16 | 0
4500587810-[40] | 908305012 : SWITCH,DISC,OVRHD,ABS,60HZ FREQ,110KV | LBS | ROH | HBCBABNCBD1BBBD21G | REC615 2.0- HBCBABNCBD1BBBD21G | 25 | 25 | 0 | 6100K007 | 1-1-1-1 | inventory | 2025-10-28 | LV |  | MK01-Makkah Central Warehouse | 2025-07-30 | 2025-07-16 | 0
4500587810-[40] | 908305012 : SWITCH,DISC,OVRHD,ABS,60HZ FREQ,110KV | LBS | ROH | IN76350001-2 | APT_THERMOSTAT WITHOUT STEM,SETTING: 0-60 DEG.CENTIGRADE | 25 | 25 | 0 | free_stock | 1-1-1-1 | inventory | 2025-10-28 | LV |  | MK01-Makkah Central Warehouse | 2025-07-30 | 2025-07-16 | 0
4500587810-[40] | 908305012 : SWITCH,DISC,OVRHD,ABS,60HZ FREQ,110KV | LBS | ROH | LSA-AD11J50CA | R&Y_AD11-J50CA/LXR23 RED ALARM LAMP 24VDC | 25 | 25 | 0 | free_stock | R58-B-1-K11B_SEP | inventory | 2025-10-28 | LV |  | MK01-Makkah Central Warehouse | 2025-07-30 | 2025-07-16 | 0
4500587810-[40] | 908305012 : SWITCH,DISC,OVRHD,ABS,60HZ FREQ,110KV | LBS | ROH | LXW18-11B | SHF_LXW18-11B / LIMIT SWITCH 1NO+1NC | 50 | 50 | 0 | free_stock | 1-1-1-1 | inventory | 2025-10-28 | LV |  | MK01-Makkah Central Warehouse | 2025-07-30 | 2025-07-16 | 0
4500587810-[40] | 908305012 : SWITCH,DISC,OVRHD,ABS,60HZ FREQ,110KV | LBS | ROH | MMCM-C4/2 | CHINT_AC MINIATURE CIRCUIT BREAKER 2P 4A mMCM-C4/2 | 25 | 25 | 0 | free_stock | R55-R-1-K11B_SEP | inventory | 2025-10-28 | LV |  | MK01-Makkah Central Warehouse | 2025-07-30 | 2025-07-16 | 0
4500587810-[40] | 908305012 : SWITCH,DISC,OVRHD,ABS,60HZ FREQ,110KV | LBS | ROH | MV-OHL-CPT-13.8KV-DP | Double Pole Control PT . Primary 13.8 kV : secondary 0.23kV, 200VA, Class 1. 500VAth .Frequency 60Hz . Out door type . Ambient 55 Degree C. Insulation level 17.5/50/110kV , Voltage factor :1.2Un Cont, As per IEC 61869-1&3. Class E .Primary terminal suitable for cable connection (clamp type) .Colour Grey for out door installation.Type test and routine test reports will be required .Laser printed name plate required.As per SEC Distribution standard Specification. | 25 | 25 | 0 | 6100K017 | NEW.FLR-1-1-K017_SEP | inventory | 2025-10-28 | CPT |  | MK01-Makkah Central Warehouse | 2025-07-30 | 2025-07-16 | 0
4500587810-[40] | 908305012 : SWITCH,DISC,OVRHD,ABS,60HZ FREQ,110KV | LBS | ROH | MV2000-1685-06-W | WHITE TUBE, INNER DIA 3.5MM (1.5 WIRE) | 500 | 500 | 0 | free_stock | 1-1-1-1 | inventory | 2025-10-28 | LV |  | MK01-Makkah Central Warehouse | 2025-07-30 | 2025-07-16 | 0
4500587810-[40] | 908305012 : SWITCH,DISC,OVRHD,ABS,60HZ FREQ,110KV | LBS | ROH | MV2000-1865-01-W | WHITE TUBE, INNER DIA 4.0MM (2.5 WIRE) | 250 | 250 | 0 | 6100K013 | INC-1-1-MVBM_SEP | consumption | 2025-09-22 | LV |  | MK01-Makkah Central Warehouse | 2025-07-30 | 2025-07-16 | 0 | [5 empty] | Material Issue Order_MIO | 7506470
4500587810-[40] | 908305012 : SWITCH,DISC,OVRHD,ABS,60HZ FREQ,110KV | LBS | ROH | NB1-10DC 1P | Miniature Circuit Breaker, MCB, 10A, 1P, C Type, DC | 50 | 50 | 0 | 6100K007 | 1-1-1-1 | inventory | 2025-10-28 | LV |  | MK01-Makkah Central Warehouse | 2025-07-30 | 2025-07-16 | 0
4500587810-[40] | 908305012 : SWITCH,DISC,OVRHD,ABS,60HZ FREQ,110KV | LBS | ROH | NB1-6DC 1P | Miniature Circuit Breaker, MCB, 6A, 1P, C Type, DC | 25 | 25 | 0 | free_stock | 1-1-1-1 | inventory | 2025-10-28 | LV |  | MK01-Makkah Central Warehouse | 2025-07-30 | 2025-07-16 | 0
4500587810-[40] | 908305012 : SWITCH,DISC,OVRHD,ABS,60HZ FREQ,110KV | LBS | ROH | NXB24CK630AM4 | Smart Outdoor LBS or Sectionalizer, 13.8kV,3P,600A,60Hz,110kV Bil,PM,SF6,543MM MV-13.8kV /110KV BIL - SEC Item # SW Disc. (90830512),(90830511)LBS & Sectionalizer (908334005) NXB24CK630AM4/Manual-Lock/Gauge/3CT/terminal-Cap-G/SA-Bracket/Painting/Counter | 25 | 25 | 0 | 6100K017 | NEW.FLR-1-1-K017_SEP | inventory | 2025-10-28 | Gas Tank |  | MK01-Makkah Central Warehouse | 2025-07-30 | 2025-07-16 | 0
4500587810-[40] | 908305012 : SWITCH,DISC,OVRHD,ABS,60HZ FREQ,110KV | LBS | ROH | OP-PLT-SEC-T3-230-2907919 | C&J_CJ-T2-AC 10-20kA T2 2P, Ur=230VAC,Uo=255VAC (SURGE PROTECTION UNIT) | 25 | 25 | 0 | free_stock | 1-1-1-1 | inventory | 2025-10-28 | LV |  | MK01-Makkah Central Warehouse | 2025-07-30 | 2025-07-16 | 0
4500587810-[40] | 908305012 : SWITCH,DISC,OVRHD,ABS,60HZ FREQ,110KV | LBS | ROH | PL.AC30 | WZAZURE_PL.AC30 / THREE PIN SOCKET DIN RAIL MOUNTED | 25 | 25 | 0 | free_stock | R56-O-1-K11B_SEP | inventory | 2025-10-28 | LV |  | MK01-Makkah Central Warehouse | 2025-07-30 | 2025-07-16 | 0
4500587810-[40] | 908305012 : SWITCH,DISC,OVRHD,ABS,60HZ FREQ,110KV | LBS | ROH | PXC-0311171 | FB 10- RTK/S - Screw bridge, pitch: 8.2 mm, number of positions: 10, color: silver | 125 | 125 | 0 | 6100K012B | 1-1-1-1 | inventory | 2025-10-28 | LV |  | MK01-Makkah Central Warehouse | 2025-07-30 | 2025-07-16 | 0
4500587810-[40] | 908305012 : SWITCH,DISC,OVRHD,ABS,60HZ FREQ,110KV | LBS | ROH | PXC-3000834 | SCBI 10-6 W - Screw bridge, with spring washer and insulating collar, pitch: 6.2 mm, number of positions: 10, color: silver | 225 | 225 | 0 | free_stock | 1-1-1-1 | inventory | 2025-10-28 | LV |  | MK01-Makkah Central Warehouse | 2025-07-30 | 2025-07-16 | 0
4500587810-[40] | 908305012 : SWITCH,DISC,OVRHD,ABS,60HZ FREQ,110KV | LBS | ROH | PXC-3022218 | CLIPFIX 35 - End bracket, Quick mounting end clamp for NS 35/7,5 DIN rail or NS 35/15 DIN rail, with marking option, width: 9.5 mm, color: gray | 125 | 125 | 0 | 6100K012B | 1-1-1-1 | inventory | 2025-10-28 | LV |  | MK01-Makkah Central Warehouse | 2025-07-30 | 2025-07-16 | 0
4500587810-[40] | 908305012 : SWITCH,DISC,OVRHD,ABS,60HZ FREQ,110KV | LBS | ROH | PXC-3059809 | D-TB 4/10 - Cover, depth: 35.9 mm, width: 1.8 mm, height: 42.5 mm, color: dark gray | 250 | 250 | 0 | 6100K012B | 1-1-1-1 | inventory | 2025-10-28 | LV |  | MK01-Makkah Central Warehouse | 2025-07-30 | 2025-07-16 | 0
4500587810-[40] | 908305012 : SWITCH,DISC,OVRHD,ABS,60HZ FREQ,110KV | LBS | ROH | PXC-3246966 | E/TB - End bracket, for assembly on NS 32 or NS 35/7.5 DIN rail | 225 | 225 | 0 | 6100K006 | 1-1-1-1 | inventory | 2025-10-28 | LV |  | MK01-Makkah Central Warehouse | 2025-07-30 | 2025-07-16 | 0
4500587810-[40] | 908305012 : SWITCH,DISC,OVRHD,ABS,60HZ FREQ,110KV | LBS | ROH | PXC.3246023 | PHOENIX CONTACT_TB 4 EI / SCREW TERMINAL, 2PTS, 4 SQMM GREY | 1500 | 1500 | 0 | free_stock | R67-O-1-K11B_SEP | inventory | 2025-10-28 | LV |  | MK01-Makkah Central Warehouse | 2025-07-30 | 2025-07-16 | 0
4500587810-[40] | 908305012 : SWITCH,DISC,OVRHD,ABS,60HZ FREQ,110KV | LBS | ROH | PXC.5775287 | PHOENIX CONTACT_TB6-RTK-02 / DISCONNECT TERMINAL BLOCK 6 SQMM | 600 | 600 | 0 | free_stock | R15-I-1-K11A_SEP | inventory | 2025-10-28 | LV |  | MK01-Makkah Central Warehouse | 2025-07-30 | 2025-07-16 | 0
4500587810-[40] | 908305012 : SWITCH,DISC,OVRHD,ABS,60HZ FREQ,110KV | LBS | ROH | RH050 | VISHAY_HEATER RH050, 50W 4.7KOHM, 120-240V AC/DC | 25 | 25 | 0 | free_stock | R16-B-1-K11B_SEP | inventory | 2025-10-28 | LV |  | MK01-Makkah Central Warehouse | 2025-07-30 | 2025-07-16 | 0
4500587810-[40] | 908305012 : SWITCH,DISC,OVRHD,ABS,60HZ FREQ,110KV | LBS | ROH | RMU000000108 | Plain Washer M5 ¦ 9ABA450075F1003 ¦ Local | 675 | 675 | 0 | free_stock | 1-1-1-1 | inventory | 2025-10-28 | LV |  | MK01-Makkah Central Warehouse | 2025-07-30 | 2025-07-16 | 0
4500587810-[40] | 908305012 : SWITCH,DISC,OVRHD,ABS,60HZ FREQ,110KV | LBS | ROH | RMU000000113 | Lock Washer M5 ¦ 9ABA450075F1008 ¦ Local | 75 | 75 | 0 | 6100K012B | 1-1-1-1 | inventory | 2025-10-28 | LV |  | MK01-Makkah Central Warehouse | 2025-07-30 | 2025-07-16 | 0
4500587810-[40] | 908305012 : SWITCH,DISC,OVRHD,ABS,60HZ FREQ,110KV | LBS | ROH | RMU000000298 | CHINT_AUXILIARY CONTACT FOR MCB 1NO 1NC DC (XF9) | 25 | 25 | 0 | free_stock | INC-1-1-K11B_SEP | inventory | 2025-10-28 | LV |  | MK01-Makkah Central Warehouse | 2025-07-30 | 2025-07-16 | 0
4500587810-[40] | 908305012 : SWITCH,DISC,OVRHD,ABS,60HZ FREQ,110KV | LBS | ROH | SEP10052 | ‭DISCONNECTING TB FOR CT, OTTA 6-T, BOLT W/O SPRING/0790462/OTTA 6-T P/P‬ | 150 | 150 | 0 | free_stock | 1-1-1-1 | inventory | 2025-10-28 | LV |  | MK01-Makkah Central Warehouse | 2025-07-30 | 2025-07-16 | 0
4500587810-[40] | 908305012 : SWITCH,DISC,OVRHD,ABS,60HZ FREQ,110KV | LBS | ROH | SEP10120 | ‭TIE MOUNT FOR SPARE TIE/HC-102/HC-102‬ | 250 | 250 | 0 | free_stock | R58-R-1-K007_SEP | inventory | 2025-10-28 | LV |  | MK01-Makkah Central Warehouse | 2025-07-30 | 2025-07-16 | 0
4500587810-[40] | 908305012 : SWITCH,DISC,OVRHD,ABS,60HZ FREQ,110KV | LBS | ROH | SEP10128 | ‭DIN RAIL SLOTTED/35X15X1.5X2 - HOLE/DIN RAIL‬ | 12.5 | 12.5 | 0 | 6100K006 | 1-1-1-1 | inventory | 2025-10-28 | LV |  | MK01-Makkah Central Warehouse | 2025-07-30 | 2025-07-16 | 0
4500587810-[40] | 908305012 : SWITCH,DISC,OVRHD,ABS,60HZ FREQ,110KV | LBS | ROH | SEP10160 | TRAFFOLYTE, BLACK/WHITE/WHITE - BLACK/TRAFFOLYTE | 12.5 | 12.5 | 0 | free_stock | R14-A-1-MVBM_SEP | inventory | 2025-10-28 | LV |  | MK01-Makkah Central Warehouse | 2025-07-30 | 2025-07-16 | 0
4500587810-[40] | 908305012 : SWITCH,DISC,OVRHD,ABS,60HZ FREQ,110KV | LBS | ROH | SEP10481 | End Cover, D-URTK ¦ 310020 ¦ PHOENIX | 25 | 25 | 0 | free_stock | 1-1-1-1 | inventory | 2025-10-28 | LV |  | MK01-Makkah Central Warehouse | 2025-07-30 | 2025-07-16 | 0
4500587810-[40] | 908305012 : SWITCH,DISC,OVRHD,ABS,60HZ FREQ,110KV | LBS | ROH | SEP10555 | TB NUMBERING MARKER (BLANK), UCT-TM 6 / 0828736 | 250 | 250 | 0 | free_stock | R15-B-1-K006_SEP | inventory | 2025-10-28 | LV |  | MK01-Makkah Central Warehouse | 2025-07-30 | 2025-07-16 | 0
4500587810-[40] | 908305012 : SWITCH,DISC,OVRHD,ABS,60HZ FREQ,110KV | LBS | ROH | SEP10556 | TB NUMBERING MARKER (BLANK), UCT-TM 8 / 0828740 | 150 | 150 | 0 | free_stock | R57-A-1-K017_SEP | inventory | 2025-10-28 | LV |  | MK01-Makkah Central Warehouse | 2025-07-30 | 2025-07-16 | 0
4500587810-[40] | 908305012 : SWITCH,DISC,OVRHD,ABS,60HZ FREQ,110KV | LBS | ROH | SEP10962 | TB, Terminal block, plastic, for 2.5mm wires, 12 connections per set | 4.1667 | 4.1667 | 0 | free_stock | 1-1-1-1 | inventory | 2025-10-28 | LV |  | MK01-Makkah Central Warehouse | 2025-07-30 | 2025-07-16 | 0
4500587810-[40] | 908305012 : SWITCH,DISC,OVRHD,ABS,60HZ FREQ,110KV | LBS | ROH | SEP11131 | Cable, Control, 1 CORE CU/PVC, 1.0 Sq.mm, Black, 105°, 600/1000V , 1 x 91.4 m | 12.5 | 12.5 | 0 | 6100K011B | NEW.FLR-1-1-K007_SEP | consumption | 2025-10-16 | LV |  | MK01-Makkah Central Warehouse | 2025-07-30 | 2025-07-16 | 0 | [5 empty] | Work in Process Pick | 8151023
4500587810-[40] | 908305012 : SWITCH,DISC,OVRHD,ABS,60HZ FREQ,110KV | LBS | ROH | SEP11143 | Cable, Control, 1 CORE CU/PVC, 2.5 Sq.mm, Red, 105°, 600/1000V , 1 x 91.4 m | 7.5 | 7.5 | 0 | free_stock | 1-1-1-1 | inventory | 2025-10-28 | LV |  | MK01-Makkah Central Warehouse | 2025-07-30 | 2025-07-16 | 0
4500587810-[40] | 908305012 : SWITCH,DISC,OVRHD,ABS,60HZ FREQ,110KV | LBS | ROH | SEP11146 | Cable, Control, 1 CORE CU/PVC, 2.5 Sq.mm, Black, 105°, 600/1000V , 1 x 91.4 m | 25 | 25 | 0 | free_stock | 1-1-1-1 | inventory | 2025-10-28 | LV |  | MK01-Makkah Central Warehouse | 2025-07-30 | 2025-07-16 | 0
4500587810-[40] | 908305012 : SWITCH,DISC,OVRHD,ABS,60HZ FREQ,110KV | LBS | ROH | SEP11151 | Cable, Control, 1 CORE CU/PVC, 2.5 Sq.mm Yellow/Green, 105°, 600/1000V , 1 x 91.4 m | 7.5 | 7.5 | 0 | 6100KDP02 | NEW.FLR-1-1-MVBM_SEP | inventory | 2025-10-28 | LV |  | MK01-Makkah Central Warehouse | 2025-07-30 | 2025-07-16 | 0
4500587810-[40] | 908305012 : SWITCH,DISC,OVRHD,ABS,60HZ FREQ,110KV | LBS | ROH | SFB220A24H300 | BEB OR DFE_SFB220A24H300/24VDC / BATTERY CHARGER INPUT 220VAC,OUTPUT 24VDC | 25 | 25 | 0 | free_stock | R56-P-1-K11B_SEP | inventory | 2025-10-28 | LV |  | MK01-Makkah Central Warehouse | 2025-07-30 | 2025-07-16 | 0
4500587810-[40] | 908305012 : SWITCH,DISC,OVRHD,ABS,60HZ FREQ,110KV | LBS | ROH | VBC6-30-01-01 | ABB_VBC6-30-01-01 MINI REVERSING CONTACTOR | 25 | 25 | 0 | free_stock | R57-I-1-1 | inventory | 2025-10-28 | LV |  | MK01-Makkah Central Warehouse | 2025-07-30 | 2025-07-16 | 0
4500587810-[40] | 908305012 : SWITCH,DISC,OVRHD,ABS,60HZ FREQ,110KV | LBS | ROH | RMU000000119 | BOLT SOCKET CAP HEAD M3x12 ¦ 9ABA450075F1014 ¦ Local | 300 | 300 | 0 | 6100K006 | 1-1-1-1 | inventory | 2025-10-28 | LV | Automated: Replaced 9ABA450075F1014 by RMU000000119. | MK01-Makkah Central Warehouse | 2025-07-30 | 2025-07-16 | 0
4500587810-[40] | 908305012 : SWITCH,DISC,OVRHD,ABS,60HZ FREQ,110KV | LBS | ROH | RMU000000120 | SEC Logo (Alminum 136x76) ¦ 9ABA450075F1015 ¦ Local | 25 | 25 | 0 | free_stock | 1-1-1-1 | inventory | 2025-10-28 | LV | Automated: Replaced 9ABA450075F1015 by RMU000000120. | MK01-Makkah Central Warehouse | 2025-07-30 | 2025-07-16 | 0
4500587810-[40] | 908305012 : SWITCH,DISC,OVRHD,ABS,60HZ FREQ,110KV | LBS | ROH | RMU000000121 | Danger Sign (Alminum 136x76) ¦ 9ABA450075F1016 ¦ Local | 25 | 25 | 0 | free_stock | INC-1-1-K017_SEP | inventory | 2025-10-28 | LV | Automated: Replaced 9ABA450075F1016 by RMU000000121. | MK01-Makkah Central Warehouse | 2025-07-30 | 2025-07-16 | 0
4500587810-[40] | 908305012 : SWITCH,DISC,OVRHD,ABS,60HZ FREQ,110KV | LBS | ROH | RMU000000123 | LBS/Sectionalizer SEP Branding Label ¦ 9ABA450075F1018 ¦ Local | 25 | 25 | 0 | free_stock | INC-1-1-K11B_SEP | inventory | 2025-10-28 | LV | Automated: Replaced 9ABA450075F1018 by RMU000000123. | MK01-Makkah Central Warehouse | 2025-07-30 | 2025-07-16 | 0
4500587810-[40] | 908305012 : SWITCH,DISC,OVRHD,ABS,60HZ FREQ,110KV | LBS | ROH | DF240907005 | Flat Washers φ3 Stainless Steel | 400 | 400 | 0 | free_stock | R58-A-1-K017_SEP | inventory | 2025-10-28 | LV |  | MK01-Makkah Central Warehouse | 2025-07-30 | 2025-07-16 | 0
4500587810-[40] | 908305012 : SWITCH,DISC,OVRHD,ABS,60HZ FREQ,110KV | LBS | ROH | DMS 2126 2011-111 | NUT, HEX M3 | 400 | 400 | 0 | free_stock | R58-A-1-K017_SEP | inventory | 2025-10-28 | LV |  | MK01-Makkah Central Warehouse | 2025-07-30 | 2025-07-16 | 0
4500587810-[40] | 908305012 : SWITCH,DISC,OVRHD,ABS,60HZ FREQ,110KV | LBS | ROH | MV-CPT -CABL-ASSY | Cable Assembly - Outdoor flexible cable Black PVC 450/750 V, 95 °C heat & flame retardent, stranded annealed copper conductor, 4Cx 2.5 mm² of length 12 meter with connector type HQ-005-M (male connector) with H3A-MTG-M20 (hood) and DLX-M20 (gland) with H3A-KDBP (cover) terminated on one end (opposite end do not require processing), with steel cable tags on both cable ends, cable tag text "CPT cable" and loose supply of 1 base type H3A-MAG (base) with HQ-005-F (female connector) and H3A-KDTP (cover) - Used for OVR/LBS/Sectionalizer CPT connection | 25 | 25 | 0 | 6100K007 | 1-1-1-1 | inventory | 2025-10-28 | Cable |  | MK01-Makkah Central Warehouse | 2025-07-30 | 2025-07-16 | 0
4500587810-[40] | 908305012 : SWITCH,DISC,OVRHD,ABS,60HZ FREQ,110KV | LBS | ROH | MV-CT -C-CABL-ASSY-LBS | Cable Assembly - Outdoor flexible cable Black PVC 450/750 V, 95 °C heat & flame retardent, stranded annealed copper conductor, 10Cx 1.0 mm² of length 12 meter with connector type HQ-012-M (male connector) with H3A-MTG-M20 (hood) and DLX-M20 (gland) with H3A-KDBP (cover) terminated on one end (opposite end do not require processing), with steel cable tags on both cable ends, cable tag text "CT cable" and loose supply of 1 base type H3A-MAG (base) with HQ-012-F (female connector) and H3A-KDTP (cover) -Used for LBS/Sectionalizer CT connection | 25 | 25 | 0 | 6100K007 | 1-1-1-1 | inventory | 2025-10-28 | Cable |  | MK01-Makkah Central Warehouse | 2025-07-30 | 2025-07-16 | 0
4500587810-[40] | 908305012 : SWITCH,DISC,OVRHD,ABS,60HZ FREQ,110KV | LBS | ROH | MV-CVD-CABL-ASSY-LBS | Cable Assembly - Outdoor flexible cable Black PVC 450/750 V, 95 °C heat & flame retardent, stranded annealed copper conductor, 10C x 2 x 0.22 mm² of length 12 meter with connector type YD41-16TK-D20 terminated on one end (opposite end do not require processing), with steel cable tags on both cable ends, cable tag text "CVD cable" and loose supply of 1 base type YD41-16ZJ - Used for LBS/Sectionalizer CVD connection | 25 | 25 | 0 | 6100K007 | 1-1-1-1 | inventory | 2025-10-28 | Cable |  | MK01-Makkah Central Warehouse | 2025-07-30 | 2025-07-16 | 0
4500587810-[40] | 908305012 : SWITCH,DISC,OVRHD,ABS,60HZ FREQ,110KV | LBS | ROH | MV-MOT-C-CABL-ASSY-LBS | Cable Assembly | 25 | 25 | 0 | 6100K012B | 1-1-1-1 | inventory | 2025-10-28 | Cable | Automated: Replaced MV-MOT -C-CABL-ASSY-LBS by MV-MOT-C-CABL-ASSY-LBS. | MK01-Makkah Central Warehouse | 2025-07-30 | 2025-07-16 | 0
4500592686-[10] | 908321101 : SWGR,SMART RMU OD,3LBS+1CB,13.8KV,400A | RMU | ROH | DF240612121 | Cold pressed terminal tube type VE1510 (RED) | 18144 | 18144 | 0 | 6100K013 | 1-1-1-1 | inventory | 2025-10-28 | DFE-LV |  | RY01-Riyadh Central Warehouse | 2025-07-30 | 2025-07-16 | 0
4500592686-[10] | 908321101 : SWGR,SMART RMU OD,3LBS+1CB,13.8KV,400A | RMU | ROH | 205041917 | Flat Washer φ10 | 3456 | 3456 | 0 | 6100K013 | 1-1-1-1 | inventory | 2025-10-28 | SEP |  | RY01-Riyadh Central Warehouse | 2025-07-30 | 2025-07-16 | 0
4500592686-[10] | 908321101 : SWGR,SMART RMU OD,3LBS+1CB,13.8KV,400A | RMU | ROH | 205041926 | Hex Nut M10 | 2496 | 2496 | 0 | 6100K013 | R55-P-1-K013_SEP | inventory | 2025-10-28 | SEP |  | RY01-Riyadh Central Warehouse | 2025-07-30 | 2025-07-16 | 0
4500592686-[10] | 908321101 : SWGR,SMART RMU OD,3LBS+1CB,13.8KV,400A | RMU | ROH | DF240510037 | Hinge (CL230-HL017) | 384 | 384 | 0 | 6100K013 | 1-1-1-1 | inventory | 2025-10-28 | DFE-LV |  | RY01-Riyadh Central Warehouse | 2025-07-30 | 2025-07-16 | 0
4500592686-[10] | 908321101 : SWGR,SMART RMU OD,3LBS+1CB,13.8KV,400A | RMU | ROH | DF241126015 | OTTA6-T-P/P marking strip (11)ZB10 LGS:11(1053014:0001) | 192 | 192 | 0 | 6100K013 | 1-1-1-1 | inventory | 2025-10-28 | DFE-LV |  | RY01-Riyadh Central Warehouse | 2025-07-30 | 2025-07-16 | 0
4500592686-[10] | 908321101 : SWGR,SMART RMU OD,3LBS+1CB,13.8KV,400A | RMU | ROH | DF241126011 | Phoenix Terminal Center Bridge EB 2-OTTA 6(0790608) | 288 | 288 | 0 | 6100K013 | 1-1-1-1 | inventory | 2025-10-28 | DFE-LV |  | RY01-Riyadh Central Warehouse | 2025-07-30 | 2025-07-16 | 0
4500592686-[10] | 908321101 : SWGR,SMART RMU OD,3LBS+1CB,13.8KV,400A | RMU | ROH | DF241126012 | Phoenix Terminal Center Bridge EB 4-OTTA 6(0326049) | 96 | 96 | 0 | 6100K013 | 1-1-1-1 | inventory | 2025-10-28 | DFE-LV |  | RY01-Riyadh Central Warehouse | 2025-07-30 | 2025-07-16 | 0
4500592686-[10] | 908321101 : SWGR,SMART RMU OD,3LBS+1CB,13.8KV,400A | RMU | ROH | DF240510010 | Rivet Nut M6*15 | 1056 | 1056 | 0 | 6100K013 | R54-Q-1-K013_SEP | inventory | 2025-10-28 | DFE-LV |  | RY01-Riyadh Central Warehouse | 2025-07-30 | 2025-07-16 | 0
4500592686-[10] | 908321101 : SWGR,SMART RMU OD,3LBS+1CB,13.8KV,400A | RMU | ROH | DF240510010 | Rivet Nut M6*15 | 1536 | 1536 | 0 | 6100K013 | R54-Q-1-K013_SEP | inventory | 2025-10-28 | SEP |  | RY01-Riyadh Central Warehouse | 2025-07-30 | 2025-07-16 | 0
4500592686-[10] | 908321101 : SWGR,SMART RMU OD,3LBS+1CB,13.8KV,400A | RMU |  | DF240510010 | Rivet Nut M6*15 | 1824 | 1824 | 0 | 6100K013 | R54-Q-1-K013_SEP | inventory | 2025-10-28 | SEP |  | RY01-Riyadh Central Warehouse | 2025-07-30 | 2025-07-16 | 0
4500592686-[10] | 908321101 : SWGR,SMART RMU OD,3LBS+1CB,13.8KV,400A | RMU | ROH | 205041912 | Spring Washer φ10 | 1728 | 1728 | 0 | 6100K013 | 1-1-1-1 | inventory | 2025-10-28 | SEP |  | RY01-Riyadh Central Warehouse | 2025-07-30 | 2025-07-16 | 0
4500592686-[10] | 908321101 : SWGR,SMART RMU OD,3LBS+1CB,13.8KV,400A | RMU | ROH | DF241126013 | Tie strap (black) 5*200 | 2400 | 2400 | 0 | 6100K013 | 1-1-1-1 | inventory | 2025-10-28 | DFE-LV |  | RY01-Riyadh Central Warehouse | 2025-07-30 | 2025-07-16 | 0
4500592686-[10] | 908321101 : SWGR,SMART RMU OD,3LBS+1CB,13.8KV,400A | RMU | ROH | DF241126016 | UK2.5B Center Connection Bar (3 connections)FBI 10-3(0203250) | 288 | 288 | 0 | 6100K013 | 1-1-1-1 | inventory | 2025-10-28 | DFE-LV |  | RY01-Riyadh Central Warehouse | 2025-07-30 | 2025-07-16 | 0
4500592686-[10] | 908321101 : SWGR,SMART RMU OD,3LBS+1CB,13.8KV,400A | RMU | ROH | DF241126017 | UK2.5B Center Connection Bar (5 connections)FBI 10-5(0203250) | 96 | 96 | 0 | 6100K013 | 1-1-1-1 | inventory | 2025-10-28 | DFE-LV |  | RY01-Riyadh Central Warehouse | 2025-07-30 | 2025-07-16 | 0
4500592686-[10] | 908321101 : SWGR,SMART RMU OD,3LBS+1CB,13.8KV,400A | RMU | ROH | DF241126018 | UK2.5B Center Connection Bar (8 connections)FBI 10-8(0203250) | 96 | 96 | 0 | 6100K013 | 1-1-1-1 | inventory | 2025-10-28 | DFE-LV |  | RY01-Riyadh Central Warehouse | 2025-07-30 | 2025-07-16 | 0
4500592686-[10] | 908321101 : SWGR,SMART RMU OD,3LBS+1CB,13.8KV,400A | RMU | ROH | DF241118008 | Transfer switch | 96 | 96 | 0 | 6100K013 | 1-1-1-1 | inventory | 2025-10-28 | DFE-LV |  | RY01-Riyadh Central Warehouse | 2025-07-30 | 2025-07-16 | 0
4500592686-[10] | 908321101 : SWGR,SMART RMU OD,3LBS+1CB,13.8KV,400A | RMU | ROH | DF240612006 | Wrapped tube (black) φ8 | 1440 | 1440 | 0 | 6100K013 | 1-1-1-1 | inventory | 2025-10-28 | DFE-LV |  | RY01-Riyadh Central Warehouse | 2025-07-30 | 2025-07-16 | 0
4500592686-[10] | 908321101 : SWGR,SMART RMU OD,3LBS+1CB,13.8KV,400A | RMU | ROH | SEP60005 | Argon gas | 134.4 | 6 | 128.4 | free_stock | IFLR-1-1-MVBM_SEP | inventory | 2025-10-28 | SEP |  | RY01-Riyadh Central Warehouse | 2025-07-30 | 2025-07-16 | 0
4500592686-[10] | 908321101 : SWGR,SMART RMU OD,3LBS+1CB,13.8KV,400A | RMU | ROH | SEP60005 | Argon gas | 128.4 | 21 | 107.4 |  | IFLR-1-1-MVBM_SEP | consumption | 2025-10-18 | SEP |  | RY01-Riyadh Central Warehouse | 2025-07-30 | 2025-07-16 | 0 | [5 empty] | Miscellaneous issue | 8162106
4500592686-[10] | 908321101 : SWGR,SMART RMU OD,3LBS+1CB,13.8KV,400A | RMU | ROH | SEP60005 | Argon gas | 107.4 | 3 | 104.4 |  | IFLR-1-1-MVBM_SEP | consumption | 2025-10-18 | SEP |  | RY01-Riyadh Central Warehouse | 2025-07-30 | 2025-07-16 | 0 | [5 empty] | Miscellaneous issue | 8162105
4500592686-[10] | 908321101 : SWGR,SMART RMU OD,3LBS+1CB,13.8KV,400A | RMU | HALB | 8BP.0818.0006 | BATTERY LABEL | 96 | 20 | 76 | 6100K013 | 1-1-1-1 | consumption | 2025-09-18 | SEP |  | RY01-Riyadh Central Warehouse | 2025-07-30 | 2025-07-16 | 0 | [5 empty] | Work in Process Material Issue | 7388461
4500592686-[10] | 908321101 : SWGR,SMART RMU OD,3LBS+1CB,13.8KV,400A | RMU | ROH | DF240603031 | Black rubber gasket (φ6-12 2mm) | 2304 | 2304 | 0 | 6100K013 | R54-G-1-K013_SEP | inventory | 2025-10-28 | SEP |  | RY01-Riyadh Central Warehouse | 2025-07-30 | 2025-07-16 | 0
4500592686-[10] | 908321101 : SWGR,SMART RMU OD,3LBS+1CB,13.8KV,400A | RMU | 蓄电池标牌固定 | DF240603003 | Blind Rivet (φ3.2*7) | 192 | 192 | 0 | 6100K013 | BOX12-1-1-K013_SEP | inventory | 2025-10-28 | DFE-LV |  | RY01-Riyadh Central Warehouse | 2025-07-30 | 2025-07-16 | 0
4500592686-[10] | 908321101 : SWGR,SMART RMU OD,3LBS+1CB,13.8KV,400A | RMU | ROH | DF209001751 | Buckle A104 Stainless Steel Single hole φ12 | 192 | 192 | 0 | 6100K013 | R65-H-1-K013_SEP | inventory | 2025-10-28 | Outer Enclosure |  | RY01-Riyadh Central Warehouse | 2025-07-30 | 2025-07-16 | 0
4500592686-[10] | 908321101 : SWGR,SMART RMU OD,3LBS+1CB,13.8KV,400A | RMU | ROH | 5ST.0818.0002 | Button protection cover | 1056 | 1056 | 0 | 6100K013 | BOX7-1-1-K013_SEP | inventory | 2025-10-28 | DFE-Consumables |  | RY01-Riyadh Central Warehouse | 2025-07-30 | 2025-07-16 | 0
4500592686-[10] | 908321101 : SWGR,SMART RMU OD,3LBS+1CB,13.8KV,400A | RMU | ROH | DF240510022 | Wire harness (black)BVR-1.5mm² | 4224 | 4224 | 0 | 6100K013 | 1-1-1-1 | inventory | 2025-10-28 | DFE-LV |  | RY01-Riyadh Central Warehouse | 2025-07-30 | 2025-07-16 | 0
4500592686-[10] | 908321101 : SWGR,SMART RMU OD,3LBS+1CB,13.8KV,400A | RMU | ROH | DF240510023 | Wire harness (black)BVR-2.5mm² | 432 | 432 | 0 | 6100K013 | 1-1-1-1 | inventory | 2025-10-28 | DFE-LV |  | RY01-Riyadh Central Warehouse | 2025-07-30 | 2025-07-16 | 0
4500592686-[10] | 908321101 : SWGR,SMART RMU OD,3LBS+1CB,13.8KV,400A | RMU | ROH | DF240510024 | Wire harness (black)BVR-4.0mm² | 3360 | 3360 | 0 | 6100K013 | 1-1-1-1 | inventory | 2025-10-28 | DFE-LV |  | RY01-Riyadh Central Warehouse | 2025-07-30 | 2025-07-16 | 0
4500592686-[10] | 908321101 : SWGR,SMART RMU OD,3LBS+1CB,13.8KV,400A | RMU | ROH | DF241126003 | Wire harness (Blue)BVR-1.5mm² | 5760 | 5760 | 0 | 6100K013 | 1-1-1-1 | inventory | 2025-10-28 | DFE-LV |  | RY01-Riyadh Central Warehouse | 2025-07-30 | 2025-07-16 | 0
4500592686-[10] | 908321101 : SWGR,SMART RMU OD,3LBS+1CB,13.8KV,400A | RMU | ROH | DF250303002 | Wire harness (Blue)BVR-4.0mm² | 672 | 672 | 0 | 6100K013 | 1-1-1-1 | inventory | 2025-10-28 | DFE-LV |  | RY01-Riyadh Central Warehouse | 2025-07-30 | 2025-07-16 | 0
4500592686-[10] | 908321101 : SWGR,SMART RMU OD,3LBS+1CB,13.8KV,400A | RMU | ROH | DF241126004 | Wire harness (grey)BVR-1.5mm² | 30720 | 30720 | 0 | 6100K013 | 1-1-1-1 | inventory | 2025-10-28 | DFE-LV |  | RY01-Riyadh Central Warehouse | 2025-07-30 | 2025-07-16 | 0
4500592686-[10] | 908321101 : SWGR,SMART RMU OD,3LBS+1CB,13.8KV,400A | RMU | ROH | DF241126008 | Wire harness (grey)BVR-2.5mm² | 3456 | 3456 | 0 | 6100K013 | 1-1-1-1 | inventory | 2025-10-28 | DFE-LV |  | RY01-Riyadh Central Warehouse | 2025-07-30 | 2025-07-16 | 0
4500592686-[10] | 908321101 : SWGR,SMART RMU OD,3LBS+1CB,13.8KV,400A | RMU | ROH | DF241126001 | Wire harness (Red)BVR-1.5mm² | 1440 | 1440 | 0 | 6100K013 | 1-1-1-1 | inventory | 2025-10-28 | DFE-LV |  | RY01-Riyadh Central Warehouse | 2025-07-30 | 2025-07-16 | 0
4500592686-[10] | 908321101 : SWGR,SMART RMU OD,3LBS+1CB,13.8KV,400A | RMU | ROH | DF241126005 | Wire harness (Red)BVR-2.5mm² | 432 | 432 | 0 | 6100K013 | 1-1-1-1 | inventory | 2025-10-28 | DFE-LV |  | RY01-Riyadh Central Warehouse | 2025-07-30 | 2025-07-16 | 0
4500592686-[10] | 908321101 : SWGR,SMART RMU OD,3LBS+1CB,13.8KV,400A | RMU | ROH | DF241126009 | Wire harness (Red)BVR-4.0mm² | 1248 | 1248 | 0 | 6100K013 | 1-1-1-1 | inventory | 2025-10-28 | DFE-LV |  | RY01-Riyadh Central Warehouse | 2025-07-30 | 2025-07-16 | 0
4500592686-[10] | 908321101 : SWGR,SMART RMU OD,3LBS+1CB,13.8KV,400A | RMU | ROH | DF241126002 | Wire harness (Yellow)BVR-1.5mm² | 1440 | 1440 | 0 | 6100K013 | 1-1-1-1 | inventory | 2025-10-28 | DFE-LV |  | RY01-Riyadh Central Warehouse | 2025-07-30 | 2025-07-16 | 0
4500592686-[10] | 908321101 : SWGR,SMART RMU OD,3LBS+1CB,13.8KV,400A | RMU | ROH | DF250303001 | Wire harness (Yellow)BVR-4.0mm² | 672 | 672 | 0 | free_stock | R19-K-1-K013_SEP | inventory | 2025-10-28 | DFE-LV |  | RY01-Riyadh Central Warehouse | 2025-07-30 | 2025-07-16 | 0
4500592686-[10] | 908321101 : SWGR,SMART RMU OD,3LBS+1CB,13.8KV,400A | RMU | ROH | DF240510039 | CT+ECT (75A/1A+75A/225mV) | 288 | 288 | 0 | 6100K013 | 1-1-1-1 | inventory | 2025-10-28 | SEP |  | RY01-Riyadh Central Warehouse | 2025-07-30 | 2025-07-16 | 0
4500592686-[10] | 908321101 : SWGR,SMART RMU OD,3LBS+1CB,13.8KV,400A | RMU | ROH | 8DF-217-0004 | Cable door guide sleeve | 768 | 768 | 0 | 6100K013 | R54-R-1-K013_SEP | inventory | 2025-10-28 | SEP |  | RY01-Riyadh Central Warehouse | 2025-07-30 | 2025-07-16 | 0
4500592686-[10] | 908321101 : SWGR,SMART RMU OD,3LBS+1CB,13.8KV,400A | RMU | ROH | 8DF.0818.1093 | Cable room insulation board 1 | 768 | 768 | 0 | 6100K013 | BOX3-1-1-K013_SEP | inventory | 2025-10-28 | DFE-Consumables |  | RY01-Riyadh Central Warehouse | 2025-07-30 | 2025-07-16 | 0
4500592686-[10] | 908321101 : SWGR,SMART RMU OD,3LBS+1CB,13.8KV,400A | RMU | ROH | DF240603045 | Charge indicator (DXN-T-FD/17.5) | 384 | 384 | 0 | 6100KDP02 | BOX42-1-1-K013_SEP | inventory | 2025-10-28 | DFE-Consumables |  | RY01-Riyadh Central Warehouse | 2025-07-30 | 2025-07-16 | 0
4500592686-[10] | 908321101 : SWGR,SMART RMU OD,3LBS+1CB,13.8KV,400A | RMU | ROH | DF241118002 | Close button indicator light | 384 | 384 | 0 | 6100K013 | 1-1-1-1 | inventory | 2025-10-28 | DFE-LV |  | RY01-Riyadh Central Warehouse | 2025-07-30 | 2025-07-16 | 0
4500592686-[10] | 908321101 : SWGR,SMART RMU OD,3LBS+1CB,13.8KV,400A | RMU | ROH | DF241126027 | Cold pressed terminal O-shaped RV1.25-4 (RED) | 960 | 960 | 0 | 6100K013 | BOX12-1-1-K013_SEP | inventory | 2025-10-28 | DFE-LV |  | RY01-Riyadh Central Warehouse | 2025-07-30 | 2025-07-16 | 0
4500592686-[10] | 908321101 : SWGR,SMART RMU OD,3LBS+1CB,13.8KV,400A | RMU | ROH | DF240612124 | Cold pressed terminal U-shaped SV1.25-4 (RED) | 10176 | 10176 | 0 | 6100K013 | 1-1-1-1 | inventory | 2025-10-28 | DFE-LV |  | RY01-Riyadh Central Warehouse | 2025-07-30 | 2025-07-16 | 0
4500592686-[10] | 908321101 : SWGR,SMART RMU OD,3LBS+1CB,13.8KV,400A | RMU | ROH | DF240612127 | Cold pressed terminal plug-in type FRD1.25-156 (RED) | 384 | 384 | 0 | 6100K013 | 1-1-1-1 | inventory | 2025-10-28 | DFE-LV |  | RY01-Riyadh Central Warehouse | 2025-07-30 | 2025-07-16 | 0
4500592686-[10] | 908321101 : SWGR,SMART RMU OD,3LBS+1CB,13.8KV,400A | RMU | ROH | DF240612128 | Cold pressed terminal plug-in type MPD1.25-156 (RED) | 384 | 384 | 0 | 6100K013 | 1-1-1-1 | inventory | 2025-10-28 | DFE-LV |  | RY01-Riyadh Central Warehouse | 2025-07-30 | 2025-07-16 | 0
4500592686-[10] | 908321101 : SWGR,SMART RMU OD,3LBS+1CB,13.8KV,400A | RMU | ROH | DF240612126 | Cold pressed terminal strip type DBV1.25-10 (RED) | 4416 | 4416 | 0 | 6100K013 | 1-1-1-1 | inventory | 2025-10-28 | DFE-LV |  | RY01-Riyadh Central Warehouse | 2025-07-30 | 2025-07-16 | 0
4500592686-[10] | 908321101 : SWGR,SMART RMU OD,3LBS+1CB,13.8KV,400A | RMU | ROH | 208004917 | Router (IR302) | 96 | 96 | 0 | 6100K013 | 1-1-1-1 | inventory | 2025-10-28 | DFE-LV |  | RY01-Riyadh Central Warehouse | 2025-07-30 | 2025-07-16 | 0
4500592686-[10] | 908321101 : SWGR,SMART RMU OD,3LBS+1CB,13.8KV,400A | RMU | ROH | 8DF.0818.1292 | Copper sets | 192 | 192 | 0 | 6100K013 | R61-A-1-K013_SEP | inventory | 2025-10-28 | SEP |  | RY01-Riyadh Central Warehouse | 2025-07-30 | 2025-07-16 | 0
4500592686-[10] | 908321101 : SWGR,SMART RMU OD,3LBS+1CB,13.8KV,400A | RMU | ROH | DF250318010 | Cross groove large pan head screw Stainless steel | 576 | 576 | 0 | 6100K013 | 1-1-1-1 | consumption | 2025-09-24 | Outer Enclosure |  | RY01-Riyadh Central Warehouse | 2025-07-30 | 2025-07-16 | 0 | [5 empty] | Work in Process Material Issue | 7562543
4500592686-[10] | 908321101 : SWGR,SMART RMU OD,3LBS+1CB,13.8KV,400A | RMU | ROH | DF240424010 | Cross groove pan head combination screw M4*10 | 576 | 576 | 0 | 6100K013 | 1-1-1-1 | inventory | 2025-10-28 | SEP |  | RY01-Riyadh Central Warehouse | 2025-07-30 | 2025-07-16 | 0
4500592686-[10] | 908321101 : SWGR,SMART RMU OD,3LBS+1CB,13.8KV,400A | RMU | ROH | DF241124005 | Cross recessed pan head screw M3*12 | 768 | 768 | 0 | 6100K013 | 1-1-1-1 | inventory | 2025-10-28 | DFE-LV |  | RY01-Riyadh Central Warehouse | 2025-07-30 | 2025-07-16 | 0
4500592686-[10] | 908321101 : SWGR,SMART RMU OD,3LBS+1CB,13.8KV,400A | RMU | ROH | DF241124005 | Cross recessed pan head screw M3*12 | 768 | 768 | 0 | 6100K013 | 1-1-1-1 | inventory | 2025-10-28 | SEP |  | RY01-Riyadh Central Warehouse | 2025-07-30 | 2025-07-16 | 0
4500592686-[10] | 908321101 : SWGR,SMART RMU OD,3LBS+1CB,13.8KV,400A | RMU | ROH | DF240603008 | Cross recessed pan head screw M6*20 | 3840 | 3840 | 0 | 6100K013 | R55-I-1-K013_SEP | inventory | 2025-10-28 | SEP |  | RY01-Riyadh Central Warehouse | 2025-07-30 | 2025-07-16 | 0
4500592686-[10] | 908321101 : SWGR,SMART RMU OD,3LBS+1CB,13.8KV,400A | RMU | ROH | DF240907004 | Cross recessed pan head screws M3*12 | 384 | 384 | 0 | 6100K013 | 1-1-1-1 | inventory | 2025-10-28 | Outer Enclosure |  | RY01-Riyadh Central Warehouse | 2025-07-30 | 2025-07-16 | 0
4500592686-[10] | 908321101 : SWGR,SMART RMU OD,3LBS+1CB,13.8KV,400A | RMU | ROH | DF240510002 | Cross recessed pan head screw M4 * 12 | 768 | 768 | 0 | 6100K013 | 1-1-1-1 | inventory | 2025-10-28 | DFE-LV |  | RY01-Riyadh Central Warehouse | 2025-07-30 | 2025-07-16 | 0
4500592686-[10] | 908321101 : SWGR,SMART RMU OD,3LBS+1CB,13.8KV,400A | RMU | ROH | DF240510002 | Cross recessed pan head screw M4 * 12 | 1152 | 1152 | 0 | 6100K013 | 1-1-1-1 | inventory | 2025-10-28 | SEP |  | RY01-Riyadh Central Warehouse | 2025-07-30 | 2025-07-16 | 0
4500592686-[10] | 908321101 : SWGR,SMART RMU OD,3LBS+1CB,13.8KV,400A | RMU | ROH | DF240510004 | Cross recessed pan head screw M4*16 | 576 | 576 | 0 | 6100K013 | 1-1-1-1 | inventory | 2025-10-28 | DFE-LV |  | RY01-Riyadh Central Warehouse | 2025-07-30 | 2025-07-16 | 0
4500592686-[10] | 908321101 : SWGR,SMART RMU OD,3LBS+1CB,13.8KV,400A | RMU | ROH | DF240510005 | Cross recessed pan head screw M4*30 | 384 | 384 | 0 | 6100K013 | 1-1-1-1 | inventory | 2025-10-28 | DFE-LV |  | RY01-Riyadh Central Warehouse | 2025-07-30 | 2025-07-16 | 0
4500592686-[10] | 908321101 : SWGR,SMART RMU OD,3LBS+1CB,13.8KV,400A | RMU | ROH | DF240103074 | M4*12 Cross recessed pan head triangular tooth self-tapping self-drilling screw galvanized | 96 | 96 | 0 | free_stock | R52-A-1-MVBM_SEP | inventory | 2025-10-28 | Outer Enclosure |  | RY01-Riyadh Central Warehouse | 2025-07-30 | 2025-07-16 | 0
4500592686-[10] | 908321101 : SWGR,SMART RMU OD,3LBS+1CB,13.8KV,400A | RMU | ROH | DF240510001 | Cross recessed self-tapping locking screw M4*12 | 3648 | 3648 | 0 | 6100K013 | 1-1-1-1 | inventory | 2025-10-28 | DFE-LV |  | RY01-Riyadh Central Warehouse | 2025-07-30 | 2025-07-16 | 0
4500592686-[10] | 908321101 : SWGR,SMART RMU OD,3LBS+1CB,13.8KV,400A | RMU | ROH | DF240603047 | M5 * 12 cross groove pan head triangular self tapping screw | 384 | 384 | 0 | 6100K013 | R54-Q-1-K013_SEP | inventory | 2025-10-28 | Outer Enclosure |  | RY01-Riyadh Central Warehouse | 2025-07-30 | 2025-07-16 | 0
4500592686-[10] | 908321101 : SWGR,SMART RMU OD,3LBS+1CB,13.8KV,400A | RMU | ROH | DF240603047 | Cross recessed self-tapping screw M5*12 | 4992 | 4992 | 0 | 6100K013 | R54-Q-1-K013_SEP | inventory | 2025-10-28 | SEP |  | RY01-Riyadh Central Warehouse | 2025-07-30 | 2025-07-16 | 0
4500592686-[10] | 908321101 : SWGR,SMART RMU OD,3LBS+1CB,13.8KV,400A | RMU | ROH | DF240510027 | Rail | 120 | 120 | 0 | 6100K013 | 1-1-1-1 | inventory | 2025-10-28 | DFE-LV |  | RY01-Riyadh Central Warehouse | 2025-07-30 | 2025-07-16 | 0
4500592686-[10] | 908321101 : SWGR,SMART RMU OD,3LBS+1CB,13.8KV,400A | RMU | ROH | DF241118001 | Data acquisition module (LP-204) | 96 | 96 | 0 | 6100K013 | 1-1-1-1 | inventory | 2025-10-28 | DFE-LV |  | RY01-Riyadh Central Warehouse | 2025-07-30 | 2025-07-16 | 0
4500592686-[10] | 908321101 : SWGR,SMART RMU OD,3LBS+1CB,13.8KV,400A | RMU | ROH | DF209001750 | Dixation Hook Q235A | 96 | 96 | 0 | 6100K013 | 1-1-1-1 | inventory | 2025-10-28 | Outer Enclosure |  | RY01-Riyadh Central Warehouse | 2025-07-30 | 2025-07-16 | 0
4500592686-[10] | 908321101 : SWGR,SMART RMU OD,3LBS+1CB,13.8KV,400A | RMU | ROH | DF205041101 | Door Bolt 5 Inches Stainless steel | 192 | 192 | 0 | 6100K013 | 1-1-1-1 | inventory | 2025-10-28 | Outer Enclosure |  | RY01-Riyadh Central Warehouse | 2025-07-30 | 2025-07-16 | 0
4500592686-[10] | 908321101 : SWGR,SMART RMU OD,3LBS+1CB,13.8KV,400A | RMU | ROH | DF240603035 | Door lock (MS310 Hengzhu) | 288 | 288 | 0 | 6100K013 | R54-R-1-K013_SEP | inventory | 2025-10-28 | DFE-Consumables |  | RY01-Riyadh Central Warehouse | 2025-07-30 | 2025-07-16 | 0
4500592686-[10] | 908321101 : SWGR,SMART RMU OD,3LBS+1CB,13.8KV,400A | RMU | ROH | 8DF.0818.1293 | Door stop guide sleeve | 192 | 192 | 0 | 6100K013 | R61-A-1-K013_SEP | inventory | 2025-10-28 | SEP |  | RY01-Riyadh Central Warehouse | 2025-07-30 | 2025-07-16 | 0
4500592686-[10] | 908321101 : SWGR,SMART RMU OD,3LBS+1CB,13.8KV,400A | RMU | ROH | DF240510038 | ECT (400A/225mV) | 576 | 576 | 0 | 6100K013 | 1-1-1-1 | inventory | 2025-10-28 | SEP |  | RY01-Riyadh Central Warehouse | 2025-07-30 | 2025-07-16 | 0
4500592686-[10] | 908321101 : SWGR,SMART RMU OD,3LBS+1CB,13.8KV,400A | RMU | ROH | DF240510040 | EVT (13800/√3/3.25/√3) | 288 | 288 | 0 | 6100K013 | 1-1-1-1 | inventory | 2025-10-28 | SEP |  | RY01-Riyadh Central Warehouse | 2025-07-30 | 2025-07-16 | 0
4500592686-[10] | 908321101 : SWGR,SMART RMU OD,3LBS+1CB,13.8KV,400A | RMU | ROH | DF240612004 | Wrapped mesh (black) φ25 | 624 | 624 | 0 | 6100K013 | 1-1-1-1 | inventory | 2025-10-28 | DFE-LV |  | RY01-Riyadh Central Warehouse | 2025-07-30 | 2025-07-16 | 0
4500592686-[10] | 908321101 : SWGR,SMART RMU OD,3LBS+1CB,13.8KV,400A | RMU | ROH | DF240612005 | Wrapped mesh (black) φ30 | 67.2 | 67.2 | 0 | 6100K013 | 1-1-1-1 | inventory | 2025-10-28 | DFE-LV |  | RY01-Riyadh Central Warehouse | 2025-07-30 | 2025-07-16 | 0
4500592686-[10] | 908321101 : SWGR,SMART RMU OD,3LBS+1CB,13.8KV,400A | RMU | ROH | DF240510006 | External hexagonal flange triangular thread self-tapping locking screw M6*12 | 3168 | 3168 | 0 | 6100K013 | R55-A-1-K013_SEP | inventory | 2025-10-28 | SEP |  | RY01-Riyadh Central Warehouse | 2025-07-30 | 2025-07-16 | 0
4500592686-[10] | 908321101 : SWGR,SMART RMU OD,3LBS+1CB,13.8KV,400A | RMU | ROH | DF240510006 | External hexagonal flange triangular thread self-tapping locking screws M6*12 | 3456 | 3456 | 0 | 6100K013 | R55-A-1-K013_SEP | inventory | 2025-10-28 | Outer Enclosure |  | RY01-Riyadh Central Warehouse | 2025-07-30 | 2025-07-16 | 0
4500592686-[10] | 908321101 : SWGR,SMART RMU OD,3LBS+1CB,13.8KV,400A | RMU | ROH | DF240510006 | External hexagonal flange triangular thread self-tapping locking screw M6*12 | 3648 | 3648 | 0 | 6100K013 | 1-1-1-1 | inventory | 2025-10-28 | DFE-LV |  | RY01-Riyadh Central Warehouse | 2025-07-30 | 2025-07-16 | 0
4500592686-[10] | 908321101 : SWGR,SMART RMU OD,3LBS+1CB,13.8KV,400A | RMU | ROH | DF241126019 | 1.0 White Wire Gauge Tube 1.0mm² | 30.72 | 30.72 | 0 | 6100K013 | R19-S-1-K013_SEP | inventory | 2025-10-28 | DFE-LV |  | RY01-Riyadh Central Warehouse | 2025-07-30 | 2025-07-16 | 0
4500592686-[10] | 908321101 : SWGR,SMART RMU OD,3LBS+1CB,13.8KV,400A | RMU | ROH | DF241126023 | 1.5 Red Wire Gauge Tube 1.5mm² | 19.2 | 19.2 | 0 | 6100K013 | R19-S-1-K013_SEP | inventory | 2025-10-28 | DFE-LV |  | RY01-Riyadh Central Warehouse | 2025-07-30 | 2025-07-16 | 0
4500592686-[10] | 908321101 : SWGR,SMART RMU OD,3LBS+1CB,13.8KV,400A | RMU | ROH | DF241126020 | 1.5 White Wire Gauge Tube 1.5mm² | 1296 | 1296 | 0 | 6100K013 | R20-B-1-K013_SEP | inventory | 2025-10-28 | DFE-LV |  | RY01-Riyadh Central Warehouse | 2025-07-30 | 2025-07-16 | 0
4500592686-[10] | 908321101 : SWGR,SMART RMU OD,3LBS+1CB,13.8KV,400A | RMU | ROH | DF241126024 | 2.5 Red Wire Gauge Tube 2.5mm² | 67.2 | 67.2 | 0 | 6100K013 | R19-S-1-K013_SEP | inventory | 2025-10-28 | DFE-LV |  | RY01-Riyadh Central Warehouse | 2025-07-30 | 2025-07-16 | 0
4500592686-[10] | 908321101 : SWGR,SMART RMU OD,3LBS+1CB,13.8KV,400A | RMU | ROH | DF241126021 | 2.5 White Wire Gauge Tube 2.5mm² | 211.2 | 211.2 | 0 | 6100K013 | R19-S-1-K013_SEP | inventory | 2025-10-28 | DFE-LV |  | RY01-Riyadh Central Warehouse | 2025-07-30 | 2025-07-16 | 0
4500592686-[10] | 908321101 : SWGR,SMART RMU OD,3LBS+1CB,13.8KV,400A | RMU | ROH | DF241126025 | 4.0 Red Wire Gauge Tube 4.0mm² | 153.6 | 153.6 | 0 | 6100K013 | BOX12-1-1-K013_SEP | inventory | 2025-10-28 | DFE-LV |  | RY01-Riyadh Central Warehouse | 2025-07-30 | 2025-07-16 | 0
4500592686-[10] | 908321101 : SWGR,SMART RMU OD,3LBS+1CB,13.8KV,400A | RMU | ROH | DF241126022 | 4.0 White Wire Gauge Tube 4.0mm² | 151.68 | 151.68 | 0 | 6100K013 | R19-S-1-K013_SEP | inventory | 2025-10-28 | DFE-LV |  | RY01-Riyadh Central Warehouse | 2025-07-30 | 2025-07-16 | 0
4500592686-[10] | 908321101 : SWGR,SMART RMU OD,3LBS+1CB,13.8KV,400A | RMU | ROH | 8DF-128-0009 | Fixed clamp | 96 | 96 | 0 | 6100K013 | WH2-1-1-K013_SEP | inventory | 2025-10-28 | Outer Enclosure |  | RY01-Riyadh Central Warehouse | 2025-07-30 | 2025-07-16 | 0
4500592686-[10] | 908321101 : SWGR,SMART RMU OD,3LBS+1CB,13.8KV,400A | RMU | ROH | DF240603024 | Flange Nut M8 | 768 | 768 | 0 | 6100K013 | 1-1-1-1 | inventory | 2025-10-28 | SEP |  | RY01-Riyadh Central Warehouse | 2025-07-30 | 2025-07-16 | 0
4500592686-[10] | 908321101 : SWGR,SMART RMU OD,3LBS+1CB,13.8KV,400A | RMU | ROH | 205036416 | Flat Washer φ4 | 1728 | 1728 | 0 | 6100K013 | 1-1-1-1 | inventory | 2025-10-28 | DFE-LV |  | RY01-Riyadh Central Warehouse | 2025-07-30 | 2025-07-16 | 0
4500592686-[10] | 908321101 : SWGR,SMART RMU OD,3LBS+1CB,13.8KV,400A | RMU | ROH | 211001962 | Flat Washer φ6 | 1344 | 1344 | 0 | 6100K013 | 1-1-1-1 | inventory | 2025-10-28 | DFE-LV |  | RY01-Riyadh Central Warehouse | 2025-07-30 | 2025-07-16 | 0
4500592686-[10] | 908321101 : SWGR,SMART RMU OD,3LBS+1CB,13.8KV,400A | RMU | ROH | 211001962 | φ6 Flap pad Stainless steel | 3456 | 3456 | 0 | 6100K013 | 1-1-1-1 | inventory | 2025-10-28 | Outer Enclosure |  | RY01-Riyadh Central Warehouse | 2025-07-30 | 2025-07-16 | 0
4500592686-[10] | 908321101 : SWGR,SMART RMU OD,3LBS+1CB,13.8KV,400A | RMU | ROH | 211001962 | Flat Washer φ6 | 5376 | 5376 | 0 | 6100K013 | 1-1-1-1 | inventory | 2025-10-28 | SEP |  | RY01-Riyadh Central Warehouse | 2025-07-30 | 2025-07-16 | 0
4500592686-[10] | 908321101 : SWGR,SMART RMU OD,3LBS+1CB,13.8KV,400A | RMU | ROH | 205041921 | Flat Washer φ8 | 1152 | 1152 | 0 | 6100K013 | 1-1-1-1 | inventory | 2025-10-28 | SEP |  | RY01-Riyadh Central Warehouse | 2025-07-30 | 2025-07-16 | 0
4500592686-[10] | 908321101 : SWGR,SMART RMU OD,3LBS+1CB,13.8KV,400A | RMU | ROH | DF240907005 | Flat Washers φ3 | 384 | 384 | 0 | 6100K013 | R55-A-1-K013_SEP | inventory | 2025-10-28 | Outer Enclosure |  | RY01-Riyadh Central Warehouse | 2025-07-30 | 2025-07-16 | 0
4500592686-[10] | 908321101 : SWGR,SMART RMU OD,3LBS+1CB,13.8KV,400A | RMU | ROH | DF240907005 | Flat Washer φ3 | 768 | 768 | 0 | free_stock | R58-A-1-K017_SEP | inventory | 2025-10-28 | DFE-LV |  | RY01-Riyadh Central Warehouse | 2025-07-30 | 2025-07-16 | 0
4500592686-[10] | 908321101 : SWGR,SMART RMU OD,3LBS+1CB,13.8KV,400A | RMU | ROH | 205004178 | ø10 Flat pad Stainless steel | 96 | 96 | 0 | free_stock | R58-B--RMU/\-BULK_SEP | inventory | 2025-10-28 | Outer Enclosure |  | RY01-Riyadh Central Warehouse | 2025-07-30 | 2025-07-16 | 0
4500592686-[10] | 908321101 : SWGR,SMART RMU OD,3LBS+1CB,13.8KV,400A | RMU | ROH | DF240603022 | Flat Washer φ10 | 5568 | 5568 | 0 | 6100K013 | R54-Q-1-K013_SEP | inventory | 2025-10-28 | SEP |  | RY01-Riyadh Central Warehouse | 2025-07-30 | 2025-07-16 | 0
4500592686-[10] | 908321101 : SWGR,SMART RMU OD,3LBS+1CB,13.8KV,400A | RMU | ROH | DF240603012 | Flat Washer φ12 | 192 | 192 | 0 | 6100K013 | R55-H-1-K013_SEP | inventory | 2025-10-28 | SEP |  | RY01-Riyadh Central Warehouse | 2025-07-30 | 2025-07-16 | 0
4500592686-[10] | 908321101 : SWGR,SMART RMU OD,3LBS+1CB,13.8KV,400A | RMU | ROH | DF240603005 | Cross groove countersunk head screw M3*6 | 4224 | 4224 | 0 | 6100K013 | R55-I-1-K013_SEP | inventory | 2025-10-28 | SEP |  | RY01-Riyadh Central Warehouse | 2025-07-30 | 2025-07-16 | 0
4500592686-[10] | 908321101 : SWGR,SMART RMU OD,3LBS+1CB,13.8KV,400A | RMU | ROH | DF240612001 | Grounding wire (yellow green) BVR-2.5mm² | 2496 | 2496 | 0 | 6100K013 | 1-1-1-1 | inventory | 2025-10-28 | DFE-LV |  | RY01-Riyadh Central Warehouse | 2025-07-30 | 2025-07-16 | 0
4500592686-[10] | 908321101 : SWGR,SMART RMU OD,3LBS+1CB,13.8KV,400A | RMU | ROH | DF240612002 | Grounding wire (yellow green) BVR-6mm² | 340.8 | 340.8 | 0 | 6100K013 | 1-1-1-1 | inventory | 2025-10-28 | DFE-LV |  | RY01-Riyadh Central Warehouse | 2025-07-30 | 2025-07-16 | 0
4500592686-[10] | 908321101 : SWGR,SMART RMU OD,3LBS+1CB,13.8KV,400A | RMU | ROH | DF240603037 | Gland M30*1.5 | 576 | 576 | 0 | 6100K013 | 1-1-1-1 | inventory | 2025-10-28 | SEP |  | RY01-Riyadh Central Warehouse | 2025-07-30 | 2025-07-16 | 0
4500592686-[10] | 908321101 : SWGR,SMART RMU OD,3LBS+1CB,13.8KV,400A | RMU | ROH | DF240603038 | Gland M40*1.5 | 576 | 576 | 0 | 6100K013 | BOX8-1-1-K013_SEP | inventory | 2025-10-28 | SEP |  | RY01-Riyadh Central Warehouse | 2025-07-30 | 2025-07-16 | 0
4500592686-[10] | 908321101 : SWGR,SMART RMU OD,3LBS+1CB,13.8KV,400A | RMU | ROH | DF240603043 | Glass glue | 4800 | 1500 | 3300 | 6100K013 | 1-1-1-1 | inventory | 2025-10-28 | SEP |  | RY01-Riyadh Central Warehouse | 2025-07-30 | 2025-07-16 | 0
4500592686-[10] | 908321101 : SWGR,SMART RMU OD,3LBS+1CB,13.8KV,400A | RMU | ROH | 8DF.0816.1200 | Grounding identification 1 φ12 | 96 | 96 | 0 | 6100K013 | R54-R-1-K013_SEP | inventory | 2025-10-28 | DFE-Consumables |  | RY01-Riyadh Central Warehouse | 2025-07-30 | 2025-07-16 | 0
4500592686-[10] | 908321101 : SWGR,SMART RMU OD,3LBS+1CB,13.8KV,400A | RMU | ROH | DF240610001 | Grounding box twist lock (38*27) | 288 | 288 | 0 | 6100K013 | WH2-1-1-K013_SEP | inventory | 2025-10-28 | DFE-Consumables |  | RY01-Riyadh Central Warehouse | 2025-07-30 | 2025-07-16 | 0
4500592686-[10] | 908321101 : SWGR,SMART RMU OD,3LBS+1CB,13.8KV,400A | RMU | ROH | 8DF.0816.1201 | Grounding identification 2 φ10 | 384 | 384 | 0 | 6100K013 | R54-R-1-K013_SEP | inventory | 2025-10-28 | DFE-Consumables |  | RY01-Riyadh Central Warehouse | 2025-07-30 | 2025-07-16 | 0
4500592686-[10] | 908321101 : SWGR,SMART RMU OD,3LBS+1CB,13.8KV,400A | RMU | ROH | 8DF.0816.1202 | Grounding identification 3 φ6 | 288 | 288 | 0 | 6100K013 | 1-1-1-1 | inventory | 2025-10-28 | DFE-Consumables |  | RY01-Riyadh Central Warehouse | 2025-07-30 | 2025-07-16 | 0
4500592686-[10] | 908321101 : SWGR,SMART RMU OD,3LBS+1CB,13.8KV,400A | RMU | ROH | 8DF.0816.1202 | Grounding identification 3 φ6 | 288 | 288 | 0 | 6100K013 | 1-1-1-1 | inventory | 2025-10-28 | DFE-LV |  | RY01-Riyadh Central Warehouse | 2025-07-30 | 2025-07-16 | 0
4500592686-[10] | 908321101 : SWGR,SMART RMU OD,3LBS+1CB,13.8KV,400A | RMU | ROH | DF241124001 | Grub Screw M6*16 | 1536 | 1536 | 0 | 6100K013 | R54-R-1-K013_SEP | inventory | 2025-10-28 | SEP |  | RY01-Riyadh Central Warehouse | 2025-07-30 | 2025-07-16 | 0
4500592686-[10] | 908321101 : SWGR,SMART RMU OD,3LBS+1CB,13.8KV,400A | RMU | ROH | DF240603015 | Hexagonal thin nut M3*1.65 | 4224 | 4224 | 0 | 6100K013 | R55-I-1-K013_SEP | inventory | 2025-10-28 | SEP |  | RY01-Riyadh Central Warehouse | 2025-07-30 | 2025-07-16 | 0
4500592686-[10] | 908321101 : SWGR,SMART RMU OD,3LBS+1CB,13.8KV,400A | RMU | ROH | DF241123002 | Half round head hexagon socket bolt M6*40 | 768 | 768 | 0 | 6100K013 | 1-1-1-1 | inventory | 2025-10-28 | SEP |  | RY01-Riyadh Central Warehouse | 2025-07-30 | 2025-07-16 | 0
4500592686-[10] | 908321101 : SWGR,SMART RMU OD,3LBS+1CB,13.8KV,400A | RMU | ROH | SEP60001 | He Gas consumption | 13.44 | 5 | 8.44 |  | IFLR-1-1-MVBM_SEP | consumption | 2025-10-18 | SEP |  | RY01-Riyadh Central Warehouse | 2025-07-30 | 2025-07-16 | 0 | [5 empty] | Miscellaneous issue | 8162098
4500592686-[10] | 908321101 : SWGR,SMART RMU OD,3LBS+1CB,13.8KV,400A | RMU | ROH | SEP60001 | He Gas consumption | 8.44 | 1 | 7.44 |  | IFLR-1-1-RMU/\-BULK_SEP | consumption | 2025-10-18 | SEP |  | RY01-Riyadh Central Warehouse | 2025-07-30 | 2025-07-16 | 0 | [5 empty] | Miscellaneous issue | 8162099
4500592686-[10] | 908321101 : SWGR,SMART RMU OD,3LBS+1CB,13.8KV,400A | RMU | ROH | DF241125002 | Hex Bolt M6*16 | 384 | 384 | 0 | 6100K013 | 1-1-1-1 | inventory | 2025-10-28 | DFE-LV |  | RY01-Riyadh Central Warehouse | 2025-07-30 | 2025-07-16 | 0
4500592686-[10] | 908321101 : SWGR,SMART RMU OD,3LBS+1CB,13.8KV,400A | RMU | ROH | DF241125002 | Hex Bolt M6*16 | 2304 | 2304 | 0 | 6100K013 | 1-1-1-1 | inventory | 2025-10-28 | SEP |  | RY01-Riyadh Central Warehouse | 2025-07-30 | 2025-07-16 | 0
4500592686-[10] | 908321101 : SWGR,SMART RMU OD,3LBS+1CB,13.8KV,400A | RMU | ROH | DF240603018 | Hex Bolt M10*110 | 768 | 768 | 0 | 6100K013 | 1-1-1-1 | inventory | 2025-10-28 | SEP |  | RY01-Riyadh Central Warehouse | 2025-07-30 | 2025-07-16 | 0
4500592686-[10] | 908321101 : SWGR,SMART RMU OD,3LBS+1CB,13.8KV,400A | RMU | ROH | DF240603020 | Hex Bolt M10*35 | 2784 | 2784 | 0 | 6100K013 | R55-H-1-K013_SEP | inventory | 2025-10-28 | SEP |  | RY01-Riyadh Central Warehouse | 2025-07-30 | 2025-07-16 | 0
4500592686-[10] | 908321101 : SWGR,SMART RMU OD,3LBS+1CB,13.8KV,400A | RMU | ROH | DF240603017 | Hex Bolt M10*80 | 192 | 192 | 0 | 6100K013 | 1-1-1-1 | inventory | 2025-10-28 | SEP |  | RY01-Riyadh Central Warehouse | 2025-07-30 | 2025-07-16 | 0
4500592686-[10] | 908321101 : SWGR,SMART RMU OD,3LBS+1CB,13.8KV,400A | RMU | ROH | DF240603009 | Hex Bolt M12*30 | 96 | 96 | 0 | 6100K013 | R55-H-1-K013_SEP | inventory | 2025-10-28 | SEP |  | RY01-Riyadh Central Warehouse | 2025-07-30 | 2025-07-16 | 0
4500592686-[10] | 908321101 : SWGR,SMART RMU OD,3LBS+1CB,13.8KV,400A | RMU | ROH | DF240603016 | Hex Bolt M8*20 | 672 | 672 | 0 | 6100K013 | R54-Q-1-K013_SEP | inventory | 2025-10-28 | SEP |  | RY01-Riyadh Central Warehouse | 2025-07-30 | 2025-07-16 | 0
4500592686-[10] | 908321101 : SWGR,SMART RMU OD,3LBS+1CB,13.8KV,400A | RMU | ROH | DF241128002 | Hex Nut M4 | 192 | 192 | 0 | free_stock | R58-A-1-K017_SEP | inventory | 2025-10-28 | DFE-LV |  | RY01-Riyadh Central Warehouse | 2025-07-30 | 2025-07-16 | 0
4500592686-[10] | 908321101 : SWGR,SMART RMU OD,3LBS+1CB,13.8KV,400A | RMU | ROH | 205042585 | Hex Nut M8 | 2880 | 2880 | 0 | 6100K013 | 1-1-1-1 | inventory | 2025-10-28 | SEP |  | RY01-Riyadh Central Warehouse | 2025-07-30 | 2025-07-16 | 0
4500592686-[10] | 908321101 : SWGR,SMART RMU OD,3LBS+1CB,13.8KV,400A | RMU | ROH | DF240603023 | Hex Nut M10 | 2784 | 2784 | 0 | 6100K013 | R55-I-1-K013_SEP | inventory | 2025-10-28 | SEP |  | RY01-Riyadh Central Warehouse | 2025-07-30 | 2025-07-16 | 0
4500592686-[10] | 908321101 : SWGR,SMART RMU OD,3LBS+1CB,13.8KV,400A | RMU | ROH | DF240603014 | Hex Nut M12 | 96 | 96 | 0 | 6100K013 | R54-Q-1-K013_SEP | inventory | 2025-10-28 | SEP |  | RY01-Riyadh Central Warehouse | 2025-07-30 | 2025-07-16 | 0
4500592686-[10] | 908321101 : SWGR,SMART RMU OD,3LBS+1CB,13.8KV,400A | RMU | ROH | DF240603010 | Half round head hexagon combination screw M6 * 12 | 1728 | 1728 | 0 | 6100K013 | R55-H-1-K013_SEP | inventory | 2025-10-28 | SEP |  | RY01-Riyadh Central Warehouse | 2025-07-30 | 2025-07-16 | 0
4500592686-[10] | 908321101 : SWGR,SMART RMU OD,3LBS+1CB,13.8KV,400A | RMU | ROH | DF240603019 | Hexagonal Flange Triangular Thread Self-Tapping Screw M6*16 | 2496 | 2496 | 0 | 6100K013 | R55-I-1-K013_SEP | inventory | 2025-10-28 | SEP |  | RY01-Riyadh Central Warehouse | 2025-07-30 | 2025-07-16 | 0
4500592686-[10] | 908321101 : SWGR,SMART RMU OD,3LBS+1CB,13.8KV,400A | RMU | ROH | DF240603036 | Hinge (F45) | 576 | 576 | 0 | 6100K013 | R54-R-1-K013_SEP | inventory | 2025-10-28 | DFE-Consumables |  | RY01-Riyadh Central Warehouse | 2025-07-30 | 2025-07-16 | 0
4500592686-[10] | 908321101 : SWGR,SMART RMU OD,3LBS+1CB,13.8KV,400A | RMU | ROH | DF250310001 | Hinge CL209-1 Stainless Steel | 480 | 480 | 0 | 6100K013 | 1-1-1-1 | inventory | 2025-10-28 | Outer Enclosure |  | RY01-Riyadh Central Warehouse | 2025-07-30 | 2025-07-16 | 0
4500592686-[10] | 908321101 : SWGR,SMART RMU OD,3LBS+1CB,13.8KV,400A | RMU | ROH | DF250319001 | Hydraulic Rod 1500N;L=450 | 192 | 192 | 0 | 6100K013 | INC-1-1-K013_SEP | inventory | 2025-10-28 | Outer Enclosure |  | RY01-Riyadh Central Warehouse | 2025-07-30 | 2025-07-16 | 0
4500592686-[10] | 908321101 : SWGR,SMART RMU OD,3LBS+1CB,13.8KV,400A | RMU | HALB | 8BP.0818.0007 | INSTRUMENT DOOR LEFT PANEL LABEL | 96 | 20 | 76 | 6100K013 | 1-1-1-1 | consumption | 2025-09-18 | SEP |  | RY01-Riyadh Central Warehouse | 2025-07-30 | 2025-07-16 | 0 | [5 empty] | Work in Process Material Issue | 7388472
4500592686-[10] | 908321101 : SWGR,SMART RMU OD,3LBS+1CB,13.8KV,400A | RMU | HALB | 8BP.0818.0009 | INSTRUMENT INDOOR LABEL | 96 | 20 | 76 | 6100K013 | 1-1-1-1 | consumption | 2025-09-18 | SEP |  | RY01-Riyadh Central Warehouse | 2025-07-30 | 2025-07-16 | 0 | [5 empty] | Work in Process Material Issue | 7388474
4500592686-[10] | 908321101 : SWGR,SMART RMU OD,3LBS+1CB,13.8KV,400A | RMU | HALB | 8BP.0818.0008 | INSTRUMENT ROOM COMPONENT LABEL(LARGE) | 96 | 20 | 76 | 6100K013 | 1-1-1-1 | consumption | 2025-09-18 | SEP |  | RY01-Riyadh Central Warehouse | 2025-07-30 | 2025-07-16 | 0 | [5 empty] | Work in Process Material Issue | 7388473
4500592686-[10] | 908321101 : SWGR,SMART RMU OD,3LBS+1CB,13.8KV,400A | RMU | HALB | 8BP.0818.0010 | INSTRUMENT ROOM COMPONENT LABEL(SMALL) | 96 | 20 | 76 | 6100K013 | 1-1-1-1 | consumption | 2025-09-18 | SEP |  | RY01-Riyadh Central Warehouse | 2025-07-30 | 2025-07-16 | 0 | [5 empty] | Work in Process Material Issue | 7388475
4500592686-[10] | 908321101 : SWGR,SMART RMU OD,3LBS+1CB,13.8KV,400A | RMU | HALB | 8DF.0815.1105 | Interlocking Plate 3 | 288 | 288 | 0 | 6100K013 | BOX4-1-1-K013_SEP | inventory | 2025-10-28 | SEP |  | RY01-Riyadh Central Warehouse | 2025-07-30 | 2025-07-16 | 0
4500592686-[10] | 908321101 : SWGR,SMART RMU OD,3LBS+1CB,13.8KV,400A | RMU | ROH | DF211001965 | Large flat washer φ8-24 | 3744 | 3744 | 0 | 6100K013 | R55-P-1-K013_SEP | inventory | 2025-10-28 | SEP |  | RY01-Riyadh Central Warehouse | 2025-07-30 | 2025-07-16 | 0
4500592686-[10] | 908321101 : SWGR,SMART RMU OD,3LBS+1CB,13.8KV,400A | RMU | ROH | DF240603013 | Large flat washer φ8-24 | 192 | 192 | 0 | 6100K013 | R54-Q-1-K013_SEP | inventory | 2025-10-28 | Outer Enclosure |  | RY01-Riyadh Central Warehouse | 2025-07-30 | 2025-07-16 | 0
4500592686-[10] | 908321101 : SWGR,SMART RMU OD,3LBS+1CB,13.8KV,400A | RMU | ROH | DF240603013 | Large flat washer φ8-24 | 1056 | 1056 | 0 | 6100K013 | R54-Q-1-K013_SEP | inventory | 2025-10-28 | SEP |  | RY01-Riyadh Central Warehouse | 2025-07-30 | 2025-07-16 | 0
4500592686-[10] | 908321101 : SWGR,SMART RMU OD,3LBS+1CB,13.8KV,400A | RMU | ROH | DF240510050 | Lead crystal battery (6-CNFJ-24) | 192 | 192 | 0 | 6100K013 | 1-1-1-1 | inventory | 2025-10-28 | DFE-LV |  | RY01-Riyadh Central Warehouse | 2025-07-30 | 2025-07-16 | 0
4500592686-[10] | 908321101 : SWGR,SMART RMU OD,3LBS+1CB,13.8KV,400A | RMU | ROH | 8DF.0818.1052 | Left and right door hooks | 768 | 768 | 0 | 6100K013 | 1-1-1-1 | inventory | 2025-10-28 | SEP |  | RY01-Riyadh Central Warehouse | 2025-07-30 | 2025-07-16 | 0
4500592686-[10] | 908321101 : SWGR,SMART RMU OD,3LBS+1CB,13.8KV,400A | RMU | ROH | 8DF.0818.1139 | Lifting Lugs (05mm Stainless Steel-304) | 192 | 192 | 0 | 6100K013 | 1-1-1-1 | inventory | 2025-10-28 | Outer Enclosure |  | RY01-Riyadh Central Warehouse | 2025-07-30 | 2025-07-16 | 0
4500592686-[10] | 908321101 : SWGR,SMART RMU OD,3LBS+1CB,13.8KV,400A | RMU | ROH | DF240510045 | Limit switch (YBLX-ME/8112) | 192 | 192 | 0 | 6100K013 | 1-1-1-1 | inventory | 2025-10-28 | DFE-LV |  | RY01-Riyadh Central Warehouse | 2025-07-30 | 2025-07-16 | 0
4500592686-[10] | 908321101 : SWGR,SMART RMU OD,3LBS+1CB,13.8KV,400A | RMU | HALB | 8DF.0818.1294 | Limiter holder | 192 | 192 | 0 | 6100K013 | 1-1-1-1 | inventory | 2025-10-28 | SEP |  | RY01-Riyadh Central Warehouse | 2025-07-30 | 2025-07-16 | 0
4500592686-[10] | 908321101 : SWGR,SMART RMU OD,3LBS+1CB,13.8KV,400A | RMU | HALB | 8DF.0818.1046 | Lock Tongue | 288 | 288 | 0 | 6100K013 | BOX6-1-1-K013_SEP | inventory | 2025-10-28 | SEP |  | RY01-Riyadh Central Warehouse | 2025-07-30 | 2025-07-16 | 0
4500592686-[10] | 908321101 : SWGR,SMART RMU OD,3LBS+1CB,13.8KV,400A | RMU | HALB | 8BP.0818.0002 | Loop sign | 384 | 20 | 364 | 6100K013 | 1-1-1-1 | consumption | 2025-09-18 | SEP |  | RY01-Riyadh Central Warehouse | 2025-07-30 | 2025-07-16 | 0 | [5 empty] | Work in Process Material Issue | 7419934
4500592686-[10] | 908321101 : SWGR,SMART RMU OD,3LBS+1CB,13.8KV,400A | RMU | ROH | DF241118005 | Low pressure lockout indicator light;Red | 96 | 96 | 0 | 6100K013 | 1-1-1-1 | inventory | 2025-10-28 | DFE-LV |  | RY01-Riyadh Central Warehouse | 2025-07-30 | 2025-07-16 | 0
4500592686-[10] | 908321101 : SWGR,SMART RMU OD,3LBS+1CB,13.8KV,400A | RMU | ROH | DF241118004 | Low pressure warning indicator light;Yellow | 96 | 96 | 0 | 6100K013 | 1-1-1-1 | inventory | 2025-10-28 | DFE-LV |  | RY01-Riyadh Central Warehouse | 2025-07-30 | 2025-07-16 | 0
4500592686-[10] | 908321101 : SWGR,SMART RMU OD,3LBS+1CB,13.8KV,400A | RMU | ROH | 8DF.0818.1054 | Lower door hook | 384 | 384 | 0 | 6100K013 | BOX6-1-1-K013_SEP | inventory | 2025-10-28 | SEP |  | RY01-Riyadh Central Warehouse | 2025-07-30 | 2025-07-16 | 0
4500592686-[10] | 908321101 : SWGR,SMART RMU OD,3LBS+1CB,13.8KV,400A | RMU | ROH | DF205039106 | M10 Hex nuts Stainless steel | 768 | 768 | 0 | free_stock | R34-I-1-MBM_SEP | inventory | 2025-10-28 | Outer Enclosure |  | RY01-Riyadh Central Warehouse | 2025-07-30 | 2025-07-16 | 0
4500592686-[10] | 908321101 : SWGR,SMART RMU OD,3LBS+1CB,13.8KV,400A | RMU | ROH | 211003152 | M10*30 Hex bolts Stainless steel | 768 | 768 | 0 | 6100K013 | 1-1-1-1 | inventory | 2025-10-28 | Outer Enclosure |  | RY01-Riyadh Central Warehouse | 2025-07-30 | 2025-07-16 | 0
4500592686-[10] | 908321101 : SWGR,SMART RMU OD,3LBS+1CB,13.8KV,400A | RMU | ROH | DF240110367 | M12*110 Expansion bolt hot dip galvanized | 768 | 768 | 0 | 6100K013 | 1-1-1-1 | inventory | 2025-10-28 | Outer Enclosure |  | RY01-Riyadh Central Warehouse | 2025-07-30 | 2025-07-16 | 0
4500592686-[10] | 908321101 : SWGR,SMART RMU OD,3LBS+1CB,13.8KV,400A | RMU | ROH | DF240110385 | M24 Gran head nylon | 288 | 288 | 0 | 6100K013 | 1-1-1-1 | inventory | 2025-10-28 | Outer Enclosure |  | RY01-Riyadh Central Warehouse | 2025-07-30 | 2025-07-16 | 0
4500592686-[10] | 908321101 : SWGR,SMART RMU OD,3LBS+1CB,13.8KV,400A | RMU | ROH | 205040650 | M4 Hex Self-locking nuts Stainless steel | 1728 | 1728 | 0 | 6100K013 | 1-1-1-1 | inventory | 2025-10-28 | Outer Enclosure |  | RY01-Riyadh Central Warehouse | 2025-07-30 | 2025-07-16 | 0
4500592686-[10] | 908321101 : SWGR,SMART RMU OD,3LBS+1CB,13.8KV,400A | RMU | ROH | 205040951 | M4*16 Phillips countersunk head screw Stainless steel | 1152 | 1152 | 0 | 6100K013 | 1-1-1-1 | inventory | 2025-10-28 | Outer Enclosure |  | RY01-Riyadh Central Warehouse | 2025-07-30 | 2025-07-16 | 0
4500592686-[10] | 908321101 : SWGR,SMART RMU OD,3LBS+1CB,13.8KV,400A | RMU | ROH | 211002077 | M6 Hex nuts Stainless steel | 384 | 384 | 0 | 6100K013 | 1-1-1-1 | inventory | 2025-10-28 | Outer Enclosure |  | RY01-Riyadh Central Warehouse | 2025-07-30 | 2025-07-16 | 0
4500592686-[10] | 908321101 : SWGR,SMART RMU OD,3LBS+1CB,13.8KV,400A | RMU | ROH | 211002077 | Hex Nut M6 | 1728 | 1728 | 0 | 6100K013 | 1-1-1-1 | inventory | 2025-10-28 | DFE-LV |  | RY01-Riyadh Central Warehouse | 2025-07-30 | 2025-07-16 | 0
4500592686-[10] | 908321101 : SWGR,SMART RMU OD,3LBS+1CB,13.8KV,400A | RMU | ROH | 211002077 | Hex Nut M6 | 3072 | 3072 | 0 | 6100K013 | 1-1-1-1 | inventory | 2025-10-28 | SEP |  | RY01-Riyadh Central Warehouse | 2025-07-30 | 2025-07-16 | 0
4500592686-[10] | 908321101 : SWGR,SMART RMU OD,3LBS+1CB,13.8KV,400A | RMU | ROH | 211002081 | Hex Bolt M6*12 | 2304 | 2304 | 0 | free_stock | R51-I-1-MVBM_SEP | inventory | 2025-10-28 | SEP |  | RY01-Riyadh Central Warehouse | 2025-07-30 | 2025-07-16 | 0
4500592686-[10] | 908321101 : SWGR,SMART RMU OD,3LBS+1CB,13.8KV,400A | RMU | ROH | DF211002080 | M6*15 Blind rivet nut Stainless steel (GB/T17880.3) | 8736 | 8736 | 0 | 6100K013 | R55-A-1-K013_SEP | inventory | 2025-10-28 | Outer Enclosure |  | RY01-Riyadh Central Warehouse | 2025-07-30 | 2025-07-16 | 0
4500592686-[10] | 908321101 : SWGR,SMART RMU OD,3LBS+1CB,13.8KV,400A | RMU | ROH | 205039200 | Hex Bolt M6*20 | 1248 | 1248 | 0 | 6100K013 | 1-1-1-1 | inventory | 2025-10-28 | DFE-LV |  | RY01-Riyadh Central Warehouse | 2025-07-30 | 2025-07-16 | 0
4500592686-[10] | 908321101 : SWGR,SMART RMU OD,3LBS+1CB,13.8KV,400A | RMU | ROH | 205039200 | M6*20 Hex bolts Stainless steel | 8736 | 8736 | 0 | 6100K013 | 1-1-1-1 | inventory | 2025-10-28 | Outer Enclosure |  | RY01-Riyadh Central Warehouse | 2025-07-30 | 2025-07-16 | 0
4500592686-[10] | 908321101 : SWGR,SMART RMU OD,3LBS+1CB,13.8KV,400A | RMU | ROH | DF205040952 | M6*20 Phillips countersunk head screw Stainless steel | 384 | 384 | 0 | 6100K013 | 1-1-1-1 | inventory | 2025-10-28 | Outer Enclosure |  | RY01-Riyadh Central Warehouse | 2025-07-30 | 2025-07-16 | 0
4500592686-[10] | 908321101 : SWGR,SMART RMU OD,3LBS+1CB,13.8KV,400A | RMU | ROH | 205041930 | Hex Bolt M6*25 | 288 | 288 | 0 | free_stock | R51-I-1-MVBM_SEP | inventory | 2025-10-28 | SEP |  | RY01-Riyadh Central Warehouse | 2025-07-30 | 2025-07-16 | 0
4500592686-[10] | 908321101 : SWGR,SMART RMU OD,3LBS+1CB,13.8KV,400A | RMU | ROH | 211002074 | Hex Nut M8 | 96 | 96 | 0 | 6100K013 | 1-1-1-1 | inventory | 2025-10-28 | SEP |  | RY01-Riyadh Central Warehouse | 2025-07-30 | 2025-07-16 | 0
4500592686-[10] | 908321101 : SWGR,SMART RMU OD,3LBS+1CB,13.8KV,400A | RMU | ROH | 211002074 | Hex nutsM8 | 192 | 192 | 0 | 6100K013 | 1-1-1-1 | inventory | 2025-10-28 | Outer Enclosure |  | RY01-Riyadh Central Warehouse | 2025-07-30 | 2025-07-16 | 0
4500592686-[10] | 908321101 : SWGR,SMART RMU OD,3LBS+1CB,13.8KV,400A | RMU | ROH | 205042589 | Hex Bolt M8*25 | 1440 | 1440 | 0 | free_stock | R51-I-1-MVBM_SEP | inventory | 2025-10-28 | SEP |  | RY01-Riyadh Central Warehouse | 2025-07-30 | 2025-07-16 | 0
4500592686-[10] | 908321101 : SWGR,SMART RMU OD,3LBS+1CB,13.8KV,400A | RMU | ROH | DF250227001 | MCB-NDB1-63 C16/2(DFST) | 96 | 96 | 0 | free_stock | 1-1-1-1 | inventory | 2025-10-28 | DFE-LV |  | RY01-Riyadh Central Warehouse | 2025-07-30 | 2025-07-16 | 0
4500592686-[10] | 908321101 : SWGR,SMART RMU OD,3LBS+1CB,13.8KV,400A | RMU | ROH | DF250227004 | MCB-NDB1Z-63 C16/2+OF1(DFST) | 96 | 96 | 0 | free_stock | R18-B-1-K013_SEP | inventory | 2025-10-28 | DFE-LV |  | RY01-Riyadh Central Warehouse | 2025-07-30 | 2025-07-16 | 0
4500592686-[10] | 908321101 : SWGR,SMART RMU OD,3LBS+1CB,13.8KV,400A | RMU | ROH | DF250227003 | MCB-NDB1Z-63 C6/2(DFST) | 288 | 288 | 0 | 6100K013 | 1-1-1-1 | inventory | 2025-10-28 | DFE-LV |  | RY01-Riyadh Central Warehouse | 2025-07-30 | 2025-07-16 | 0
4500592686-[10] | 908321101 : SWGR,SMART RMU OD,3LBS+1CB,13.8KV,400A | RMU | ROH | DF250227002 | MCB-NDB1Z-63 C6/2+FS1(DFST) | 96 | 96 | 0 | free_stock | R17-I-1-K013_SEP | inventory | 2025-10-28 | DFE-LV |  | RY01-Riyadh Central Warehouse | 2025-07-30 | 2025-07-16 | 0
4500592686-[10] | 908321101 : SWGR,SMART RMU OD,3LBS+1CB,13.8KV,400A | RMU | ROH | DF241126028 | OTTA6-T-P/P marking strip (1-10)ZB10 LGS:1-10(1053014:0001) | 192 | 192 | 0 | 6100K013 | 1-1-1-1 | inventory | 2025-10-28 | DFE-LV |  | RY01-Riyadh Central Warehouse | 2025-07-30 | 2025-07-16 | 0
4500592686-[10] | 908321101 : SWGR,SMART RMU OD,3LBS+1CB,13.8KV,400A | RMU | ROH | DF250303003 | OTTA6-T-P/P marking strip (12)ZB10 LGS:12(1053014:0001) | 192 | 192 | 0 | free_stock | R18-S-1-K013_SEP | inventory | 2025-10-28 | DFE-LV |  | RY01-Riyadh Central Warehouse | 2025-07-30 | 2025-07-16 | 0
4500592686-[10] | 908321101 : SWGR,SMART RMU OD,3LBS+1CB,13.8KV,400A | RMU | ROH | DF241118003 | Open button indicator light | 384 | 384 | 0 | 6100K013 | 1-1-1-1 | inventory | 2025-10-28 | DFE-LV |  | RY01-Riyadh Central Warehouse | 2025-07-30 | 2025-07-16 | 0
4500592686-[10] | 908321101 : SWGR,SMART RMU OD,3LBS+1CB,13.8KV,400A | RMU | ROH | DF240510025 | Cable 2*2.5 | 1152 | 1152 | 0 | 6100K013 | 1-1-1-1 | inventory | 2025-10-28 | DFE-LV |  | RY01-Riyadh Central Warehouse | 2025-07-30 | 2025-07-16 | 0
4500592686-[10] | 908321101 : SWGR,SMART RMU OD,3LBS+1CB,13.8KV,400A | RMU | ROH | DF240510008 | Paw pad φ6 | 192 | 192 | 0 | 6100K013 | 1-1-1-1 | inventory | 2025-10-28 | DFE-LV |  | RY01-Riyadh Central Warehouse | 2025-07-30 | 2025-07-16 | 0
4500592686-[10] | 908321101 : SWGR,SMART RMU OD,3LBS+1CB,13.8KV,400A | RMU | ROH | DF240510008 | Paw pad φ6 | 288 | 288 | 0 | 6100K013 | 1-1-1-1 | inventory | 2025-10-28 | SEP |  | RY01-Riyadh Central Warehouse | 2025-07-30 | 2025-07-16 | 0
4500592686-[10] | 908321101 : SWGR,SMART RMU OD,3LBS+1CB,13.8KV,400A | RMU | ROH | DF240510032 | Phoenix current terminal (OTTA-6-P/P) | 1152 | 1152 | 0 | 6100K013 | 1-1-1-1 | inventory | 2025-10-28 | DFE-LV |  | RY01-Riyadh Central Warehouse | 2025-07-30 | 2025-07-16 | 0
4500592686-[10] | 908321101 : SWGR,SMART RMU OD,3LBS+1CB,13.8KV,400A | RMU | ROH | DF240510033 | Phoenix current terminal partition (D-OTTA6-T) | 96 | 96 | 0 | 6100K013 | 1-1-1-1 | inventory | 2025-10-28 | DFE-LV |  | RY01-Riyadh Central Warehouse | 2025-07-30 | 2025-07-16 | 0
4500592686-[10] | 908321101 : SWGR,SMART RMU OD,3LBS+1CB,13.8KV,400A | RMU | ROH | DF240510028 | Phoenix voltage terminal (UK-2.5B) | 2880 | 2880 | 0 | 6100K013 | 1-1-1-1 | inventory | 2025-10-28 | DFE-LV |  | RY01-Riyadh Central Warehouse | 2025-07-30 | 2025-07-16 | 0
4500592686-[10] | 908321101 : SWGR,SMART RMU OD,3LBS+1CB,13.8KV,400A | RMU | ROH | DF240510049 | Power module (DFE500A-AC220D24-ST-X) | 96 | 96 | 0 | 6100K013 | 1-1-1-1 | inventory | 2025-10-28 | SEP |  | RY01-Riyadh Central Warehouse | 2025-07-30 | 2025-07-16 | 0
4500592686-[10] | 908321101 : SWGR,SMART RMU OD,3LBS+1CB,13.8KV,400A | RMU | ROH | DF240612107 | Pre insulated terminal O-type HRV1.25-6 (BLUE) | 1728 | 1728 | 0 | 6100K013 | 1-1-1-1 | inventory | 2025-10-28 | DFE-LV |  | RY01-Riyadh Central Warehouse | 2025-07-30 | 2025-07-16 | 0
4500592686-[10] | 908321101 : SWGR,SMART RMU OD,3LBS+1CB,13.8KV,400A | RMU | ROH | DF240612104 | Pre insulated terminal O-type HRV2-10 (BLUE) | 864 | 864 | 0 | 6100K013 | 1-1-1-1 | inventory | 2025-10-28 | DFE-LV |  | RY01-Riyadh Central Warehouse | 2025-07-30 | 2025-07-16 | 0
4500592686-[10] | 908321101 : SWGR,SMART RMU OD,3LBS+1CB,13.8KV,400A | RMU | ROH | DF240612101 | Pre insulated terminal O-type HRV2-4S (BLUE) | 384 | 384 | 0 | 6100K013 | 1-1-1-1 | inventory | 2025-10-28 | DFE-LV |  | RY01-Riyadh Central Warehouse | 2025-07-30 | 2025-07-16 | 0
4500592686-[10] | 908321101 : SWGR,SMART RMU OD,3LBS+1CB,13.8KV,400A | RMU | ROH | DF240612102 | Pre insulated terminal O-type HRV2-5S (BLUE) | 672 | 672 | 0 | 6100K013 | 1-1-1-1 | inventory | 2025-10-28 | DFE-LV |  | RY01-Riyadh Central Warehouse | 2025-07-30 | 2025-07-16 | 0
4500592686-[10] | 908321101 : SWGR,SMART RMU OD,3LBS+1CB,13.8KV,400A | RMU | ROH | DF240612103 | Pre insulated terminal O-type HRV2-6 (BLUE) | 864 | 864 | 0 | 6100K013 | 1-1-1-1 | inventory | 2025-10-28 | DFE-LV |  | RY01-Riyadh Central Warehouse | 2025-07-30 | 2025-07-16 | 0
4500592686-[10] | 908321101 : SWGR,SMART RMU OD,3LBS+1CB,13.8KV,400A | RMU | ROH | DF250303005 | Pre insulated terminal O-type HRV3.5-4 (BLUE) | 2112 | 2112 | 0 | 6100K013 | 1-1-1-1 | inventory | 2025-10-28 | DFE-LV |  | RY01-Riyadh Central Warehouse | 2025-07-30 | 2025-07-16 | 0
4500592686-[10] | 908321101 : SWGR,SMART RMU OD,3LBS+1CB,13.8KV,400A | RMU | ROH | DF240612106 | Pre insulated terminal O-type HRV3.5-5S (BARE COPPER) | 384 | 384 | 0 | 6100K013 | 1-1-1-1 | inventory | 2025-10-28 | DFE-LV |  | RY01-Riyadh Central Warehouse | 2025-07-30 | 2025-07-16 | 0
4500592686-[10] | 908321101 : SWGR,SMART RMU OD,3LBS+1CB,13.8KV,400A | RMU | ROH | DF250303004 | Pre insulated terminal O-type HRV3.5-6 (BLUE) | 576 | 576 | 0 | 6100K013 | 1-1-1-1 | inventory | 2025-10-28 | DFE-LV |  | RY01-Riyadh Central Warehouse | 2025-07-30 | 2025-07-16 | 0
4500592686-[10] | 908321101 : SWGR,SMART RMU OD,3LBS+1CB,13.8KV,400A | RMU | ROH | DF240612105 | Pre insulated terminal O-type HRV5.5-6 (YELLOW) | 960 | 960 | 0 | 6100K013 | 1-1-1-1 | inventory | 2025-10-28 | DFE-LV |  | RY01-Riyadh Central Warehouse | 2025-07-30 | 2025-07-16 | 0
4500592686-[10] | 908321101 : SWGR,SMART RMU OD,3LBS+1CB,13.8KV,400A | RMU | ROH | DF240612110 | Pre insulated terminal U-type HSV2-4S(BLUE) | 2976 | 2976 | 0 | 6100K013 | 1-1-1-1 | inventory | 2025-10-28 | DFE-LV |  | RY01-Riyadh Central Warehouse | 2025-07-30 | 2025-07-16 | 0
4500592686-[10] | 908321101 : SWGR,SMART RMU OD,3LBS+1CB,13.8KV,400A | RMU | ROH | DF240612111 | Pre insulated terminal U-type HSV3.5-3.2S(BLACK) | 384 | 384 | 0 | 6100K013 | 1-1-1-1 | inventory | 2025-10-28 | DFE-LV |  | RY01-Riyadh Central Warehouse | 2025-07-30 | 2025-07-16 | 0
4500592686-[10] | 908321101 : SWGR,SMART RMU OD,3LBS+1CB,13.8KV,400A | RMU | ROH | DF240612117 | Pre insulated terminal tube type HE0510 (RED) | 768 | 768 | 0 | 6100K013 | 1-1-1-1 | inventory | 2025-10-28 | DFE-LV |  | RY01-Riyadh Central Warehouse | 2025-07-30 | 2025-07-16 | 0
4500592686-[10] | 908321101 : SWGR,SMART RMU OD,3LBS+1CB,13.8KV,400A | RMU | ROH | DF241126026 | Pre insulated terminal tube type HE1510 (BULE) | 1728 | 1728 | 0 | 6100K013 | 1-1-1-1 | inventory | 2025-10-28 | DFE-LV |  | RY01-Riyadh Central Warehouse | 2025-07-30 | 2025-07-16 | 0
4500592686-[10] | 908321101 : SWGR,SMART RMU OD,3LBS+1CB,13.8KV,400A | RMU | ROH | DF240612116 | Pre insulated terminal tube type HE2510 (BLUE) | 2592 | 2592 | 0 | 6100K013 | 1-1-1-1 | inventory | 2025-10-28 | DFE-LV |  | RY01-Riyadh Central Warehouse | 2025-07-30 | 2025-07-16 | 0
4500592686-[10] | 908321101 : SWGR,SMART RMU OD,3LBS+1CB,13.8KV,400A | RMU | ROH | DF240612119 | Pre insulated terminal tube type HE4009 (BLACK) | 192 | 192 | 0 | 6100K013 | 1-1-1-1 | inventory | 2025-10-28 | DFE-LV |  | RY01-Riyadh Central Warehouse | 2025-07-30 | 2025-07-16 | 0
4500592686-[10] | 908321101 : SWGR,SMART RMU OD,3LBS+1CB,13.8KV,400A | RMU | ROH | DF250303006 | Pre insulated terminal tube type HE4009 (BLUE) | 768 | 768 | 0 | free_stock | 1-1-1-1 | inventory | 2025-10-28 | DFE-LV |  | RY01-Riyadh Central Warehouse | 2025-07-30 | 2025-07-16 | 0
4500592686-[10] | 908321101 : SWGR,SMART RMU OD,3LBS+1CB,13.8KV,400A | RMU | ROH | DF240603004 | Rivet Nut M8*18 | 384 | 384 | 0 | 6100K013 | R54-Q-1-K013_SEP | inventory | 2025-10-28 | SEP |  | RY01-Riyadh Central Warehouse | 2025-07-30 | 2025-07-16 | 0
4500592686-[10] | 908321101 : SWGR,SMART RMU OD,3LBS+1CB,13.8KV,400A | RMU |  | DF240603004 | Rivet Nut M8*18 | 1152 | 1152 | 0 | 6100K013 | R54-Q-1-K013_SEP | inventory | 2025-10-28 | SEP |  | RY01-Riyadh Central Warehouse | 2025-07-30 | 2025-07-16 | 0
4500592686-[10] | 908321101 : SWGR,SMART RMU OD,3LBS+1CB,13.8KV,400A | RMU | ROH | RMU0000000005 | fault indicator (IKI-101light) | 96 | 96 | 0 | 6100K013 | 1-1-1-1 | inventory | 2025-10-28 | SEP |  | RY01-Riyadh Central Warehouse | 2025-07-30 | 2025-07-16 | 0
4500592686-[10] | 908321101 : SWGR,SMART RMU OD,3LBS+1CB,13.8KV,400A | RMU | ROH | RMU0000000004 | Protect (SIAB110FC232AC) | 96 | 96 | 0 | 6100K013 | 1-1-1-1 | inventory | 2025-10-28 | SEP |  | RY01-Riyadh Central Warehouse | 2025-07-30 | 2025-07-16 | 0
4500592686-[10] | 908321101 : SWGR,SMART RMU OD,3LBS+1CB,13.8KV,400A | RMU | ROH | DF241126010 | Communication line | 508.8 | 508.8 | 0 | 6100K013 | 1-1-1-1 | inventory | 2025-10-28 | DFE-LV |  | RY01-Riyadh Central Warehouse | 2025-07-30 | 2025-07-16 | 0
4500592686-[10] | 908321101 : SWGR,SMART RMU OD,3LBS+1CB,13.8KV,400A | RMU | ROH | DF205041498 | Rectangular Sealing Strip D-07 T-79 EPDM | 499.2 | 499.2 | 0 | 6100K013 | R54-G-1-K013_SEP | inventory | 2025-10-28 | Outer Enclosure |  | RY01-Riyadh Central Warehouse | 2025-07-30 | 2025-07-16 | 0
4500592686-[10] | 908321101 : SWGR,SMART RMU OD,3LBS+1CB,13.8KV,400A | RMU | ROH | DF241124007 | Rectangular plastic buckle 6*18 | 96 | 96 | 0 | 6100K013 | 1-1-1-1 | inventory | 2025-10-28 | DFE-Consumables |  | RY01-Riyadh Central Warehouse | 2025-07-30 | 2025-07-16 | 0
4500592686-[10] | 908321101 : SWGR,SMART RMU OD,3LBS+1CB,13.8KV,400A | RMU | ROH | DF240603030 | Rectangular plastic buckle 19.8*15 | 192 | 192 | 0 | 6100K013 | R54-R-1-K013_SEP | inventory | 2025-10-28 | DFE-Consumables |  | RY01-Riyadh Central Warehouse | 2025-07-30 | 2025-07-16 | 0
4500592686-[10] | 908321101 : SWGR,SMART RMU OD,3LBS+1CB,13.8KV,400A | RMU | ROH | SEP60004 | Robot mixed gas | 192 | 5 | 187 | free_stock | IFLR-1-1-MVBM_SEP | inventory | 2025-10-28 | SEP |  | RY01-Riyadh Central Warehouse | 2025-07-30 | 2025-07-16 | 0
4500592686-[10] | 908321101 : SWGR,SMART RMU OD,3LBS+1CB,13.8KV,400A | RMU | ROH | SEP60004 | Robot mixed gas | 187 | 22 | 165 |  | IFLR-1-1-MVBM_SEP | consumption | 2025-10-18 | SEP |  | RY01-Riyadh Central Warehouse | 2025-07-30 | 2025-07-16 | 0 | [5 empty] | Miscellaneous issue | 8162103
4500592686-[10] | 908321101 : SWGR,SMART RMU OD,3LBS+1CB,13.8KV,400A | RMU | ROH | SEP60004 | Robot mixed gas | 165 | 5 | 160 |  | IFLR-1-1-MVBM_SEP | consumption | 2025-10-18 | SEP |  | RY01-Riyadh Central Warehouse | 2025-07-30 | 2025-07-16 | 0 | [5 empty] | Miscellaneous issue | 8162102
4500592686-[10] | 908321101 : SWGR,SMART RMU OD,3LBS+1CB,13.8KV,400A | RMU | ROH | SEP60004 | Robot mixed gas | 160 | 2 | 158 |  | IFLR-1-1-RMU/\-BULK_SEP | consumption | 2025-10-18 | SEP |  | RY01-Riyadh Central Warehouse | 2025-07-30 | 2025-07-16 | 0 | [5 empty] | Miscellaneous issue | 8162104
4500592686-[10] | 908321101 : SWGR,SMART RMU OD,3LBS+1CB,13.8KV,400A | RMU | ROH | DF241124008 | Round plastic buckle φ54 | 96 | 96 | 0 | 6100K013 | R54-R-1-K013_SEP | inventory | 2025-10-28 | DFE-Consumables |  | RY01-Riyadh Central Warehouse | 2025-07-30 | 2025-07-16 | 0
4500592686-[10] | 908321101 : SWGR,SMART RMU OD,3LBS+1CB,13.8KV,400A | RMU | ROH | DF240603028 | Round plastic buckle 40° | 384 | 384 | 0 | 6100K013 | R54-R-1-K013_SEP | inventory | 2025-10-28 | DFE-Consumables |  | RY01-Riyadh Central Warehouse | 2025-07-30 | 2025-07-16 | 0
4500592686-[10] | 908321101 : SWGR,SMART RMU OD,3LBS+1CB,13.8KV,400A | RMU | ROH | DF240603027 | Round plastic buckle φ23 | 768 | 768 | 0 | 6100K013 | R54-R-1-K013_SEP | inventory | 2025-10-28 | DFE-Consumables |  | RY01-Riyadh Central Warehouse | 2025-07-30 | 2025-07-16 | 0
4500592686-[10] | 908321101 : SWGR,SMART RMU OD,3LBS+1CB,13.8KV,400A | RMU | ROH | DF241217001 | Rubber pad 200*360*3 | 96 | 96 | 0 | 6100K013 | 1-1-1-1 | inventory | 2025-10-28 | DFE-LV |  | RY01-Riyadh Central Warehouse | 2025-07-30 | 2025-07-16 | 0
4500592686-[10] | 908321101 : SWGR,SMART RMU OD,3LBS+1CB,13.8KV,400A | RMU | ROH | DF205041559 | SEC Logo Board Print + Outdoor Protection | 192 | 192 | 0 | 6100K013 | 1-1-1-1 | inventory | 2025-10-28 | Outer Enclosure |  | RY01-Riyadh Central Warehouse | 2025-07-30 | 2025-07-16 | 0
4500592686-[10] | 908321101 : SWGR,SMART RMU OD,3LBS+1CB,13.8KV,400A | RMU | ROH | SEP60002 | SF6 Gas consumption - 3 Way | 768 | 9 | 759 | free_stock | IFLR-1-1-MVBM_SEP | inventory | 2025-10-28 | SEP |  | RY01-Riyadh Central Warehouse | 2025-07-30 | 2025-07-16 | 0
4500592686-[10] | 908321101 : SWGR,SMART RMU OD,3LBS+1CB,13.8KV,400A | RMU | ROH | SEP60002 | SF6 Gas consumption - 3 Way | 759 | 24 | 735 |  | IFLR-1-1-MVBM_SEP | consumption | 2025-10-18 | SEP |  | RY01-Riyadh Central Warehouse | 2025-07-30 | 2025-07-16 | 0 | [5 empty] | Miscellaneous issue | 8162100
4500592686-[10] | 908321101 : SWGR,SMART RMU OD,3LBS+1CB,13.8KV,400A | RMU | ROH | SEP60002 | SF6 Gas consumption - 3 Way | 735 | 8 | 727 |  | IFLR-1-1-RMU/\-BULK_SEP | consumption | 2025-10-18 | SEP |  | RY01-Riyadh Central Warehouse | 2025-07-30 | 2025-07-16 | 0 | [5 empty] | Miscellaneous issue | 8162101
4500592686-[10] | 908321101 : SWGR,SMART RMU OD,3LBS+1CB,13.8KV,400A | RMU | ROH | RMU000000105 | SRMU Breaker Operating Handle ¦ 8DF-253-0001 | 96 | 96 | 0 | 6100K013 | BOX12-1-1-K013_SEP | consumption | 2025-04-08 | DFE-Consumables |  | RY01-Riyadh Central Warehouse | 2025-07-30 | 2025-07-16 | 0 | [5 empty] | Miscellaneous issue | 6415161
4500592686-[10] | 908321101 : SWGR,SMART RMU OD,3LBS+1CB,13.8KV,400A | RMU | ROH | DF240510012 | Seahorse rivet (φ6.4*10.5) | 3840 | 3840 | 0 | 6100K013 | R55-H-1-K013_SEP | inventory | 2025-10-28 | DFE-LV |  | RY01-Riyadh Central Warehouse | 2025-07-30 | 2025-07-16 | 0
4500592686-[10] | 908321101 : SWGR,SMART RMU OD,3LBS+1CB,13.8KV,400A | RMU | ROH | DF240510012 | Seahorse rivet (φ6.4*10.5) | 13344 | 13344 | 0 | 6100K013 | R55-H-1-K013_SEP | inventory | 2025-10-28 | SEP |  | RY01-Riyadh Central Warehouse | 2025-07-30 | 2025-07-16 | 0
4500592686-[10] | 908321101 : SWGR,SMART RMU OD,3LBS+1CB,13.8KV,400A | RMU | ROH | DF240603001 | Seahorse rivet (φ5*10) | 384 | 384 | 0 | 6100K013 | R55-H-1-K013_SEP | inventory | 2025-10-28 | SEP |  | RY01-Riyadh Central Warehouse | 2025-07-30 | 2025-07-16 | 0
4500592686-[10] | 908321101 : SWGR,SMART RMU OD,3LBS+1CB,13.8KV,400A | RMU | ROH | DF240907002 | Seahorse rivet φ6.4*12.5 | 1824 | 1824 | 0 | 6100K013 | 1-1-1-1 | inventory | 2025-10-28 | SEP |  | RY01-Riyadh Central Warehouse | 2025-07-30 | 2025-07-16 | 0
4500592686-[10] | 908321101 : SWGR,SMART RMU OD,3LBS+1CB,13.8KV,400A | RMU | ROH | DF240907001 | Seahorse rivet φ6.4*16.5 | 1632 | 1632 | 0 | 6100K013 | 1-1-1-1 | inventory | 2025-10-28 | SEP |  | RY01-Riyadh Central Warehouse | 2025-07-30 | 2025-07-16 | 0
4500592686-[10] | 908321101 : SWGR,SMART RMU OD,3LBS+1CB,13.8KV,400A | RMU | ROH | DF240603046 | Seahorse countersunk rivet φ6.4*10.5 | 1344 | 1344 | 0 | free_stock | R54-H-1-RMU/\-BULK_SEP | inventory | 2025-10-28 | SEP |  | RY01-Riyadh Central Warehouse | 2025-07-30 | 2025-07-16 | 0
4500592686-[10] | 908321101 : SWGR,SMART RMU OD,3LBS+1CB,13.8KV,400A | RMU | ROH | 8DF-580-0057 | Secondary grounding bar | 96 | 96 | 0 | 6100K013 | NEW.FLR-1-1-K013_SEP | inventory | 2025-10-28 | SEP |  | RY01-Riyadh Central Warehouse | 2025-07-30 | 2025-07-16 | 0
4500592686-[10] | 908321101 : SWGR,SMART RMU OD,3LBS+1CB,13.8KV,400A | RMU | ROH | DF240907006 | Self-locking nut M3 | 384 | 384 | 0 | 6100K013 | 1-1-1-1 | inventory | 2025-10-28 | Outer Enclosure |  | RY01-Riyadh Central Warehouse | 2025-07-30 | 2025-07-16 | 0
4500592686-[10] | 908321101 : SWGR,SMART RMU OD,3LBS+1CB,13.8KV,400A | RMU | ROH | DF240907006 | Self-locking Nut M3 | 768 | 768 | 0 | 6100K013 | 1-1-1-1 | inventory | 2025-10-28 | DFE-LV |  | RY01-Riyadh Central Warehouse | 2025-07-30 | 2025-07-16 | 0
4500592686-[10] | 908321101 : SWGR,SMART RMU OD,3LBS+1CB,13.8KV,400A | RMU | ROH | DF240510009 | Self-locking Nut M4 | 1536 | 1536 | 0 | 6100K013 | 1-1-1-1 | inventory | 2025-10-28 | DFE-LV |  | RY01-Riyadh Central Warehouse | 2025-07-30 | 2025-07-16 | 0
4500592686-[10] | 908321101 : SWGR,SMART RMU OD,3LBS+1CB,13.8KV,400A | RMU | ROH | DF240510011 | Self-locking Nut M6 | 576 | 576 | 0 | 6100K013 | R55-Q-1-K013_SEP | inventory | 2025-10-28 | DFE-LV |  | RY01-Riyadh Central Warehouse | 2025-07-30 | 2025-07-16 | 0
4500592686-[10] | 908321101 : SWGR,SMART RMU OD,3LBS+1CB,13.8KV,400A | RMU | ROH | DF240510011 | Self-locking Nut M6 | 576 | 576 | 0 | 6100K013 | R55-Q-1-K013_SEP | inventory | 2025-10-28 | SEP |  | RY01-Riyadh Central Warehouse | 2025-07-30 | 2025-07-16 | 0
4500592686-[10] | 908321101 : SWGR,SMART RMU OD,3LBS+1CB,13.8KV,400A | RMU | ROH | DF240510011 | Self-locking nutsM6 | 1920 | 1920 | 0 | 6100K013 | 1-1-1-1 | inventory | 2025-10-28 | Outer Enclosure |  | RY01-Riyadh Central Warehouse | 2025-07-30 | 2025-07-16 | 0
4500592686-[10] | 908321101 : SWGR,SMART RMU OD,3LBS+1CB,13.8KV,400A | RMU | ROH | DF240424027 | Self-locking nutsM8 | 384 | 384 | 0 | 6100K013 | R54-Q-1-K013_SEP | inventory | 2025-10-28 | Outer Enclosure |  | RY01-Riyadh Central Warehouse | 2025-07-30 | 2025-07-16 | 0
4500592686-[10] | 908321101 : SWGR,SMART RMU OD,3LBS+1CB,13.8KV,400A | RMU | ROH | DF240424027 | Self-locking Nut M8 | 1056 | 1056 | 0 | 6100K013 | R54-Q-1-K013_SEP | inventory | 2025-10-28 | SEP |  | RY01-Riyadh Central Warehouse | 2025-07-30 | 2025-07-16 | 0
4500592686-[10] | 908321101 : SWGR,SMART RMU OD,3LBS+1CB,13.8KV,400A | RMU | ROH | 205046789 | Spring Washer φ6 | 2784 | 2784 | 0 | 6100K013 | 1-1-1-1 | inventory | 2025-10-28 | DFE-LV |  | RY01-Riyadh Central Warehouse | 2025-07-30 | 2025-07-16 | 0
4500592686-[10] | 908321101 : SWGR,SMART RMU OD,3LBS+1CB,13.8KV,400A | RMU | ROH | 205046789 | Spring Washer φ6 | 6432 | 6432 | 0 | 6100K013 | 1-1-1-1 | inventory | 2025-10-28 | SEP |  | RY01-Riyadh Central Warehouse | 2025-07-30 | 2025-07-16 | 0
4500592686-[10] | 908321101 : SWGR,SMART RMU OD,3LBS+1CB,13.8KV,400A | RMU | ROH | 205046789 | φ6 Spring washer Stainleess steel | 9120 | 9120 | 0 | 6100K013 | 1-1-1-1 | inventory | 2025-10-28 | Outer Enclosure |  | RY01-Riyadh Central Warehouse | 2025-07-30 | 2025-07-16 | 0
4500592686-[10] | 908321101 : SWGR,SMART RMU OD,3LBS+1CB,13.8KV,400A | RMU | ROH | 205041916 | Spring Washer φ8 | 4320 | 4320 | 0 | 6100K013 | 1-1-1-1 | inventory | 2025-10-28 | SEP |  | RY01-Riyadh Central Warehouse | 2025-07-30 | 2025-07-16 | 0
4500592686-[10] | 908321101 : SWGR,SMART RMU OD,3LBS+1CB,13.8KV,400A | RMU | ROH | DF240603021 | Spring Washer φ10 | 2784 | 2784 | 0 | 6100K013 | R55-I-1-K013_SEP | inventory | 2025-10-28 | SEP |  | RY01-Riyadh Central Warehouse | 2025-07-30 | 2025-07-16 | 0
4500592686-[10] | 908321101 : SWGR,SMART RMU OD,3LBS+1CB,13.8KV,400A | RMU | ROH | DF240603011 | Spring Washer φ12 | 96 | 96 | 0 | 6100K013 | 1-1-1-1 | inventory | 2025-10-28 | SEP |  | RY01-Riyadh Central Warehouse | 2025-07-30 | 2025-07-16 | 0
4500592686-[10] | 908321101 : SWGR,SMART RMU OD,3LBS+1CB,13.8KV,400A | RMU | ROH | DF240604001 | Square nut M6 | 384 | 384 | 0 | 6100K013 | R55-P-1-K013_SEP | inventory | 2025-10-28 | SEP |  | RY01-Riyadh Central Warehouse | 2025-07-30 | 2025-07-16 | 0
4500592686-[10] | 908321101 : SWGR,SMART RMU OD,3LBS+1CB,13.8KV,400A | RMU | ROH | DF240604001 | Square Nut M6 | 2112 | 2112 | 0 | 6100K013 | R55-P-1-K013_SEP | inventory | 2025-10-28 | SEP |  | RY01-Riyadh Central Warehouse | 2025-07-30 | 2025-07-16 | 0
4500592686-[10] | 908321101 : SWGR,SMART RMU OD,3LBS+1CB,13.8KV,400A | RMU | ROH | SEP60006 | Stud Bolt welding - Mixed Gas | 76.8 | 1 | 75.8 | free_stock | IFLR-1-1-MVBM_SEP | inventory | 2025-10-28 | SEP |  | RY01-Riyadh Central Warehouse | 2025-07-30 | 2025-07-16 | 0
4500592686-[10] | 908321101 : SWGR,SMART RMU OD,3LBS+1CB,13.8KV,400A | RMU | ROH | SEP60006 | Stud Bolt welding - Mixed Gas | 75.8 | 5 | 70.8 |  | IFLR-1-1-MVBM_SEP | consumption | 2025-10-18 | SEP |  | RY01-Riyadh Central Warehouse | 2025-07-30 | 2025-07-16 | 0 | [5 empty] | Miscellaneous issue | 8162108
4500592686-[10] | 908321101 : SWGR,SMART RMU OD,3LBS+1CB,13.8KV,400A | RMU | ROH | SEP60006 | Stud Bolt welding - Mixed Gas | 70.8 | 2 | 68.8 |  | IFLR-1-1-MVBM_SEP | consumption | 2025-10-18 | SEP |  | RY01-Riyadh Central Warehouse | 2025-07-30 | 2025-07-16 | 0 | [5 empty] | Miscellaneous issue | 8162107
4500592686-[10] | 908321101 : SWGR,SMART RMU OD,3LBS+1CB,13.8KV,400A | RMU | ROH | SEP60006 | Stud Bolt welding - Mixed Gas | 68.8 | 1 | 67.8 |  | IFLR-1-1-RMU/\-BULK_SEP | consumption | 2025-10-18 | SEP |  | RY01-Riyadh Central Warehouse | 2025-07-30 | 2025-07-16 | 0 | [5 empty] | Miscellaneous issue | 8162109
4500592686-[10] | 908321101 : SWGR,SMART RMU OD,3LBS+1CB,13.8KV,400A | RMU | ROH | DF240612026 | Styrofoam | 4800 | 2435 | 2365 | 6100K013 | 1-1-1-1 | inventory | 2025-10-28 | SEP |  | RY01-Riyadh Central Warehouse | 2025-07-30 | 2025-07-16 | 0
4500592686-[10] | 908321101 : SWGR,SMART RMU OD,3LBS+1CB,13.8KV,400A | RMU | ROH | DF240612026 | Styrofoam | 2365 | 240 | 2125 | 6100K013 | 1-1-1-1 | consumption | 2025-09-18 | SEP |  | RY01-Riyadh Central Warehouse | 2025-07-30 | 2025-07-16 | 0 | [5 empty] | Work in Process Material Issue | 7402091
4500592686-[10] | 908321101 : SWGR,SMART RMU OD,3LBS+1CB,13.8KV,400A | RMU | ROH | DF240510054 | Temperature Sensor (JWB/PT-100-03) | 96 | 96 | 0 | 6100K013 | 1-1-1-1 | inventory | 2025-10-28 | DFE-LV |  | RY01-Riyadh Central Warehouse | 2025-07-30 | 2025-07-16 | 0
4500592686-[10] | 908321101 : SWGR,SMART RMU OD,3LBS+1CB,13.8KV,400A | RMU | ROH | DF240510034 | Terminal strip label | 576 | 576 | 0 | 6100K013 | 1-1-1-1 | inventory | 2025-10-28 | DFE-LV |  | RY01-Riyadh Central Warehouse | 2025-07-30 | 2025-07-16 | 0
4500592686-[10] | 908321101 : SWGR,SMART RMU OD,3LBS+1CB,13.8KV,400A | RMU | ROH | DF241118009 | Test Socket NTC1-332AS6h/250V | 96 | 96 | 0 | 6100K013 | 1-1-1-1 | inventory | 2025-10-28 | DFE-LV |  | RY01-Riyadh Central Warehouse | 2025-07-30 | 2025-07-16 | 0
4500592686-[10] | 908321101 : SWGR,SMART RMU OD,3LBS+1CB,13.8KV,400A | RMU | ROH | DF240603039 | Thread sealant | 19.2 | 19.2 | 0 | 6100K013 | R67-K-1-KDP2_SEP | inventory | 2025-10-28 | SEP |  | RY01-Riyadh Central Warehouse | 2025-07-30 | 2025-07-16 | 0
4500592686-[10] | 908321101 : SWGR,SMART RMU OD,3LBS+1CB,13.8KV,400A | RMU | ROH | DF240612003 | Tie strap (black) 4*150 | 96000 | 96000 | 0 | 6100K013 | 1-1-1-1 | inventory | 2025-10-28 | DFE-LV |  | RY01-Riyadh Central Warehouse | 2025-07-30 | 2025-07-16 | 0
4500592686-[10] | 908321101 : SWGR,SMART RMU OD,3LBS+1CB,13.8KV,400A | RMU | ROH | DF240603026 | Tower seal ring φ115 | 384 | 384 | 0 | 6100K013 | R58-I-1-K013_SEP | inventory | 2025-10-28 | SEP |  | RY01-Riyadh Central Warehouse | 2025-07-30 | 2025-07-16 | 0
4500592686-[10] | 908321101 : SWGR,SMART RMU OD,3LBS+1CB,13.8KV,400A | RMU | ROH | DF240603025 | Tower seal ring φ40 | 192 | 192 | 0 | 6100K013 | BOX10-1-1-K013_SEP | inventory | 2025-10-28 | SEP |  | RY01-Riyadh Central Warehouse | 2025-07-30 | 2025-07-16 | 0
4500592686-[10] | 908321101 : SWGR,SMART RMU OD,3LBS+1CB,13.8KV,400A | RMU | ROH | DF240510030 | UK-2.5B Fixing (E/UK) | 1536 | 1536 | 0 | 6100K013 | 1-1-1-1 | inventory | 2025-10-28 | DFE-LV |  | RY01-Riyadh Central Warehouse | 2025-07-30 | 2025-07-16 | 0
4500592686-[10] | 908321101 : SWGR,SMART RMU OD,3LBS+1CB,13.8KV,400A | RMU | ROH | DF240612011 | UK-2.5B marking strip (1-10) | 576 | 576 | 0 | 6100K013 | 1-1-1-1 | inventory | 2025-10-28 | DFE-LV |  | RY01-Riyadh Central Warehouse | 2025-07-30 | 2025-07-16 | 0
4500592686-[10] | 908321101 : SWGR,SMART RMU OD,3LBS+1CB,13.8KV,400A | RMU | ROH | DF240612009 | UK-2.5B marking strip (1-5) | 384 | 384 | 0 | 6100K013 | 1-1-1-1 | inventory | 2025-10-28 | DFE-LV |  | RY01-Riyadh Central Warehouse | 2025-07-30 | 2025-07-16 | 0
4500592686-[10] | 908321101 : SWGR,SMART RMU OD,3LBS+1CB,13.8KV,400A | RMU | ROH | DF240510029 | UK-2.5B voltage terminal partition (D-UK2.5) | 864 | 864 | 0 | 6100K013 | 1-1-1-1 | inventory | 2025-10-28 | DFE-LV |  | RY01-Riyadh Central Warehouse | 2025-07-30 | 2025-07-16 | 0
4500592686-[10] | 908321101 : SWGR,SMART RMU OD,3LBS+1CB,13.8KV,400A | RMU | ROH | DF240612024 | UK2.5B Center Connection Bar (2 connections)FBI 2-6(0203438) | 288 | 288 | 0 | 6100K013 | 1-1-1-1 | inventory | 2025-10-28 | DFE-LV |  | RY01-Riyadh Central Warehouse | 2025-07-30 | 2025-07-16 | 0
4500592686-[10] | 908321101 : SWGR,SMART RMU OD,3LBS+1CB,13.8KV,400A | RMU | ROH | DF241118007 | Unlock the locking knob | 384 | 384 | 0 | 6100K013 | 1-1-1-1 | inventory | 2025-10-28 | DFE-LV |  | RY01-Riyadh Central Warehouse | 2025-07-30 | 2025-07-16 | 0
4500592686-[10] | 908321101 : SWGR,SMART RMU OD,3LBS+1CB,13.8KV,400A | RMU | ROH | DF240510026 | Wiring Channel 80 * 40 | 460.8 | 460.8 | 0 | 6100K013 | 1-1-1-1 | inventory | 2025-10-28 | DFE-LV |  | RY01-Riyadh Central Warehouse | 2025-07-30 | 2025-07-16 | 0
4500592686-[10] | 908321101 : SWGR,SMART RMU OD,3LBS+1CB,13.8KV,400A | RMU | ROH | DF205041558 | Warning Sign (Print + Outdoor Protection) | 192 | 192 | 0 | 6100K013 | 1-1-1-1 | inventory | 2025-10-28 | Outer Enclosure |  | RY01-Riyadh Central Warehouse | 2025-07-30 | 2025-07-16 | 0
4500592686-[10] | 908321101 : SWGR,SMART RMU OD,3LBS+1CB,13.8KV,400A | RMU | ROH | DF205041497 | Waterproof Adhesive Tape (Large) UC-15 EPDM | 826.56 | 826.56 | 0 | free_stock | 1-1-1-1 | inventory | 2025-10-28 | Outer Enclosure |  | RY01-Riyadh Central Warehouse | 2025-07-30 | 2025-07-16 | 0
4500592686-[10] | 908321101 : SWGR,SMART RMU OD,3LBS+1CB,13.8KV,400A | RMU | ROH | DF205041499 | Waterproof Adhesive Tape (Large) UD-07 EPDM | 158.4 | 158.4 | 0 | free_stock | R53-R-1-MVBM_SEP | inventory | 2025-10-28 | Outer Enclosure |  | RY01-Riyadh Central Warehouse | 2025-07-30 | 2025-07-16 | 0
4500592686-[10] | 908321101 : SWGR,SMART RMU OD,3LBS+1CB,13.8KV,400A | RMU | ROH | DF240510007 | Welded stud M6*16 | 576 | 576 | 0 | 6100KDP02 | R60-I-1-K013_SEP | inventory | 2025-10-28 | SEP |  | RY01-Riyadh Central Warehouse | 2025-07-30 | 2025-07-16 | 0
4500592686-[10] | 908321101 : SWGR,SMART RMU OD,3LBS+1CB,13.8KV,400A | RMU | ROH | DF240510007 | Welded stud M6*16 | 1344 | 1344 | 0 | 6100KDP02 | R60-I-1-K013_SEP | inventory | 2025-10-28 | DFE-LV |  | RY01-Riyadh Central Warehouse | 2025-07-30 | 2025-07-16 | 0
4500592686-[10] | 908321101 : SWGR,SMART RMU OD,3LBS+1CB,13.8KV,400A | RMU | ROH | DF240603032 | White nylon washer (φ6-12 1.3mm) | 3072 | 3072 | 0 | 6100K013 | 1-1-1-1 | inventory | 2025-10-28 | SEP |  | RY01-Riyadh Central Warehouse | 2025-07-30 | 2025-07-16 | 0
4500592686-[10] | 908321101 : SWGR,SMART RMU OD,3LBS+1CB,13.8KV,400A | RMU | ROH | DF250114005 | control module (ISCU-01E)-3L1T | 288 | 288 | 0 | 6100K013 | BOX5-1-1-K013_SEP | inventory | 2025-10-28 | DFE-LV |  | RY01-Riyadh Central Warehouse | 2025-07-30 | 2025-07-16 | 0
4500592686-[10] | 908321101 : SWGR,SMART RMU OD,3LBS+1CB,13.8KV,400A | RMU | ROH | 8DF.0818.1053 | Upper door hook | 384 | 384 | 0 | 6100K013 | BOX5-1-1-K013_SEP | inventory | 2025-10-28 | SEP |  | RY01-Riyadh Central Warehouse | 2025-07-30 | 2025-07-16 | 0
4500592686-[10] | 908321101 : SWGR,SMART RMU OD,3LBS+1CB,13.8KV,400A | RMU | ROH | DF240510036 | Door lock (MS705 GH-18) | 192 | 192 | 0 | 6100K013 | 1-1-1-1 | inventory | 2025-10-28 | DFE-LV |  | RY01-Riyadh Central Warehouse | 2025-07-30 | 2025-07-16 | 0
4500592686-[10] | 908321101 : SWGR,SMART RMU OD,3LBS+1CB,13.8KV,400A | RMU | HALB | 8DF.0818.1296 | Door stop fixing | 192 | 192 | 0 | 6100K013 | INC-1-1-K013_SEP | inventory | 2025-10-28 | SEP |  | RY01-Riyadh Central Warehouse | 2025-07-30 | 2025-07-16 | 0
4500592686-[10] | 908321101 : SWGR,SMART RMU OD,3LBS+1CB,13.8KV,400A | RMU | HALB | 8DF.0818.1295 | Door stop tongue | 192 | 192 | 0 | 6100K013 | 1-1-1-1 | inventory | 2025-10-28 | SEP |  | RY01-Riyadh Central Warehouse | 2025-07-30 | 2025-07-16 | 0
4500592686-[10] | 908321101 : SWGR,SMART RMU OD,3LBS+1CB,13.8KV,400A | RMU | ROH | DF240510046 | Flashlight (LED T5) | 192 | 192 | 0 | 6100K013 | 1-1-1-1 | inventory | 2025-10-28 | DFE-LV |  | RY01-Riyadh Central Warehouse | 2025-07-30 | 2025-07-16 | 0
4500592686-[10] | 908321101 : SWGR,SMART RMU OD,3LBS+1CB,13.8KV,400A | RMU | ROH | DF205040961 | M4.5*10 Plastic rivets ABS plastic | 1152 | 1152 | 0 | 6100K013 | 1-1-1-1 | inventory | 2025-10-28 | Outer Enclosure |  | RY01-Riyadh Central Warehouse | 2025-07-30 | 2025-07-16 | 0
4500592686-[10] | 908321101 : SWGR,SMART RMU OD,3LBS+1CB,13.8KV,400A | RMU | ROH | DF205040961 | Plastic buckle M4.5*10 | 1152 | 1152 | 0 | 6100K013 | 1-1-1-1 | inventory | 2025-10-28 | SEP |  | RY01-Riyadh Central Warehouse | 2025-07-30 | 2025-07-16 | 0
4500592686-[10] | 908321101 : SWGR,SMART RMU OD,3LBS+1CB,13.8KV,400A | RMU | ROH | DF240510061 | Relay (RXM2LB2BD) Including base and buckle | 384 | 384 | 0 | 6100K013 | 1-1-1-1 | inventory | 2025-10-28 | DFE-LV |  | RY01-Riyadh Central Warehouse | 2025-07-30 | 2025-07-16 | 0
4500592686-[10] | 908321101 : SWGR,SMART RMU OD,3LBS+1CB,13.8KV,400A | RMU | ROH | DF240510060 | Relay (RXM4AB2BD) Including base and buckle | 96 | 96 | 0 | 6100K013 | 1-1-1-1 | inventory | 2025-10-28 | DFE-LV |  | RY01-Riyadh Central Warehouse | 2025-07-30 | 2025-07-16 | 0
4500592686-[10] | 908321101 : SWGR,SMART RMU OD,3LBS+1CB,13.8KV,400A | RMU | ROH | DF205041496 | Sealing Strip 2018EVA EPDM (thickness 3mm width 10mm) | 1737.6 | 1737.6 | 0 | free_stock | 1-1-1-1 | inventory | 2025-10-28 | Outer Enclosure |  | RY01-Riyadh Central Warehouse | 2025-07-30 | 2025-07-16 | 0
4500592686-[10] | 908321101 : SWGR,SMART RMU OD,3LBS+1CB,13.8KV,400A | RMU | ROH | DF205041496 | Sealing strip (2018EVA) | 2716.8 | 2716.8 | 0 | free_stock | 1-1-1-1 | inventory | 2025-10-28 | SEP |  | RY01-Riyadh Central Warehouse | 2025-07-30 | 2025-07-16 | 0
4500592686-[10] | 908321101 : SWGR,SMART RMU OD,3LBS+1CB,13.8KV,400A | RMU | ROH | DF240510047 | Socket (13A/60HZ) | 96 | 96 | 0 | 6100K013 | 1-1-1-1 | inventory | 2025-10-28 | DFE-LV |  | RY01-Riyadh Central Warehouse | 2025-07-30 | 2025-07-16 | 0
4500592686-[10] | 908321101 : SWGR,SMART RMU OD,3LBS+1CB,13.8KV,400A | RMU | ROH | DF241128001 | Spring Washer φ4 | 192 | 192 | 0 | 6100K013 | 1-1-1-1 | inventory | 2025-10-28 | DFE-LV |  | RY01-Riyadh Central Warehouse | 2025-07-30 | 2025-07-16 | 0
4500592686-[10] | 908321101 : SWGR,SMART RMU OD,3LBS+1CB,13.8KV,400A | RMU | ROH | 205046790 | φ10 spring washer Stainless steel | 768 | 768 | 0 | 6100K013 | 1-1-1-1 | inventory | 2025-10-28 | Outer Enclosure |  | RY01-Riyadh Central Warehouse | 2025-07-30 | 2025-07-16 | 0
4500592686-[10] | 908321101 : SWGR,SMART RMU OD,3LBS+1CB,13.8KV,400A | RMU | ROH | DF211001964 | φ10-30 large flat pad Stainless steel | 768 | 768 | 0 | 6100K013 | 1-1-1-1 | inventory | 2025-10-28 | Outer Enclosure |  | RY01-Riyadh Central Warehouse | 2025-07-30 | 2025-07-16 | 0
4500592686-[10] | 908321101 : SWGR,SMART RMU OD,3LBS+1CB,13.8KV,400A | RMU | ROH | 205042612 | φ3.2*16 Cotter pin Stainless steel | 96 | 96 | 0 | 6100K013 | 1-1-1-1 | inventory | 2025-10-28 | Outer Enclosure |  | RY01-Riyadh Central Warehouse | 2025-07-30 | 2025-07-16 | 0
4500592686-[10] | 908321101 : SWGR,SMART RMU OD,3LBS+1CB,13.8KV,400A | RMU | ROH | 205042517 | ø4 Flat pad Stainless steel | 1152 | 1152 | 0 | 6100K013 | R40-I-1-K013_SEP | inventory | 2025-10-28 | Outer Enclosure |  | RY01-Riyadh Central Warehouse | 2025-07-30 | 2025-07-16 | 0
4500592686-[10] | 908321101 : SWGR,SMART RMU OD,3LBS+1CB,13.8KV,400A | RMU | ROH | 205042515 | φ4 Spring washer Stainless steel | 1152 | 1152 | 0 | 6100K013 | R40-I-1-K013_SEP | inventory | 2025-10-28 | Outer Enclosure |  | RY01-Riyadh Central Warehouse | 2025-07-30 | 2025-07-16 | 0
4500592686-[10] | 908321101 : SWGR,SMART RMU OD,3LBS+1CB,13.8KV,400A | RMU | ROH | DF205040971 | φ4*12 Waterproof blind rivets Stainless steel | 3072 | 3072 | 0 | 6100K013 | 1-1-1-1 | inventory | 2025-10-28 | Outer Enclosure |  | RY01-Riyadh Central Warehouse | 2025-07-30 | 2025-07-16 | 0
4500592686-[10] | 908321101 : SWGR,SMART RMU OD,3LBS+1CB,13.8KV,400A | RMU | ROH | 211001963 | Large Flat Washer φ6-18 | 2016 | 2016 | 0 | 6100K013 | 1-1-1-1 | inventory | 2025-10-28 | DFE-LV |  | RY01-Riyadh Central Warehouse | 2025-07-30 | 2025-07-16 | 0
4500592686-[10] | 908321101 : SWGR,SMART RMU OD,3LBS+1CB,13.8KV,400A | RMU | ROH | 211001963 | Large Flat Washer φ6-18 | 2880 | 2880 | 0 | 6100K013 | 1-1-1-1 | inventory | 2025-10-28 | SEP |  | RY01-Riyadh Central Warehouse | 2025-07-30 | 2025-07-16 | 0
4500592686-[10] | 908321101 : SWGR,SMART RMU OD,3LBS+1CB,13.8KV,400A | RMU | ROH | 211001963 | φ6-18 Large flat pad Stainless steel | 5664 | 5664 | 0 | 6100K013 | 1-1-1-1 | inventory | 2025-10-28 | Outer Enclosure |  | RY01-Riyadh Central Warehouse | 2025-07-30 | 2025-07-16 | 0
4500592686-[10] | 908321101 : SWGR,SMART RMU OD,3LBS+1CB,13.8KV,400A | RMU | ROH | DF205040982 | φ6.4*10.5 Seahorse rivets Stainless steel (SS/HFIX0813) | 6528 | 6528 | 0 | 6100K013 | 1-1-1-1 | inventory | 2025-10-28 | Outer Enclosure |  | RY01-Riyadh Central Warehouse | 2025-07-30 | 2025-07-16 | 0
4500592686-[10] | 908321101 : SWGR,SMART RMU OD,3LBS+1CB,13.8KV,400A | RMU | ROH | DF205040983 | φ6.4*16.5 Countersunk Seahorse blind rivets Stainless steel | 384 | 384 | 0 | 6100K013 | R55-Q-1-K013_SEP | inventory | 2025-10-28 | Outer Enclosure |  | RY01-Riyadh Central Warehouse | 2025-07-30 | 2025-07-16 | 0
4500592686-[10] | 908321101 : SWGR,SMART RMU OD,3LBS+1CB,13.8KV,400A | RMU | ROH | 205036418 | Flat Washer φ8 | 192 | 192 | 0 | 6100K013 | R54-Q-1-K013_SEP | inventory | 2025-10-28 | SEP |  | RY01-Riyadh Central Warehouse | 2025-07-30 | 2025-07-16 | 0
4500592686-[10] | 908321101 : SWGR,SMART RMU OD,3LBS+1CB,13.8KV,400A | RMU | ROH | 205038987 | Spring Washer φ8 | 96 | 96 | 0 | 6100K013 | R55-I-1-K013_SEP | inventory | 2025-10-28 | SEP |  | RY01-Riyadh Central Warehouse | 2025-07-30 | 2025-07-16 | 0
4500592686-[10] | 908321101 : SWGR,SMART RMU OD,3LBS+1CB,13.8KV,400A | RMU | ROH | SEP10160 | TRAFFOLYTE, BLACK/WHITE/WHITE - BLACK/TRAFFOLYTE | 48 | 48 | 0 | free_stock | R14-A-1-MVBM_SEP | inventory | 2025-10-28 | SEP |  | RY01-Riyadh Central Warehouse | 2025-07-30 | 2025-07-16 | 0
4500592686-[10] | 908321101 : SWGR,SMART RMU OD,3LBS+1CB,13.8KV,400A | RMU | ROH | 205004178 | ø10 Flat pad Stainless steel | 154 | 154 | 0 | free_stock | R58-B--RMU/\-BULK_SEP | inventory | 2025-10-28 | Outer Enclosure |  | RY01-Riyadh Central Warehouse | 2025-07-30 | 2025-07-16 | 0
4500592686-[10] | 908321101 : SWGR,SMART RMU OD,3LBS+1CB,13.8KV,400A | RMU | ROH | 205039200 | M6*20 Hex bolts Stainless steel | 14014 | 14014 | 0 | 6100K013 | 1-1-1-1 | inventory | 2025-10-28 | Outer Enclosure |  | RY01-Riyadh Central Warehouse | 2025-07-30 | 2025-07-16 | 0
4500592686-[10] | 908321101 : SWGR,SMART RMU OD,3LBS+1CB,13.8KV,400A | RMU | ROH | 205040650 | M4 Hex Self-locking nuts Stainless steel | 2772 | 2772 | 0 | 6100K013 | 1-1-1-1 | inventory | 2025-10-28 | Outer Enclosure |  | RY01-Riyadh Central Warehouse | 2025-07-30 | 2025-07-16 | 0
4500592686-[10] | 908321101 : SWGR,SMART RMU OD,3LBS+1CB,13.8KV,400A | RMU | ROH | 205040951 | M4*16 Phillips countersunk head screw Stainless steel | 1848 | 1848 | 0 | 6100K013 | 1-1-1-1 | inventory | 2025-10-28 | Outer Enclosure |  | RY01-Riyadh Central Warehouse | 2025-07-30 | 2025-07-16 | 0
4500592686-[10] | 908321101 : SWGR,SMART RMU OD,3LBS+1CB,13.8KV,400A | RMU | ROH | 205042515 | φ4 Spring washer Stainless steel | 1848 | 1848 | 0 | 6100K013 | R40-I-1-K013_SEP | inventory | 2025-10-28 | Outer Enclosure |  | RY01-Riyadh Central Warehouse | 2025-07-30 | 2025-07-16 | 0
4500592686-[10] | 908321101 : SWGR,SMART RMU OD,3LBS+1CB,13.8KV,400A | RMU | ROH | 205042517 | ø4 Flat pad Stainless steel | 1848 | 1848 | 0 | 6100K013 | R40-I-1-K013_SEP | inventory | 2025-10-28 | Outer Enclosure |  | RY01-Riyadh Central Warehouse | 2025-07-30 | 2025-07-16 | 0
4500592686-[10] | 908321101 : SWGR,SMART RMU OD,3LBS+1CB,13.8KV,400A | RMU | ROH | 205042612 | φ3.2*16 Cotter pin Stainless steel | 154 | 154 | 0 | 6100K013 | 1-1-1-1 | inventory | 2025-10-28 | Outer Enclosure |  | RY01-Riyadh Central Warehouse | 2025-07-30 | 2025-07-16 | 0
4500592686-[10] | 908321101 : SWGR,SMART RMU OD,3LBS+1CB,13.8KV,400A | RMU | ROH | 205046789 | φ6 Spring washer Stainleess steel | 14630 | 14630 | 0 | 6100K013 | 1-1-1-1 | inventory | 2025-10-28 | Outer Enclosure |  | RY01-Riyadh Central Warehouse | 2025-07-30 | 2025-07-16 | 0
4500592686-[10] | 908321101 : SWGR,SMART RMU OD,3LBS+1CB,13.8KV,400A | RMU | ROH | 205046790 | φ10 spring washer Stainless steel | 1232 | 1232 | 0 | 6100K013 | 1-1-1-1 | inventory | 2025-10-28 | Outer Enclosure |  | RY01-Riyadh Central Warehouse | 2025-07-30 | 2025-07-16 | 0
4500592686-[10] | 908321101 : SWGR,SMART RMU OD,3LBS+1CB,13.8KV,400A | RMU | ROH | 211001962 | φ6 Flap pad Stainless steel | 5544 | 5544 | 0 | 6100K013 | 1-1-1-1 | inventory | 2025-10-28 | Outer Enclosure |  | RY01-Riyadh Central Warehouse | 2025-07-30 | 2025-07-16 | 0
4500592686-[10] | 908321101 : SWGR,SMART RMU OD,3LBS+1CB,13.8KV,400A | RMU | ROH | 211001963 | φ6-18 Large flat pad Stainless steel | 9086 | 9086 | 0 | 6100K013 | 1-1-1-1 | inventory | 2025-10-28 | Outer Enclosure |  | RY01-Riyadh Central Warehouse | 2025-07-30 | 2025-07-16 | 0
4500592686-[10] | 908321101 : SWGR,SMART RMU OD,3LBS+1CB,13.8KV,400A | RMU | ROH | 211002074 | Hex nutsM8 | 308 | 308 | 0 | 6100K013 | R55-Q-1-K013_SEP | inventory | 2025-10-28 | Outer Enclosure |  | RY01-Riyadh Central Warehouse | 2025-07-30 | 2025-07-16 | 0
4500592686-[10] | 908321101 : SWGR,SMART RMU OD,3LBS+1CB,13.8KV,400A | RMU | ROH | 211002077 | M6 Hex nuts Stainless steel | 616 | 616 | 0 | 6100K013 | 1-1-1-1 | inventory | 2025-10-28 | Outer Enclosure |  | RY01-Riyadh Central Warehouse | 2025-07-30 | 2025-07-16 | 0
4500592686-[10] | 908321101 : SWGR,SMART RMU OD,3LBS+1CB,13.8KV,400A | RMU | ROH | 211003152 | M10*30 Hex bolts Stainless steel | 1232 | 1232 | 0 | 6100K013 | 1-1-1-1 | inventory | 2025-10-28 | Outer Enclosure |  | RY01-Riyadh Central Warehouse | 2025-07-30 | 2025-07-16 | 0
4500592686-[10] | 908321101 : SWGR,SMART RMU OD,3LBS+1CB,13.8KV,400A | RMU | HALB | 5DF.0818.0031 | 3L1T SRMU Complete Gas Tank | 154 | 154 | 0 | 6100K013 | 1-1-1-1 | consumption | 2025-09-24 | SEP |  | RY01-Riyadh Central Warehouse | 2025-07-30 | 2025-07-16 | 0 | [5 empty] | Work in Process Material Issue | 7564932
4500592686-[10] | 908321101 : SWGR,SMART RMU OD,3LBS+1CB,13.8KV,400A | RMU | ROH | 8DF-128-0009 | Fixed clamp | 154 | 154 | 0 | 6100K013 | WH2-1-1-K013_SEP | inventory | 2025-10-28 | Outer Enclosure |  | RY01-Riyadh Central Warehouse | 2025-07-30 | 2025-07-16 | 0
4500592686-[10] | 908321101 : SWGR,SMART RMU OD,3LBS+1CB,13.8KV,400A | RMU | ROH | 8DF.0818.1139 | Lifting Lugs (05mm Stainless Steel-304) | 308 | 308 | 0 | 6100K013 | 1-1-1-1 | inventory | 2025-10-28 | Outer Enclosure |  | RY01-Riyadh Central Warehouse | 2025-07-30 | 2025-07-16 | 0
4500592686-[10] | 908321101 : SWGR,SMART RMU OD,3LBS+1CB,13.8KV,400A | RMU | ROH | DF205039106 | M10 Hex nuts Stainless steel | 1232 | 1232 | 0 | free_stock | R34-I-1-MBM_SEP | inventory | 2025-10-28 | Outer Enclosure |  | RY01-Riyadh Central Warehouse | 2025-07-30 | 2025-07-16 | 0
4500592686-[10] | 908321101 : SWGR,SMART RMU OD,3LBS+1CB,13.8KV,400A | RMU | ROH | DF205040952 | M6*20 Phillips countersunk head screw Stainless steel | 616 | 616 | 0 | free_stock | R52-A-1-MVBM_SEP | inventory | 2025-10-28 | Outer Enclosure |  | RY01-Riyadh Central Warehouse | 2025-07-30 | 2025-07-16 | 0
4500592686-[10] | 908321101 : SWGR,SMART RMU OD,3LBS+1CB,13.8KV,400A | RMU | ROH | DF205040961 | M4.5*10 Plastic rivets ABS plastic | 1848 | 1848 | 0 | 6100K013 | 1-1-1-1 | inventory | 2025-10-28 | Outer Enclosure |  | RY01-Riyadh Central Warehouse | 2025-07-30 | 2025-07-16 | 0
4500592686-[10] | 908321101 : SWGR,SMART RMU OD,3LBS+1CB,13.8KV,400A | RMU | ROH | DF205040971 | φ4*12 Waterproof blind rivets Stainless steel | 4928 | 4928 | 0 | 6100K013 | 1-1-1-1 | inventory | 2025-10-28 | Outer Enclosure |  | RY01-Riyadh Central Warehouse | 2025-07-30 | 2025-07-16 | 0
4500592686-[10] | 908321101 : SWGR,SMART RMU OD,3LBS+1CB,13.8KV,400A | RMU | ROH | DF205040982 | φ6.4*10.5 Seahorse rivets Stainless steel (SS/HFIX0813) | 10472 | 10472 | 0 | 6100K013 | 1-1-1-1 | inventory | 2025-10-28 | Outer Enclosure |  | RY01-Riyadh Central Warehouse | 2025-07-30 | 2025-07-16 | 0
4500592686-[10] | 908321101 : SWGR,SMART RMU OD,3LBS+1CB,13.8KV,400A | RMU | ROH | DF205040983 | φ6.4*16.5 Countersunk Seahorse blind rivets Stainless steel | 616 | 616 | 0 | 6100K013 | R55-Q-1-K013_SEP | inventory | 2025-10-28 | Outer Enclosure |  | RY01-Riyadh Central Warehouse | 2025-07-30 | 2025-07-16 | 0
4500592686-[10] | 908321101 : SWGR,SMART RMU OD,3LBS+1CB,13.8KV,400A | RMU | ROH | DF205041101 | Door Bolt 5 Inches Stainless steel | 308 | 308 | 0 | 6100K013 | 1-1-1-1 | inventory | 2025-10-28 | Outer Enclosure |  | RY01-Riyadh Central Warehouse | 2025-07-30 | 2025-07-16 | 0
4500592686-[10] | 908321101 : SWGR,SMART RMU OD,3LBS+1CB,13.8KV,400A | RMU | ROH | DF205041496 | Sealing Strip 2018EVA EPDM (thickness 3mm width 10mm) | 2787.4 | 2787.4 | 0 | free_stock | 1-1-1-1 | inventory | 2025-10-28 | Outer Enclosure |  | RY01-Riyadh Central Warehouse | 2025-07-30 | 2025-07-16 | 0
4500592686-[10] | 908321101 : SWGR,SMART RMU OD,3LBS+1CB,13.8KV,400A | RMU | ROH | DF205041497 | Waterproof Adhesive Tape (Large) UC-15 EPDM | 1325.94 | 1325.94 | 0 | free_stock | 1-1-1-1 | inventory | 2025-10-28 | Outer Enclosure |  | RY01-Riyadh Central Warehouse | 2025-07-30 | 2025-07-16 | 0
4500592686-[10] | 908321101 : SWGR,SMART RMU OD,3LBS+1CB,13.8KV,400A | RMU | ROH | DF205041498 | Rectangular Sealing Strip D-07 T-79 EPDM | 800.8 | 800.8 | 0 | 6100K013 | R54-G-1-K013_SEP | inventory | 2025-10-28 | Outer Enclosure |  | RY01-Riyadh Central Warehouse | 2025-07-30 | 2025-07-16 | 0
4500592686-[10] | 908321101 : SWGR,SMART RMU OD,3LBS+1CB,13.8KV,400A | RMU | ROH | DF205041499 | Waterproof Adhesive Tape (Large) UD-07 EPDM | 254.1 | 254.1 | 0 | free_stock | R53-R-1-MVBM_SEP | inventory | 2025-10-28 | Outer Enclosure |  | RY01-Riyadh Central Warehouse | 2025-07-30 | 2025-07-16 | 0
4500592686-[10] | 908321101 : SWGR,SMART RMU OD,3LBS+1CB,13.8KV,400A | RMU | ROH | DF205041558 | Warning Sign (Print + Outdoor Protection) | 308 | 308 | 0 | 6100K013 | 1-1-1-1 | inventory | 2025-10-28 | Outer Enclosure |  | RY01-Riyadh Central Warehouse | 2025-07-30 | 2025-07-16 | 0
4500592686-[10] | 908321101 : SWGR,SMART RMU OD,3LBS+1CB,13.8KV,400A | RMU | ROH | DF205041559 | SEC Logo Board Print + Outdoor Protection | 308 | 308 | 0 | 6100K013 | 1-1-1-1 | inventory | 2025-10-28 | Outer Enclosure |  | RY01-Riyadh Central Warehouse | 2025-07-30 | 2025-07-16 | 0
4500592686-[10] | 908321101 : SWGR,SMART RMU OD,3LBS+1CB,13.8KV,400A | RMU | ROH | DF209001750 | Dixation Hook Q235A | 154 | 154 | 0 | 6100K013 | 1-1-1-1 | inventory | 2025-10-28 | Outer Enclosure |  | RY01-Riyadh Central Warehouse | 2025-07-30 | 2025-07-16 | 0
4500592686-[10] | 908321101 : SWGR,SMART RMU OD,3LBS+1CB,13.8KV,400A | RMU | ROH | DF209001751 | Buckle A104 Stainless Steel Single hole φ12 | 308 | 308 | 0 | 6100K013 | R65-H-1-K013_SEP | inventory | 2025-10-28 | Outer Enclosure |  | RY01-Riyadh Central Warehouse | 2025-07-30 | 2025-07-16 | 0
4500592686-[10] | 908321101 : SWGR,SMART RMU OD,3LBS+1CB,13.8KV,400A | RMU | ROH | DF211001964 | φ10-30 large flat pad Stainless steel | 1232 | 1232 | 0 | 6100K013 | 1-1-1-1 | inventory | 2025-10-28 | Outer Enclosure |  | RY01-Riyadh Central Warehouse | 2025-07-30 | 2025-07-16 | 0
4500592686-[10] | 908321101 : SWGR,SMART RMU OD,3LBS+1CB,13.8KV,400A | RMU | ROH | DF211002080 | M6*15 Blind rivet nut Stainless steel (GB/T17880.3) | 14014 | 14014 | 0 | 6100K013 | R55-A-1-K013_SEP | inventory | 2025-10-28 | Outer Enclosure |  | RY01-Riyadh Central Warehouse | 2025-07-30 | 2025-07-16 | 0
4500592686-[10] | 908321101 : SWGR,SMART RMU OD,3LBS+1CB,13.8KV,400A | RMU | ROH | DF240103074 | M4*12 Cross recessed pan head triangular tooth self-tapping self-drilling screw galvanized | 154 | 154 | 0 | free_stock | R52-A-1-MVBM_SEP | inventory | 2025-10-28 | Outer Enclosure |  | RY01-Riyadh Central Warehouse | 2025-07-30 | 2025-07-16 | 0
4500592686-[10] | 908321101 : SWGR,SMART RMU OD,3LBS+1CB,13.8KV,400A | RMU | ROH | DF240110367 | M12*110 Expansion bolt hot dip galvanized | 1232 | 1232 | 0 | 6100K013 | 1-1-1-1 | inventory | 2025-10-28 | Outer Enclosure |  | RY01-Riyadh Central Warehouse | 2025-07-30 | 2025-07-16 | 0
4500592686-[10] | 908321101 : SWGR,SMART RMU OD,3LBS+1CB,13.8KV,400A | RMU | ROH | DF240110385 | M24 Gran head nylon | 462 | 462 | 0 | 6100K013 | 1-1-1-1 | inventory | 2025-10-28 | Outer Enclosure |  | RY01-Riyadh Central Warehouse | 2025-07-30 | 2025-07-16 | 0
4500592686-[10] | 908321101 : SWGR,SMART RMU OD,3LBS+1CB,13.8KV,400A | RMU | ROH | DF240324001 | DF1725IED FRTU FOR Smart RMU（2L1T 3Way） with 32DI+8CO+9ECT+3EVT | 154 | 154 | 0 | 6100K013 | 1-1-1-1 | inventory | 2025-10-28 | RTU |  | RY01-Riyadh Central Warehouse | 2025-07-30 | 2025-07-16 | 0
4500592686-[10] | 908321101 : SWGR,SMART RMU OD,3LBS+1CB,13.8KV,400A | RMU | ROH | DF240324001 | Remote Terminal Unit (RTU), Make; DFE, Ord: DF1725IED FRTU | 96 | 96 | 0 | 6100K013 | 1-1-1-1 | inventory | 2025-10-28 | SEP | Automated: Replaced DF240324001(3L1T) by DF240324001. | RY01-Riyadh Central Warehouse | 2025-07-30 | 2025-07-16 | 0
4500592686-[10] | 908321101 : SWGR,SMART RMU OD,3LBS+1CB,13.8KV,400A | RMU | ROH | DF240424027 | Self-locking nutsM8 | 616 | 616 | 0 | 6100K013 | R54-Q-1-K013_SEP | inventory | 2025-10-28 | Outer Enclosure |  | RY01-Riyadh Central Warehouse | 2025-07-30 | 2025-07-16 | 0
4500592686-[10] | 908321101 : SWGR,SMART RMU OD,3LBS+1CB,13.8KV,400A | RMU | ROH | DF240510006 | External hexagonal flange triangular thread self-tapping locking screws M6*12 | 5544 | 5544 | 0 | 6100K013 | R55-A-1-K013_SEP | inventory | 2025-10-28 | Outer Enclosure |  | RY01-Riyadh Central Warehouse | 2025-07-30 | 2025-07-16 | 0
4500592686-[10] | 908321101 : SWGR,SMART RMU OD,3LBS+1CB,13.8KV,400A | RMU | ROH | DF240510011 | Self-locking nutsM6 | 3080 | 3080 | 0 | 6100K013 | R55-Q-1-K013_SEP | inventory | 2025-10-28 | Outer Enclosure |  | RY01-Riyadh Central Warehouse | 2025-07-30 | 2025-07-16 | 0
4500592686-[10] | 908321101 : SWGR,SMART RMU OD,3LBS+1CB,13.8KV,400A | RMU | ROH | DF240510049 | Power module (DFE500A-AC220D24-ST-X) | 154 | 154 | 0 | 6100K013 | 1-1-1-1 | inventory | 2025-10-28 | Charger |  | RY01-Riyadh Central Warehouse | 2025-07-30 | 2025-07-16 | 0
4500592686-[10] | 908321101 : SWGR,SMART RMU OD,3LBS+1CB,13.8KV,400A | RMU | ROH | DF240603013 | Large flat washer φ8-24 | 308 | 308 | 0 | 6100K013 | R54-Q-1-K013_SEP | inventory | 2025-10-28 | Outer Enclosure |  | RY01-Riyadh Central Warehouse | 2025-07-30 | 2025-07-16 | 0
4500592686-[10] | 908321101 : SWGR,SMART RMU OD,3LBS+1CB,13.8KV,400A | RMU | ROH | DF240603047 | M5 * 12 cross groove pan head triangular self tapping screw | 616 | 616 | 0 | 6100K013 | R54-Q-1-K013_SEP | inventory | 2025-10-28 | Outer Enclosure |  | RY01-Riyadh Central Warehouse | 2025-07-30 | 2025-07-16 | 0
4500592686-[10] | 908321101 : SWGR,SMART RMU OD,3LBS+1CB,13.8KV,400A | RMU | ROH | DF240907004 | Cross recessed pan head screws M3*12 | 616 | 616 | 0 | 6100K013 | 1-1-1-1 | inventory | 2025-10-28 | Outer Enclosure |  | RY01-Riyadh Central Warehouse | 2025-07-30 | 2025-07-16 | 0
4500592686-[10] | 908321101 : SWGR,SMART RMU OD,3LBS+1CB,13.8KV,400A | RMU | ROH | DF240907005 | Flat Washers φ3 | 616 | 616 | 0 | 6100K013 | R55-A-1-K013_SEP | inventory | 2025-10-28 | Outer Enclosure |  | RY01-Riyadh Central Warehouse | 2025-07-30 | 2025-07-16 | 0
4500592686-[10] | 908321101 : SWGR,SMART RMU OD,3LBS+1CB,13.8KV,400A | RMU | ROH | DF240907006 | Self-locking nut M3 | 616 | 616 | 0 | 6100K013 | 1-1-1-1 | inventory | 2025-10-28 | Outer Enclosure |  | RY01-Riyadh Central Warehouse | 2025-07-30 | 2025-07-16 | 0
4500592686-[10] | 908321101 : SWGR,SMART RMU OD,3LBS+1CB,13.8KV,400A | RMU | ROH | DF250310001 | Hinge CL209-1 Stainless Steel | 770 | 770 | 0 | 6100K013 | 1-1-1-1 | inventory | 2025-10-28 | Outer Enclosure |  | RY01-Riyadh Central Warehouse | 2025-07-30 | 2025-07-16 | 0
4500592686-[10] | 908321101 : SWGR,SMART RMU OD,3LBS+1CB,13.8KV,400A | RMU | ROH | DF250318010 | Cross groove large pan head screw Stainless steel | 924 | 386 | 538 | 6100K013 | 1-1-1-1 | consumption | 2025-09-24 | Outer Enclosure |  | RY01-Riyadh Central Warehouse | 2025-07-30 | 2025-07-16 | 0 | [5 empty] | Work in Process Material Issue | 7562543
4500592686-[10] | 908321101 : SWGR,SMART RMU OD,3LBS+1CB,13.8KV,400A | RMU | ROH | DF250318010 | Cross groove large pan head screw Stainless steel | 538 | 538 | 0 | 6100K013 | 1-1-1-1 | consumption | 2025-09-25 | Outer Enclosure |  | RY01-Riyadh Central Warehouse | 2025-07-30 | 2025-07-16 | 0 | [5 empty] | Work in Process Material Issue | 7581676
4500592686-[10] | 908321101 : SWGR,SMART RMU OD,3LBS+1CB,13.8KV,400A | RMU | ROH | DF250319001 | Hydraulic Rod 1500N;L=450 | 308 | 162 | 146 | 6100K013 | INC-1-1-K013_SEP | inventory | 2025-10-28 | Outer Enclosure |  | RY01-Riyadh Central Warehouse | 2025-07-30 | 2025-07-16 | 0
4500592686-[10] | 908321101 : SWGR,SMART RMU OD,3LBS+1CB,13.8KV,400A | RMU | ROH | DF250319001 | Hydraulic Rod 1500N;L=450 | 146 | 146 | 0 | 6100K013 | 1-1-1-1 | consumption | 2025-09-24 | Outer Enclosure |  | RY01-Riyadh Central Warehouse | 2025-07-30 | 2025-07-16 | 0 | [5 empty] | Work in Process Material Issue | 7562542
4500592686-[10] | 908321101 : SWGR,SMART RMU OD,3LBS+1CB,13.8KV,400A | RMU | ROH | RMU0000000004 | RMU Over Current Relay, Make: FANOX, Ord: SIA B 1 1 0 F C 2 3 2 A C | 154 | 154 | 0 | 6100K013 | 1-1-1-1 | inventory | 2025-10-28 | Fanox Relay |  | RY01-Riyadh Central Warehouse | 2025-07-30 | 2025-07-16 | 0
4500592686-[10] | 908321101 : SWGR,SMART RMU OD,3LBS+1CB,13.8KV,400A | RMU | ROH | RMU0000000005 | RMU EFI, Make: KRIES, Ord: 2510201_H007 IKI-10-light-W with LED and Flag | 154 | 154 | 0 | 6100K013 | 1-1-1-1 | inventory | 2025-10-28 | EFI |  | RY01-Riyadh Central Warehouse | 2025-07-30 | 2025-07-16 | 0
4500592697-[20] | 908321106 : SWGR,SMRT RMU OD,2LBS+1CB,13.8KV,400A | RMU | ROH | DF240612121 | Cold pressed terminal tube type VE1510 (RED) | 46240 | 46240 | 0 | 6100K013 | 1-1-1-1 | inventory | 2025-10-28 | DFE-LV |  | JD01-Jeddah Central Warehouse | 2025-07-30 | 2025-07-16 | 0
4500592697-[20] | 908321106 : SWGR,SMRT RMU OD,2LBS+1CB,13.8KV,400A | RMU | ROH | DF241207001 | Cross groove pan head combination screw M4*20 | 981 | 981 | 0 | 6100K013 | BOX92-1-1-K013_SEP | inventory | 2025-10-28 | DFE-Gas Tank |  | JD01-Jeddah Central Warehouse | 2025-07-30 | 2025-07-16 | 0
4500592697-[20] | 908321106 : SWGR,SMRT RMU OD,2LBS+1CB,13.8KV,400A | RMU | ROH | 205041917 | Flat Washer φ10 | 1744 | 1744 | 0 | 6100K013 | 1-1-1-1 | inventory | 2025-10-28 | DFE-Gas Tank |  | JD01-Jeddah Central Warehouse | 2025-07-30 | 2025-07-16 | 0
4500592697-[20] | 908321106 : SWGR,SMRT RMU OD,2LBS+1CB,13.8KV,400A | RMU | ROH | 205041917 | Flat Washer φ10 | 8092 | 5312 | 2780 | 6100K013 | 1-1-1-1 | inventory | 2025-10-28 | SEP |  | JD01-Jeddah Central Warehouse | 2025-07-30 | 2025-07-16 | 0
4500592697-[20] | 908321106 : SWGR,SMRT RMU OD,2LBS+1CB,13.8KV,400A | RMU | ROH | 205041917 | Flat Washer φ10 | 2780 | 2205 | 575 | 6100K013 | BOX42-1-1-K013_SEP | inventory | 2025-10-28 | SEP |  | JD01-Jeddah Central Warehouse | 2025-07-30 | 2025-07-16 | 0
4500592697-[20] | 908321106 : SWGR,SMRT RMU OD,2LBS+1CB,13.8KV,400A | RMU | ROH | 205041917 | Flat Washer φ10 | 575 | 220 | 355 | 6100KDP02 | BOX6-1-1-K013_SEP | inventory | 2025-10-28 | SEP |  | JD01-Jeddah Central Warehouse | 2025-07-30 | 2025-07-16 | 0
4500592697-[20] | 908321106 : SWGR,SMRT RMU OD,2LBS+1CB,13.8KV,400A | RMU | ROH | 205041917 | Flat Washer φ10 | 355 | 208 | 147 | 6100K013 | BOX92-1-1-K013_SEP | inventory | 2025-10-28 | SEP |  | JD01-Jeddah Central Warehouse | 2025-07-30 | 2025-07-16 | 0
4500592697-[20] | 908321106 : SWGR,SMRT RMU OD,2LBS+1CB,13.8KV,400A | RMU | ROH | 205041917 | Flat Washer φ10 | 147 | 147 | 0 | 6100K013 | BOX92-1-1-K013_SEP | consumption | 2025-10-13 | SEP |  | JD01-Jeddah Central Warehouse | 2025-07-30 | 2025-07-16 | 0 | [5 empty] | Work in Process Pick | 8070457
4500592697-[20] | 908321106 : SWGR,SMRT RMU OD,2LBS+1CB,13.8KV,400A | RMU | ROH | 205041926 | Hex Nut M10 | 3815 | 3815 | 0 | 6100K013 | 1-1-1-1 | inventory | 2025-10-28 | DFE-Gas Tank |  | JD01-Jeddah Central Warehouse | 2025-07-30 | 2025-07-16 | 0
4500592697-[20] | 908321106 : SWGR,SMRT RMU OD,2LBS+1CB,13.8KV,400A | RMU | ROH | 205041926 | Hex Nut M10 | 5780 | 5780 | 0 | 6100K013 | R55-P-1-K013_SEP | inventory | 2025-10-28 | SEP |  | JD01-Jeddah Central Warehouse | 2025-07-30 | 2025-07-16 | 0
4500592697-[20] | 908321106 : SWGR,SMRT RMU OD,2LBS+1CB,13.8KV,400A | RMU | ROH | DF241115003 | Hex Bolt M10*25 | 218 | 218 | 0 | free_stock | R66-F-1-RMU/\-BULK_SEP | inventory | 2025-10-28 | DFE-Gas Tank |  | JD01-Jeddah Central Warehouse | 2025-07-30 | 2025-07-16 | 0
4500592697-[20] | 908321106 : SWGR,SMRT RMU OD,2LBS+1CB,13.8KV,400A | RMU | ROH | DF241115002 | Hexagonal head combination bolt M10*25 | 654 | 654 | 0 | 6100K013 | 1-1-1-1 | inventory | 2025-10-28 | DFE-Gas Tank |  | JD01-Jeddah Central Warehouse | 2025-07-30 | 2025-07-16 | 0
4500592697-[20] | 908321106 : SWGR,SMRT RMU OD,2LBS+1CB,13.8KV,400A | RMU | ROH | DF240510037 | Hinge (CL230-HL017) | 1156 | 1156 | 0 | 6100K013 | 1-1-1-1 | inventory | 2025-10-28 | DFE-LV |  | JD01-Jeddah Central Warehouse | 2025-07-30 | 2025-07-16 | 0
4500592697-[20] | 908321106 : SWGR,SMRT RMU OD,2LBS+1CB,13.8KV,400A | RMU | ROH | DF241126015 | OTTA6-T-P/P marking strip (11)ZB10 LGS:11(1053014:0001) | 578 | 578 | 0 | 6100K013 | 1-1-1-1 | inventory | 2025-10-28 | DFE-LV |  | JD01-Jeddah Central Warehouse | 2025-07-30 | 2025-07-16 | 0
4500592697-[20] | 908321106 : SWGR,SMRT RMU OD,2LBS+1CB,13.8KV,400A | RMU | ROH | DF241126011 | Phoenix Terminal Center Bridge EB 2-OTTA 6(0790608) | 867 | 867 | 0 | 6100K013 | 1-1-1-1 | inventory | 2025-10-28 | DFE-LV |  | JD01-Jeddah Central Warehouse | 2025-07-30 | 2025-07-16 | 0
4500592697-[20] | 908321106 : SWGR,SMRT RMU OD,2LBS+1CB,13.8KV,400A | RMU | ROH | DF241126012 | Phoenix Terminal Center Bridge EB 4-OTTA 6(0326049) | 289 | 289 | 0 | 6100K013 | 1-1-1-1 | inventory | 2025-10-28 | DFE-LV |  | JD01-Jeddah Central Warehouse | 2025-07-30 | 2025-07-16 | 0
4500592697-[20] | 908321106 : SWGR,SMRT RMU OD,2LBS+1CB,13.8KV,400A | RMU | ROH | DF240612109 | Pre insulated terminal O-type HRV1.25-8 (RED) | 654 | 654 | 0 | 6100K013 | BOX12-1-1-K013_SEP | inventory | 2025-10-28 | DFE-Gas Tank |  | JD01-Jeddah Central Warehouse | 2025-07-30 | 2025-07-16 | 0
4500592697-[20] | 908321106 : SWGR,SMRT RMU OD,2LBS+1CB,13.8KV,400A | RMU | ROH | DF240510010 | Rivet Nut M6*15 | 3179 | 3179 | 0 | 6100K013 | R54-Q-1-K013_SEP | inventory | 2025-10-28 | DFE-LV |  | JD01-Jeddah Central Warehouse | 2025-07-30 | 2025-07-16 | 0
4500592697-[20] | 908321106 : SWGR,SMRT RMU OD,2LBS+1CB,13.8KV,400A | RMU | ROH | DF240510010 | Rivet Nut M6*15 | 8381 | 8381 | 0 | 6100K013 | R54-Q-1-K013_SEP | inventory | 2025-10-28 | SEP |  | JD01-Jeddah Central Warehouse | 2025-07-30 | 2025-07-16 | 0
4500592697-[20] | 908321106 : SWGR,SMRT RMU OD,2LBS+1CB,13.8KV,400A | RMU | ROH | 205041912 | Spring Washer φ10 | 4046 | 4046 | 0 | 6100K013 | 1-1-1-1 | inventory | 2025-10-28 | SEP |  | JD01-Jeddah Central Warehouse | 2025-07-30 | 2025-07-16 | 0
4500592697-[20] | 908321106 : SWGR,SMRT RMU OD,2LBS+1CB,13.8KV,400A | RMU | ROH | 205041912 | Spring Washer φ10 | 4469 | 4469 | 0 | 6100K013 | 1-1-1-1 | inventory | 2025-10-28 | DFE-Gas Tank |  | JD01-Jeddah Central Warehouse | 2025-07-30 | 2025-07-16 | 0
4500592697-[20] | 908321106 : SWGR,SMRT RMU OD,2LBS+1CB,13.8KV,400A | RMU | ROH | DF241126013 | Tie strap (black) 5*200 | 7225 | 7225 | 0 | 6100K013 | 1-1-1-1 | inventory | 2025-10-28 | DFE-LV |  | JD01-Jeddah Central Warehouse | 2025-07-30 | 2025-07-16 | 0
4500592697-[20] | 908321106 : SWGR,SMRT RMU OD,2LBS+1CB,13.8KV,400A | RMU | ROH | DF241126016 | UK2.5B Center Connection Bar (3 connections)FBI 10-3(0203250) | 289 | 289 | 0 | 6100K013 | 1-1-1-1 | inventory | 2025-10-28 | DFE-LV |  | JD01-Jeddah Central Warehouse | 2025-07-30 | 2025-07-16 | 0
4500592697-[20] | 908321106 : SWGR,SMRT RMU OD,2LBS+1CB,13.8KV,400A | RMU | ROH | DF241126017 | UK2.5B Center Connection Bar (5 connections)FBI 10-5(0203250) | 289 | 289 | 0 | 6100K013 | 1-1-1-1 | inventory | 2025-10-28 | DFE-LV |  | JD01-Jeddah Central Warehouse | 2025-07-30 | 2025-07-16 | 0
4500592697-[20] | 908321106 : SWGR,SMRT RMU OD,2LBS+1CB,13.8KV,400A | RMU | ROH | DF241126018 | UK2.5B Center Connection Bar (8 connections)FBI 10-8(0203250) | 289 | 289 | 0 | 6100K013 | 1-1-1-1 | inventory | 2025-10-28 | DFE-LV |  | JD01-Jeddah Central Warehouse | 2025-07-30 | 2025-07-16 | 0
4500592697-[20] | 908321106 : SWGR,SMRT RMU OD,2LBS+1CB,13.8KV,400A | RMU | ROH | DF241118008 | Transfer switch | 289 | 289 | 0 | 6100K013 | 1-1-1-1 | inventory | 2025-10-28 | DFE-LV |  | JD01-Jeddah Central Warehouse | 2025-07-30 | 2025-07-16 | 0
4500592697-[20] | 908321106 : SWGR,SMRT RMU OD,2LBS+1CB,13.8KV,400A | RMU | ROH | 5DF.0818.0004 | 17.5kV Killer Switch | 109 | 109 | 0 | 6100K013 | 1-1-1-1 | inventory | 2025-10-28 | DFE-Gas Tank |  | JD01-Jeddah Central Warehouse | 2025-07-30 | 2025-07-16 | 0
4500592697-[20] | 908321106 : SWGR,SMRT RMU OD,2LBS+1CB,13.8KV,400A | RMU | ROH | 6GDEP.198.025 | 198 Bushing | 654 | 654 | 0 | 6100K013 | 1-1-1-1 | inventory | 2025-10-28 | DFE-Gas Tank |  | JD01-Jeddah Central Warehouse | 2025-07-30 | 2025-07-16 | 0
4500592697-[20] | 908321106 : SWGR,SMRT RMU OD,2LBS+1CB,13.8KV,400A | RMU | ROH | 6GDEP.220.012 | 220 Bushing | 654 | 654 | 0 | 6100K013 | 1-1-1-1 | inventory | 2025-10-28 | DFE-Gas Tank |  | JD01-Jeddah Central Warehouse | 2025-07-30 | 2025-07-16 | 0
4500592697-[20] | 908321106 : SWGR,SMRT RMU OD,2LBS+1CB,13.8KV,400A | RMU | ROH | 6GDEP.247.011 | 247 Bushing | 327 | 327 | 0 | 6100K013 | 1-1-1-1 | inventory | 2025-10-28 | DFE-Gas Tank |  | JD01-Jeddah Central Warehouse | 2025-07-30 | 2025-07-16 | 0
4500592697-[20] | 908321106 : SWGR,SMRT RMU OD,2LBS+1CB,13.8KV,400A | RMU | ROH | DF240612006 | Wrapped tube (black) φ8 | 4335 | 4335 | 0 | 6100K013 | 1-1-1-1 | inventory | 2025-10-28 | DFE-LV |  | JD01-Jeddah Central Warehouse | 2025-07-30 | 2025-07-16 | 0
4500592697-[20] | 908321106 : SWGR,SMRT RMU OD,2LBS+1CB,13.8KV,400A | RMU | ROH | 5DF.0816.0028 | Assemble Circuit Breaker Dynamic Seal | 109 | 109 | 0 | 6100K013 | 1-1-1-1 | inventory | 2025-10-28 | DFE-Gas Tank |  | JD01-Jeddah Central Warehouse | 2025-07-30 | 2025-07-16 | 0
4500592697-[20] | 908321106 : SWGR,SMRT RMU OD,2LBS+1CB,13.8KV,400A | RMU | ROH | DF240603031 | Black rubber gasket (φ6-12 2mm) | 5202 | 5202 | 0 | 6100K013 | R54-G-1-K013_SEP | inventory | 2025-10-28 | SEP |  | JD01-Jeddah Central Warehouse | 2025-07-30 | 2025-07-16 | 0
4500592697-[20] | 908321106 : SWGR,SMRT RMU OD,2LBS+1CB,13.8KV,400A | RMU | ROH | DF240603003 | Blind Rivet (φ3.2*7) | 578 | 578 | 0 | 6100K013 | BOX12-1-1-K013_SEP | inventory | 2025-10-28 | DFE-LV |  | JD01-Jeddah Central Warehouse | 2025-07-30 | 2025-07-16 | 0
4500592697-[20] | 908321106 : SWGR,SMRT RMU OD,2LBS+1CB,13.8KV,400A | RMU | ROH | DF209001751 | Buckle A104 Stainless Steel Single hole φ12 | 594 | 594 | 0 | 6100K013 | 1-1-1-1 | inventory | 2025-10-28 | Outer Enclosure |  | JD01-Jeddah Central Warehouse | 2025-07-30 | 2025-07-16 | 0
4500592697-[20] | 908321106 : SWGR,SMRT RMU OD,2LBS+1CB,13.8KV,400A | RMU | ROH | 5ST.0818.0002 | Button protection cover | 2601 | 2601 | 0 | 6100K013 | BOX7-1-1-K013_SEP | inventory | 2025-10-28 | DFE-Consumables |  | JD01-Jeddah Central Warehouse | 2025-07-30 | 2025-07-16 | 0
4500592697-[20] | 908321106 : SWGR,SMRT RMU OD,2LBS+1CB,13.8KV,400A | RMU | ROH | 8DF-580-0046 | C-A Phase Bus | 218 | 218 | 0 | 6100K013 | 1-1-1-1 | inventory | 2025-10-28 | DFE-Gas Tank |  | JD01-Jeddah Central Warehouse | 2025-07-30 | 2025-07-16 | 0
4500592697-[20] | 908321106 : SWGR,SMRT RMU OD,2LBS+1CB,13.8KV,400A | RMU | ROH | 8DF-580-0047 | C-A Phase Grounding Bar | 218 | 218 | 0 | 6100K013 | 1-1-1-1 | inventory | 2025-10-28 | DFE-Gas Tank |  | JD01-Jeddah Central Warehouse | 2025-07-30 | 2025-07-16 | 0
4500592697-[20] | 908321106 : SWGR,SMRT RMU OD,2LBS+1CB,13.8KV,400A | RMU | ROH | 8DF-580-0048 | C-B Phase Bus | 218 | 218 | 0 | 6100K013 | 1-1-1-1 | inventory | 2025-10-28 | DFE-Gas Tank |  | JD01-Jeddah Central Warehouse | 2025-07-30 | 2025-07-16 | 0
4500592697-[20] | 908321106 : SWGR,SMRT RMU OD,2LBS+1CB,13.8KV,400A | RMU | ROH | 8DF-580-0049 | C-B Phase Grounding Bar | 218 | 218 | 0 | 6100K013 | 1-1-1-1 | inventory | 2025-10-28 | DFE-Gas Tank |  | JD01-Jeddah Central Warehouse | 2025-07-30 | 2025-07-16 | 0
4500592697-[20] | 908321106 : SWGR,SMRT RMU OD,2LBS+1CB,13.8KV,400A | RMU | ROH | 8DF-580-0050 | C-C Phase Bus | 218 | 218 | 0 | 6100K013 | 1-1-1-1 | inventory | 2025-10-28 | DFE-Gas Tank |  | JD01-Jeddah Central Warehouse | 2025-07-30 | 2025-07-16 | 0
4500592697-[20] | 908321106 : SWGR,SMRT RMU OD,2LBS+1CB,13.8KV,400A | RMU | ROH | 8DF-580-0051 | C-C Phase Grounding Bar | 218 | 218 | 0 | 6100K013 | 1-1-1-1 | inventory | 2025-10-28 | DFE-Gas Tank |  | JD01-Jeddah Central Warehouse | 2025-07-30 | 2025-07-16 | 0
4500592697-[20] | 908321106 : SWGR,SMRT RMU OD,2LBS+1CB,13.8KV,400A | RMU | ROH | DF240510022 | Wire harness (black)BVR-1.5mm² | 7514 | 7514 | 0 | 6100K013 | 1-1-1-1 | inventory | 2025-10-28 | DFE-LV |  | JD01-Jeddah Central Warehouse | 2025-07-30 | 2025-07-16 | 0
4500592697-[20] | 908321106 : SWGR,SMRT RMU OD,2LBS+1CB,13.8KV,400A | RMU | ROH | DF240510023 | Wire harness (black)BVR-2.5mm² | 867 | 867 | 0 | 6100K013 | 1-1-1-1 | inventory | 2025-10-28 | DFE-LV |  | JD01-Jeddah Central Warehouse | 2025-07-30 | 2025-07-16 | 0
4500592697-[20] | 908321106 : SWGR,SMRT RMU OD,2LBS+1CB,13.8KV,400A | RMU | ROH | DF240510024 | Wire harness (black)BVR-4.0mm² | 10404 | 10404 | 0 | 6100K013 | 1-1-1-1 | inventory | 2025-10-28 | DFE-LV |  | JD01-Jeddah Central Warehouse | 2025-07-30 | 2025-07-16 | 0
4500592697-[20] | 908321106 : SWGR,SMRT RMU OD,2LBS+1CB,13.8KV,400A | RMU | ROH | DF241126003 | Wire harness (Blue)BVR-1.5mm² | 16762 | 16762 | 0 | 6100K013 | 1-1-1-1 | inventory | 2025-10-28 | DFE-LV |  | JD01-Jeddah Central Warehouse | 2025-07-30 | 2025-07-16 | 0
4500592697-[20] | 908321106 : SWGR,SMRT RMU OD,2LBS+1CB,13.8KV,400A | RMU | ROH | DF250303002 | Wire harness (Blue)BVR-4.0mm² | 2312 | 2312 | 0 | 6100K013 | 1-1-1-1 | inventory | 2025-10-28 | DFE-LV |  | JD01-Jeddah Central Warehouse | 2025-07-30 | 2025-07-16 | 0
4500592697-[20] | 908321106 : SWGR,SMRT RMU OD,2LBS+1CB,13.8KV,400A | RMU | ROH | DF241126004 | Wire harness (grey)BVR-1.5mm² | 68204 | 68204 | 0 | 6100K013 | 1-1-1-1 | inventory | 2025-10-28 | DFE-LV |  | JD01-Jeddah Central Warehouse | 2025-07-30 | 2025-07-16 | 0
4500592697-[20] | 908321106 : SWGR,SMRT RMU OD,2LBS+1CB,13.8KV,400A | RMU | ROH | DF241126008 | Wire harness (grey)BVR-2.5mm² | 9537 | 9537 | 0 | 6100K013 | 1-1-1-1 | inventory | 2025-10-28 | DFE-LV |  | JD01-Jeddah Central Warehouse | 2025-07-30 | 2025-07-16 | 0
4500592697-[20] | 908321106 : SWGR,SMRT RMU OD,2LBS+1CB,13.8KV,400A | RMU | ROH | DF241126001 | Wire harness (Red)BVR-1.5mm² | 2601 | 2601 | 0 | 6100K013 | 1-1-1-1 | inventory | 2025-10-28 | DFE-LV |  | JD01-Jeddah Central Warehouse | 2025-07-30 | 2025-07-16 | 0
4500592697-[20] | 908321106 : SWGR,SMRT RMU OD,2LBS+1CB,13.8KV,400A | RMU | ROH | DF241126005 | Wire harness (Red)BVR-2.5mm² | 867 | 867 | 0 | 6100K013 | 1-1-1-1 | inventory | 2025-10-28 | DFE-LV |  | JD01-Jeddah Central Warehouse | 2025-07-30 | 2025-07-16 | 0
4500592697-[20] | 908321106 : SWGR,SMRT RMU OD,2LBS+1CB,13.8KV,400A | RMU | ROH | DF241126009 | Wire harness (Red)BVR-4.0mm² | 3757 | 3757 | 0 | 6100K013 | 1-1-1-1 | inventory | 2025-10-28 | DFE-LV |  | JD01-Jeddah Central Warehouse | 2025-07-30 | 2025-07-16 | 0
4500592697-[20] | 908321106 : SWGR,SMRT RMU OD,2LBS+1CB,13.8KV,400A | RMU | ROH | DF241126002 | Wire harness (Yellow)BVR-1.5mm² | 2601 | 2601 | 0 | 6100K013 | 1-1-1-1 | inventory | 2025-10-28 | DFE-LV |  | JD01-Jeddah Central Warehouse | 2025-07-30 | 2025-07-16 | 0
4500592697-[20] | 908321106 : SWGR,SMRT RMU OD,2LBS+1CB,13.8KV,400A | RMU | ROH | DF250303001 | Wire harness (Yellow)BVR-4.0mm² | 2312 | 2312 | 0 | free_stock | R19-K-1-K013_SEP | inventory | 2025-10-28 | DFE-LV |  | JD01-Jeddah Central Warehouse | 2025-07-30 | 2025-07-16 | 0
4500592697-[20] | 908321106 : SWGR,SMRT RMU OD,2LBS+1CB,13.8KV,400A | RMU | ROH | DF240510039 | CT+ECT (75A/1A+75A/225mV) | 867 | 867 | 0 | 6100K013 | 1-1-1-1 | inventory | 2025-10-28 | SEP |  | JD01-Jeddah Central Warehouse | 2025-07-30 | 2025-07-16 | 0
4500592697-[20] | 908321106 : SWGR,SMRT RMU OD,2LBS+1CB,13.8KV,400A | RMU | HALB | 8DF.0818.0006 | CV Bonding Bar M410 | 327 | 327 | 0 | 6100K013 | 1-1-1-1 | inventory | 2025-10-28 | DFE-Gas Tank |  | JD01-Jeddah Central Warehouse | 2025-07-30 | 2025-07-16 | 0
4500592697-[20] | 908321106 : SWGR,SMRT RMU OD,2LBS+1CB,13.8KV,400A | RMU | ROH | 8DF.0815.0153 | CVC Common Enclosure Bottom Bar | 218 | 218 | 0 | 6100K013 | 1-1-1-1 | inventory | 2025-10-28 | DFE-Gas Tank |  | JD01-Jeddah Central Warehouse | 2025-07-30 | 2025-07-16 | 0
4500592697-[20] | 908321106 : SWGR,SMRT RMU OD,2LBS+1CB,13.8KV,400A | RMU | ROH | 8DF.0818.0001 | CVC Front Plate | 109 | 109 | 0 | 6100K013 | 1-1-1-1 | inventory | 2025-10-28 | DFE-Gas Tank |  | JD01-Jeddah Central Warehouse | 2025-07-30 | 2025-07-16 | 0
4500592697-[20] | 908321106 : SWGR,SMRT RMU OD,2LBS+1CB,13.8KV,400A | RMU | HALB | 5DF.0818.0001 | CVC Gas Tank assembly | 180 | 180 | 0 | 6100K013 | 1-1-1-1 | inventory | 2025-10-28 | SEP |  | JD01-Jeddah Central Warehouse | 2025-07-30 | 2025-07-16 | 0
4500592697-[20] | 908321106 : SWGR,SMRT RMU OD,2LBS+1CB,13.8KV,400A | RMU | ROH | 8DF.0818.0003 | CVC Rear Plate | 109 | 109 | 0 | 6100K013 | 1-1-1-1 | inventory | 2025-10-28 | DFE-Gas Tank |  | JD01-Jeddah Central Warehouse | 2025-07-30 | 2025-07-16 | 0
4500592697-[20] | 908321106 : SWGR,SMRT RMU OD,2LBS+1CB,13.8KV,400A | RMU | ROH | 8DF.0818.0002 | CVC Side Plate | 218 | 218 | 0 | 6100K013 | 1-1-1-1 | inventory | 2025-10-28 | DFE-Gas Tank |  | JD01-Jeddah Central Warehouse | 2025-07-30 | 2025-07-16 | 0
4500592697-[20] | 908321106 : SWGR,SMRT RMU OD,2LBS+1CB,13.8KV,400A | RMU | ROH | 8DF-217-0004 | Cable door guide sleeve | 1734 | 1734 | 0 | 6100K013 | R54-R-1-K013_SEP | inventory | 2025-10-28 | SEP |  | JD01-Jeddah Central Warehouse | 2025-07-30 | 2025-07-16 | 0
4500592697-[20] | 908321106 : SWGR,SMRT RMU OD,2LBS+1CB,13.8KV,400A | RMU | ROH | 8DF.0818.1093 | Cable room insulation board 1 | 1734 | 1734 | 0 | 6100K013 | R64-A-1-K013_SEP | inventory | 2025-10-28 | DFE-Consumables |  | JD01-Jeddah Central Warehouse | 2025-07-30 | 2025-07-16 | 0
4500592697-[20] | 908321106 : SWGR,SMRT RMU OD,2LBS+1CB,13.8KV,400A | RMU | ROH | DF240603045 | Charge indicator (DXN-T-FD/17.5) | 867 | 867 | 0 | 6100KDP02 | BOX42-1-1-K013_SEP | inventory | 2025-10-28 | DFE-Consumables |  | JD01-Jeddah Central Warehouse | 2025-07-30 | 2025-07-16 | 0
4500592697-[20] | 908321106 : SWGR,SMRT RMU OD,2LBS+1CB,13.8KV,400A | RMU | ROH | 8DF.0818.1049 | Circuit Breaker Indicator | 109 | 109 | 0 | 6100K013 | 1-1-1-1 | inventory | 2025-10-28 | DFE-Gas Tank |  | JD01-Jeddah Central Warehouse | 2025-07-30 | 2025-07-16 | 0
4500592697-[20] | 908321106 : SWGR,SMRT RMU OD,2LBS+1CB,13.8KV,400A | RMU | ROH | 5DF.0815.0201 | Circuit Breaker Mechanism | 109 | 109 | 0 | 6100K013 | 1-1-1-1 | inventory | 2025-10-28 | DFE-Gas Tank |  | JD01-Jeddah Central Warehouse | 2025-07-30 | 2025-07-16 | 0
4500592697-[20] | 908321106 : SWGR,SMRT RMU OD,2LBS+1CB,13.8KV,400A | RMU | ROH | DF240424003 | Circuit Breaker Mechanism Mechanical Interlocking | 109 | 109 | 0 | 6100K013 | 1-1-1-1 | inventory | 2025-10-28 | DFE-Gas Tank |  | JD01-Jeddah Central Warehouse | 2025-07-30 | 2025-07-16 | 0
4500592697-[20] | 908321106 : SWGR,SMRT RMU OD,2LBS+1CB,13.8KV,400A | RMU | ROH | DF240424004 | Circuit Breaker Mechanism Mounting Assembly | 109 | 109 | 0 | 6100K013 | 1-1-1-1 | inventory | 2025-10-28 | DFE-Gas Tank |  | JD01-Jeddah Central Warehouse | 2025-07-30 | 2025-07-16 | 0
4500592697-[20] | 908321106 : SWGR,SMRT RMU OD,2LBS+1CB,13.8KV,400A | RMU | ROH | DF241118002 | Close button indicator light | 867 | 867 | 0 | 6100K013 | 1-1-1-1 | inventory | 2025-10-28 | DFE-LV |  | JD01-Jeddah Central Warehouse | 2025-07-30 | 2025-07-16 | 0
4500592697-[20] | 908321106 : SWGR,SMRT RMU OD,2LBS+1CB,13.8KV,400A | RMU | ROH | DF241126027 | Cold pressed terminal O-shaped RV1.25-4 (RED) | 2890 | 2890 | 0 | 6100K013 | BOX12-1-1-K013_SEP | inventory | 2025-10-28 | DFE-LV |  | JD01-Jeddah Central Warehouse | 2025-07-30 | 2025-07-16 | 0
4500592697-[20] | 908321106 : SWGR,SMRT RMU OD,2LBS+1CB,13.8KV,400A | RMU | ROH | DF240612124 | Cold pressed terminal U-shaped SV1.25-4 (RED) | 23120 | 23120 | 0 | 6100K013 | 1-1-1-1 | inventory | 2025-10-28 | DFE-LV |  | JD01-Jeddah Central Warehouse | 2025-07-30 | 2025-07-16 | 0
4500592697-[20] | 908321106 : SWGR,SMRT RMU OD,2LBS+1CB,13.8KV,400A | RMU | ROH | DF240612127 | Cold pressed terminal plug-in type FRD1.25-156 (RED) | 578 | 578 | 0 | 6100K013 | 1-1-1-1 | inventory | 2025-10-28 | DFE-LV |  | JD01-Jeddah Central Warehouse | 2025-07-30 | 2025-07-16 | 0
4500592697-[20] | 908321106 : SWGR,SMRT RMU OD,2LBS+1CB,13.8KV,400A | RMU | ROH | DF240612128 | Cold pressed terminal plug-in type MPD1.25-156 (RED) | 578 | 578 | 0 | 6100K013 | 1-1-1-1 | inventory | 2025-10-28 | DFE-LV |  | JD01-Jeddah Central Warehouse | 2025-07-30 | 2025-07-16 | 0
4500592697-[20] | 908321106 : SWGR,SMRT RMU OD,2LBS+1CB,13.8KV,400A | RMU | ROH | DF240612126 | Cold pressed terminal strip type DBV1.25-10 (RED) | 10982 | 10982 | 0 | 6100K013 | 1-1-1-1 | inventory | 2025-10-28 | DFE-LV |  | JD01-Jeddah Central Warehouse | 2025-07-30 | 2025-07-16 | 0
4500592697-[20] | 908321106 : SWGR,SMRT RMU OD,2LBS+1CB,13.8KV,400A | RMU | ROH | 8DF.0815.0157 | Common Enclosure Roof Bar | 327 | 327 | 0 | 6100K013 | 1-1-1-1 | inventory | 2025-10-28 | DFE-Gas Tank |  | JD01-Jeddah Central Warehouse | 2025-07-30 | 2025-07-16 | 0
4500592697-[20] | 908321106 : SWGR,SMRT RMU OD,2LBS+1CB,13.8KV,400A | RMU | ROH | 208004917 | Router (IR302) | 289 | 289 | 0 | 6100K013 | 1-1-1-1 | inventory | 2025-10-28 | DFE-LV |  | JD01-Jeddah Central Warehouse | 2025-07-30 | 2025-07-16 | 0
4500592697-[20] | 908321106 : SWGR,SMRT RMU OD,2LBS+1CB,13.8KV,400A | RMU | ROH | 8DF.0818.1292 | Copper sets | 578 | 578 | 0 | 6100K013 | R61-A-1-K013_SEP | inventory | 2025-10-28 | SEP |  | JD01-Jeddah Central Warehouse | 2025-07-30 | 2025-07-16 | 0
4500592697-[20] | 908321106 : SWGR,SMRT RMU OD,2LBS+1CB,13.8KV,400A | RMU | ROH | DF250318010 | Cross groove large pan head screw Stainless steel | 2376 | 962 | 1414 | 6100K013 | 1-1-1-1 | consumption | 2025-09-25 | Outer Enclosure |  | JD01-Jeddah Central Warehouse | 2025-07-30 | 2025-07-16 | 0 | [5 empty] | Work in Process Material Issue | 7581676
4500592697-[20] | 908321106 : SWGR,SMRT RMU OD,2LBS+1CB,13.8KV,400A | RMU | ROH | DF240424010 | Cross groove pan head combination screw M4*10 | 654 | 654 | 0 | 6100K013 | 1-1-1-1 | inventory | 2025-10-28 | DFE-Gas Tank |  | JD01-Jeddah Central Warehouse | 2025-07-30 | 2025-07-16 | 0
4500592697-[20] | 908321106 : SWGR,SMRT RMU OD,2LBS+1CB,13.8KV,400A | RMU | ROH | DF240424010 | Cross groove pan head combination screw M4*10 | 1156 | 1128 | 28 | 6100K013 | BOX92-1-1-K013_SEP | inventory | 2025-10-28 | SEP |  | JD01-Jeddah Central Warehouse | 2025-07-30 | 2025-07-16 | 0
4500592697-[20] | 908321106 : SWGR,SMRT RMU OD,2LBS+1CB,13.8KV,400A | RMU | ROH | DF240424010 | Cross groove pan head combination screw M4*10 | 28 | 28 | 0 | 6100K013 | BOX42-1-1-K013_SEP | inventory | 2025-10-28 | SEP |  | JD01-Jeddah Central Warehouse | 2025-07-30 | 2025-07-16 | 0
4500592697-[20] | 908321106 : SWGR,SMRT RMU OD,2LBS+1CB,13.8KV,400A | RMU | ROH | DF241124005 | Cross recessed pan head screw M3*12 | 1734 | 1734 | 0 | 6100K013 | 1-1-1-1 | inventory | 2025-10-28 | SEP |  | JD01-Jeddah Central Warehouse | 2025-07-30 | 2025-07-16 | 0
4500592697-[20] | 908321106 : SWGR,SMRT RMU OD,2LBS+1CB,13.8KV,400A | RMU | ROH | DF241124005 | Cross recessed pan head screw M3*12 | 2312 | 1870 | 442 | 6100K013 | 1-1-1-1 | inventory | 2025-10-28 | DFE-LV |  | JD01-Jeddah Central Warehouse | 2025-07-30 | 2025-07-16 | 0
4500592697-[20] | 908321106 : SWGR,SMRT RMU OD,2LBS+1CB,13.8KV,400A | RMU | ROH | DF241124005 | Cross recessed pan head screw M3*12 | 442 | 442 | 0 | 6100K013 | 1-1-1-1 | consumption | 2025-10-16 | DFE-LV |  | JD01-Jeddah Central Warehouse | 2025-07-30 | 2025-07-16 | 0 | [5 empty] | Work in Process Pick | 8151125
4500592697-[20] | 908321106 : SWGR,SMRT RMU OD,2LBS+1CB,13.8KV,400A | RMU | ROH | DF240603008 | Cross recessed pan head screw M6*20 | 8670 | 8670 | 0 | 6100K013 | R55-I-1-K013_SEP | inventory | 2025-10-28 | SEP |  | JD01-Jeddah Central Warehouse | 2025-07-30 | 2025-07-16 | 0
4500592697-[20] | 908321106 : SWGR,SMRT RMU OD,2LBS+1CB,13.8KV,400A | RMU | ROH | DF240907004 | Cross recessed pan head screws M3*12 | 1188 | 1188 | 0 | 6100K013 | 1-1-1-1 | inventory | 2025-10-28 | Outer Enclosure |  | JD01-Jeddah Central Warehouse | 2025-07-30 | 2025-07-16 | 0
4500592697-[20] | 908321106 : SWGR,SMRT RMU OD,2LBS+1CB,13.8KV,400A | RMU | ROH | DF240510002 | Cross recessed pan head screw M4 * 12 | 2312 | 2312 | 0 | 6100K013 | 1-1-1-1 | inventory | 2025-10-28 | DFE-LV |  | JD01-Jeddah Central Warehouse | 2025-07-30 | 2025-07-16 | 0
4500592697-[20] | 908321106 : SWGR,SMRT RMU OD,2LBS+1CB,13.8KV,400A | RMU | ROH | DF240510002 | Cross recessed pan head screw M4 * 12 | 2312 | 2312 | 0 | 6100K013 | R55-P-1-K013_SEP | inventory | 2025-10-28 | SEP |  | JD01-Jeddah Central Warehouse | 2025-07-30 | 2025-07-16 | 0
4500592697-[20] | 908321106 : SWGR,SMRT RMU OD,2LBS+1CB,13.8KV,400A | RMU | ROH | DF240510004 | Cross recessed pan head screw M4*16 | 1734 | 1734 | 0 | 6100K013 | 1-1-1-1 | inventory | 2025-10-28 | DFE-LV |  | JD01-Jeddah Central Warehouse | 2025-07-30 | 2025-07-16 | 0
4500592697-[20] | 908321106 : SWGR,SMRT RMU OD,2LBS+1CB,13.8KV,400A | RMU | ROH | DF240510005 | Cross recessed pan head screw M4*30 | 1156 | 1156 | 0 | 6100K013 | 1-1-1-1 | inventory | 2025-10-28 | DFE-LV |  | JD01-Jeddah Central Warehouse | 2025-07-30 | 2025-07-16 | 0
4500592697-[20] | 908321106 : SWGR,SMRT RMU OD,2LBS+1CB,13.8KV,400A | RMU | ROH | DF240103074 | M4*12 Cross recessed pan head triangular tooth self-tapping self-drilling screw galvanized | 594 | 594 | 0 | free_stock | R52-A-1-MVBM_SEP | inventory | 2025-10-28 | Outer Enclosure |  | JD01-Jeddah Central Warehouse | 2025-07-30 | 2025-07-16 | 0
4500592697-[20] | 908321106 : SWGR,SMRT RMU OD,2LBS+1CB,13.8KV,400A | RMU | ROH | DF240510001 | Cross recessed self-tapping locking screw M4*12 | 8092 | 8092 | 0 | 6100K013 | 1-1-1-1 | inventory | 2025-10-28 | DFE-LV |  | JD01-Jeddah Central Warehouse | 2025-07-30 | 2025-07-16 | 0
4500592697-[20] | 908321106 : SWGR,SMRT RMU OD,2LBS+1CB,13.8KV,400A | RMU | ROH | DF240603047 | M5 * 12 cross groove pan head triangular self tapping screw | 1188 | 1188 | 0 | 6100K013 | R54-Q-1-K013_SEP | inventory | 2025-10-28 | Outer Enclosure |  | JD01-Jeddah Central Warehouse | 2025-07-30 | 2025-07-16 | 0
4500592697-[20] | 908321106 : SWGR,SMRT RMU OD,2LBS+1CB,13.8KV,400A | RMU | ROH | DF240603047 | Cross recessed self-tapping screw M5*12 | 11271 | 11271 | 0 | 6100K013 | R54-Q-1-K013_SEP | inventory | 2025-10-28 | SEP |  | JD01-Jeddah Central Warehouse | 2025-07-30 | 2025-07-16 | 0
4500592697-[20] | 908321106 : SWGR,SMRT RMU OD,2LBS+1CB,13.8KV,400A | RMU | ROH | DF240324001 | DF1725IED FRTU FOR Smart RMU（2L1T 3Way） with 32DI+8CO+9ECT+3EVT | 8 | 8 | 0 | 6100K013 | 1-1-1-1 | inventory | 2025-10-28 | RTU |  | JD01-Jeddah Central Warehouse | 2025-07-30 | 2025-07-16 | 0
4500592697-[20] | 908321106 : SWGR,SMRT RMU OD,2LBS+1CB,13.8KV,400A | RMU | ROH | DF240324001 | RTU (DF1725IED) | 289 | 289 | 0 | 6100K013 | 1-1-1-1 | inventory | 2025-10-28 | SEP |  | JD01-Jeddah Central Warehouse | 2025-07-30 | 2025-07-16 | 0
4500592697-[20] | 908321106 : SWGR,SMRT RMU OD,2LBS+1CB,13.8KV,400A | RMU | ROH | DF240510027 | Rail | 361.25 | 361.25 | 0 | 6100K013 | 1-1-1-1 | inventory | 2025-10-28 | DFE-LV |  | JD01-Jeddah Central Warehouse | 2025-07-30 | 2025-07-16 | 0
4500592697-[20] | 908321106 : SWGR,SMRT RMU OD,2LBS+1CB,13.8KV,400A | RMU | ROH | DF241118001 | Data acquisition module (LP-204) | 289 | 289 | 0 | 6100K013 | 1-1-1-1 | inventory | 2025-10-28 | DFE-LV |  | JD01-Jeddah Central Warehouse | 2025-07-30 | 2025-07-16 | 0
4500592697-[20] | 908321106 : SWGR,SMRT RMU OD,2LBS+1CB,13.8KV,400A | RMU | ROH | DF240424026 | Desiccant | 109 | 109 | 0 | 6100K013 | 1-1-1-1 | inventory | 2025-10-28 | DFE-Gas Tank |  | JD01-Jeddah Central Warehouse | 2025-07-30 | 2025-07-16 | 0
4500592697-[20] | 908321106 : SWGR,SMRT RMU OD,2LBS+1CB,13.8KV,400A | RMU | ROH | DF209001750 | Dixation Hook Q235A | 297 | 297 | 0 | 6100K013 | R54-A-1-K013_SEP | inventory | 2025-10-28 | Outer Enclosure |  | JD01-Jeddah Central Warehouse | 2025-07-30 | 2025-07-16 | 0
4500592697-[20] | 908321106 : SWGR,SMRT RMU OD,2LBS+1CB,13.8KV,400A | RMU | ROH | DF205041101 | Door Bolt 5 Inches Stainless steel | 594 | 594 | 0 | 6100K013 | 1-1-1-1 | inventory | 2025-10-28 | Outer Enclosure |  | JD01-Jeddah Central Warehouse | 2025-07-30 | 2025-07-16 | 0
4500592697-[20] | 908321106 : SWGR,SMRT RMU OD,2LBS+1CB,13.8KV,400A | RMU | ROH | DF240603035 | Door lock (MS310 Hengzhu) | 578 | 578 | 0 | 6100K013 | R54-R-1-K013_SEP | inventory | 2025-10-28 | DFE-Consumables |  | JD01-Jeddah Central Warehouse | 2025-07-30 | 2025-07-16 | 0
4500592697-[20] | 908321106 : SWGR,SMRT RMU OD,2LBS+1CB,13.8KV,400A | RMU | ROH | 8DF.0818.1293 | Door stop guide sleeve | 578 | 578 | 0 | 6100K013 | 1-1-1-1 | inventory | 2025-10-28 | SEP |  | JD01-Jeddah Central Warehouse | 2025-07-30 | 2025-07-16 | 0
4500592697-[20] | 908321106 : SWGR,SMRT RMU OD,2LBS+1CB,13.8KV,400A | RMU | ROH | DF240612114 | Double line nasal canal type HTE1510(BLUE) | 289 | 289 | 0 | 6100K013 | 1-1-1-1 | inventory | 2025-10-28 | DFE-LV |  | JD01-Jeddah Central Warehouse | 2025-07-30 | 2025-07-16 | 0
4500592697-[20] | 908321106 : SWGR,SMRT RMU OD,2LBS+1CB,13.8KV,400A | RMU | ROH | DF240424025 | Dust-free Paper | 2180 | 2180 | 0 | 6100K013 | 1-1-1-1 | inventory | 2025-10-28 | DFE-Gas Tank |  | JD01-Jeddah Central Warehouse | 2025-07-30 | 2025-07-16 | 0
4500592697-[20] | 908321106 : SWGR,SMRT RMU OD,2LBS+1CB,13.8KV,400A | RMU | HALB | 5DF.0818.1001 | E5312 (SRMU) - 17.5kV (2L1T)/400-21 Complete RMU | 8 | 8 | 0 | 6100K013 | 1-1-1-1 | inventory | 2025-10-28 | SEP |  | JD01-Jeddah Central Warehouse | 2025-07-30 | 2025-07-16 | 0
4500592697-[20] | 908321106 : SWGR,SMRT RMU OD,2LBS+1CB,13.8KV,400A | RMU | ROH | DF240510038 | ECT (400A/225mV) | 867 | 867 | 0 | 6100K013 | 1-1-1-1 | inventory | 2025-10-28 | SEP |  | JD01-Jeddah Central Warehouse | 2025-07-30 | 2025-07-16 | 0
4500592697-[20] | 908321106 : SWGR,SMRT RMU OD,2LBS+1CB,13.8KV,400A | RMU | ROH | DF240510040 | EVT (13800/√3/3.25/√3) | 867 | 867 | 0 | 6100K013 | INC-1-1-K013_SEP | inventory | 2025-10-28 | SEP |  | JD01-Jeddah Central Warehouse | 2025-07-30 | 2025-07-16 | 0
4500592697-[20] | 908321106 : SWGR,SMRT RMU OD,2LBS+1CB,13.8KV,400A | RMU | ROH | DF240612004 | Wrapped mesh (black) φ25 | 1445 | 1445 | 0 | 6100K013 | 1-1-1-1 | inventory | 2025-10-28 | DFE-LV |  | JD01-Jeddah Central Warehouse | 2025-07-30 | 2025-07-16 | 0
4500592697-[20] | 908321106 : SWGR,SMRT RMU OD,2LBS+1CB,13.8KV,400A | RMU | ROH | DF240612005 | Wrapped mesh (black) φ30 | 202.3 | 202.3 | 0 | 6100K013 | 1-1-1-1 | inventory | 2025-10-28 | DFE-LV |  | JD01-Jeddah Central Warehouse | 2025-07-30 | 2025-07-16 | 0
4500592697-[20] | 908321106 : SWGR,SMRT RMU OD,2LBS+1CB,13.8KV,400A | RMU | ROH | DF240510006 | External hexagonal flange triangular thread self-tapping locking screws M6*12 | 8019 | 8019 | 0 | 6100K013 | 1-1-1-1 | inventory | 2025-10-28 | Outer Enclosure |  | JD01-Jeddah Central Warehouse | 2025-07-30 | 2025-07-16 | 0
4500592697-[20] | 908321106 : SWGR,SMRT RMU OD,2LBS+1CB,13.8KV,400A | RMU | ROH | DF240510006 | External hexagonal flange triangular thread self-tapping locking screw M6*12 | 8092 | 8092 | 0 | 6100K013 | R55-A-1-K013_SEP | inventory | 2025-10-28 | DFE-LV |  | JD01-Jeddah Central Warehouse | 2025-07-30 | 2025-07-16 | 0
4500592697-[20] | 908321106 : SWGR,SMRT RMU OD,2LBS+1CB,13.8KV,400A | RMU | ROH | DF240510006 | External hexagonal flange triangular thread self-tapping locking screw M6*12 | 9537 | 9537 | 0 | 6100K013 | 1-1-1-1 | inventory | 2025-10-28 | SEP |  | JD01-Jeddah Central Warehouse | 2025-07-30 | 2025-07-16 | 0
4500592697-[20] | 908321106 : SWGR,SMRT RMU OD,2LBS+1CB,13.8KV,400A | RMU | ROH | DF241126019 | 1.0 White Wire Gauge Tube 1.0mm² | 101.15 | 101.15 | 0 | 6100K013 | R19-S-1-K013_SEP | inventory | 2025-10-28 | DFE-LV |  | JD01-Jeddah Central Warehouse | 2025-07-30 | 2025-07-16 | 0
4500592697-[20] | 908321106 : SWGR,SMRT RMU OD,2LBS+1CB,13.8KV,400A | RMU | ROH | DF241126023 | 1.5 Red Wire Gauge Tube 1.5mm² | 43.35 | 43.35 | 0 | 6100K013 | R19-S-1-K013_SEP | inventory | 2025-10-28 | DFE-LV |  | JD01-Jeddah Central Warehouse | 2025-07-30 | 2025-07-16 | 0
4500592697-[20] | 908321106 : SWGR,SMRT RMU OD,2LBS+1CB,13.8KV,400A | RMU | ROH | DF241126020 | 1.5 White Wire Gauge Tube 1.5mm² | 3179 | 3179 | 0 | 6100K013 | R20-B-1-K013_SEP | inventory | 2025-10-28 | DFE-LV |  | JD01-Jeddah Central Warehouse | 2025-07-30 | 2025-07-16 | 0
4500592697-[20] | 908321106 : SWGR,SMRT RMU OD,2LBS+1CB,13.8KV,400A | RMU | ROH | DF241126024 | 2.5 Red Wire Gauge Tube 2.5mm² | 202.3 | 202.3 | 0 | 6100K013 | R19-S-1-K013_SEP | inventory | 2025-10-28 | DFE-LV |  | JD01-Jeddah Central Warehouse | 2025-07-30 | 2025-07-16 | 0
4500592697-[20] | 908321106 : SWGR,SMRT RMU OD,2LBS+1CB,13.8KV,400A | RMU | ROH | DF241126021 | 2.5 White Wire Gauge Tube 2.5mm² | 534.65 | 534.65 | 0 | 6100K013 | R19-S-1-K013_SEP | inventory | 2025-10-28 | DFE-LV |  | JD01-Jeddah Central Warehouse | 2025-07-30 | 2025-07-16 | 0
4500592697-[20] | 908321106 : SWGR,SMRT RMU OD,2LBS+1CB,13.8KV,400A | RMU | ROH | DF241126025 | 4.0 Red Wire Gauge Tube 4.0mm² | 28.9 | 28.9 | 0 | 6100K013 | PLT1-1-1-K013_SEP | inventory | 2025-10-28 | DFE-LV |  | JD01-Jeddah Central Warehouse | 2025-07-30 | 2025-07-16 | 0
4500592697-[20] | 908321106 : SWGR,SMRT RMU OD,2LBS+1CB,13.8KV,400A | RMU | ROH | DF241126022 | 4.0 White Wire Gauge Tube 4.0mm² | 439.28 | 439.28 | 0 | 6100K013 | R19-S-1-K013_SEP | inventory | 2025-10-28 | DFE-LV |  | JD01-Jeddah Central Warehouse | 2025-07-30 | 2025-07-16 | 0
4500592697-[20] | 908321106 : SWGR,SMRT RMU OD,2LBS+1CB,13.8KV,400A | RMU | ROH | 8DF-128-0009 | Fixed clamp | 297 | 297 | 0 | 6100K013 | WH2-1-1-K013_SEP | inventory | 2025-10-28 | Outer Enclosure |  | JD01-Jeddah Central Warehouse | 2025-07-30 | 2025-07-16 | 0
4500592697-[20] | 908321106 : SWGR,SMRT RMU OD,2LBS+1CB,13.8KV,400A | RMU | ROH | DF240603024 | Flange Nut M8 | 1734 | 242 | 1492 | 6100K013 | 1-1-1-1 | inventory | 2025-10-28 | SEP |  | JD01-Jeddah Central Warehouse | 2025-07-30 | 2025-07-16 | 0
4500592697-[20] | 908321106 : SWGR,SMRT RMU OD,2LBS+1CB,13.8KV,400A | RMU | ROH | DF240603024 | Flange Nut M8 | 1492 | 1492 | 0 | 6100K013 | 1-1-1-1 | consumption | 2025-02-10 | SEP |  | JD01-Jeddah Central Warehouse | 2025-07-30 | 2025-07-16 | 0 | [5 empty] | Work in Process Material Issue | 7811390
4500592697-[20] | 908321106 : SWGR,SMRT RMU OD,2LBS+1CB,13.8KV,400A | RMU | ROH | 205036416 | Flat Washer φ4 | 5202 | 5202 | 0 | 6100K013 | 1-1-1-1 | inventory | 2025-10-28 | DFE-LV |  | JD01-Jeddah Central Warehouse | 2025-07-30 | 2025-07-16 | 0
4500592697-[20] | 908321106 : SWGR,SMRT RMU OD,2LBS+1CB,13.8KV,400A | RMU | ROH | 211001962 | Flat Washer φ6 | 4046 | 4046 | 0 | 6100K013 | 1-1-1-1 | inventory | 2025-10-28 | DFE-LV |  | JD01-Jeddah Central Warehouse | 2025-07-30 | 2025-07-16 | 0
4500592697-[20] | 908321106 : SWGR,SMRT RMU OD,2LBS+1CB,13.8KV,400A | RMU | ROH | 211001962 | φ6 Flap pad Stainless steel | 9504 | 9504 | 0 | free_stock | R52-A-1-MVBM_SEP | inventory | 2025-10-28 | Outer Enclosure |  | JD01-Jeddah Central Warehouse | 2025-07-30 | 2025-07-16 | 0
4500592697-[20] | 908321106 : SWGR,SMRT RMU OD,2LBS+1CB,13.8KV,400A | RMU | ROH | 211001962 | Flat Washer φ6 | 12716 | 12716 | 0 | 6100K013 | 1-1-1-1 | inventory | 2025-10-28 | SEP |  | JD01-Jeddah Central Warehouse | 2025-07-30 | 2025-07-16 | 0
4500592697-[20] | 908321106 : SWGR,SMRT RMU OD,2LBS+1CB,13.8KV,400A | RMU | ROH | 205041921 | Flat Washer φ8 | 2890 | 2890 | 0 | 6100K013 | 1-1-1-1 | inventory | 2025-10-28 | SEP |  | JD01-Jeddah Central Warehouse | 2025-07-30 | 2025-07-16 | 0
4500592697-[20] | 908321106 : SWGR,SMRT RMU OD,2LBS+1CB,13.8KV,400A | RMU | ROH | 205041921 | Flat Washer φ8 | 7521 | 7521 | 0 | 6100K013 | 1-1-1-1 | inventory | 2025-10-28 | DFE-Gas Tank |  | JD01-Jeddah Central Warehouse | 2025-07-30 | 2025-07-16 | 0
4500592697-[20] | 908321106 : SWGR,SMRT RMU OD,2LBS+1CB,13.8KV,400A | RMU | ROH | DF240907005 | Flat Washers φ3 | 1188 | 1188 | 0 | free_stock | R58-A-1-K017_SEP | inventory | 2025-10-28 | Outer Enclosure |  | JD01-Jeddah Central Warehouse | 2025-07-30 | 2025-07-16 | 0
4500592697-[20] | 908321106 : SWGR,SMRT RMU OD,2LBS+1CB,13.8KV,400A | RMU | ROH | DF240907005 | Flat Washer φ3 | 2312 | 2312 | 0 | 6100K013 | 1-1-1-1 | inventory | 2025-10-28 | DFE-LV |  | JD01-Jeddah Central Warehouse | 2025-07-30 | 2025-07-16 | 0
4500592697-[20] | 908321106 : SWGR,SMRT RMU OD,2LBS+1CB,13.8KV,400A | RMU | ROH | 205004178 | ø10 Flat pad Stainless steel | 297 | 297 | 0 | free_stock | R58-B--RMU/\-BULK_SEP | inventory | 2025-10-28 | Outer Enclosure |  | JD01-Jeddah Central Warehouse | 2025-07-30 | 2025-07-16 | 0
4500592697-[20] | 908321106 : SWGR,SMRT RMU OD,2LBS+1CB,13.8KV,400A | RMU | ROH | DF240603022 | Flat Washer φ10 | 12716 | 12716 | 0 | 6100K013 | R54-Q-1-K013_SEP | inventory | 2025-10-28 | SEP |  | JD01-Jeddah Central Warehouse | 2025-07-30 | 2025-07-16 | 0
4500592697-[20] | 908321106 : SWGR,SMRT RMU OD,2LBS+1CB,13.8KV,400A | RMU | ROH | DF240603012 | Flat Washer φ12 | 578 | 578 | 0 | 6100K013 | R55-H-1-K013_SEP | inventory | 2025-10-28 | SEP |  | JD01-Jeddah Central Warehouse | 2025-07-30 | 2025-07-16 | 0
4500592697-[20] | 908321106 : SWGR,SMRT RMU OD,2LBS+1CB,13.8KV,400A | RMU | ROH | DF240603005 | Cross groove countersunk head screw M3*6 | 10404 | 10404 | 0 | 6100K013 | R55-I-1-K013_SEP | inventory | 2025-10-28 | SEP |  | JD01-Jeddah Central Warehouse | 2025-07-30 | 2025-07-16 | 0
4500592697-[20] | 908321106 : SWGR,SMRT RMU OD,2LBS+1CB,13.8KV,400A | RMU | ROH | 8DF.0818.0009 | Front Reinforcing Rib | 436 | 436 | 0 | 6100K013 | 1-1-1-1 | inventory | 2025-10-28 | DFE-Gas Tank |  | JD01-Jeddah Central Warehouse | 2025-07-30 | 2025-07-16 | 0
4500592697-[20] | 908321106 : SWGR,SMRT RMU OD,2LBS+1CB,13.8KV,400A | RMU | ROH | DF240424019 | Grounding wire (yellow green) 1.5mm² | 130.8 | 12 | 118.8 | 6100KDP02 | BOX6-1-1-K013_SEP | inventory | 2025-10-28 | DFE-Gas Tank |  | JD01-Jeddah Central Warehouse | 2025-07-30 | 2025-07-16 | 0
4500592697-[20] | 908321106 : SWGR,SMRT RMU OD,2LBS+1CB,13.8KV,400A | RMU | ROH | DF240424019 | Grounding wire (yellow green) 1.5mm² | 118.8 | 1.8 | 117 | 6100K013 | BOX42-1-1-K013_SEP | inventory | 2025-10-28 | DFE-Gas Tank |  | JD01-Jeddah Central Warehouse | 2025-07-30 | 2025-07-16 | 0
4500592697-[20] | 908321106 : SWGR,SMRT RMU OD,2LBS+1CB,13.8KV,400A | RMU | ROH | DF240424019 | Grounding wire (yellow green) 1.5mm² | 117 | 1.8 | 115.2 | 6100KDP02 | BOX42-1-1-K013_SEP | consumption | 2025-10-13 | DFE-Gas Tank |  | JD01-Jeddah Central Warehouse | 2025-07-30 | 2025-07-16 | 0 | [5 empty] | Project Transfer | 8080489
4500592697-[20] | 908321106 : SWGR,SMRT RMU OD,2LBS+1CB,13.8KV,400A | RMU | ROH | DF240612001 | Grounding wire (yellow green) BVR-2.5mm² | 7225 | 7225 | 0 | 6100K013 | 1-1-1-1 | inventory | 2025-10-28 | DFE-LV |  | JD01-Jeddah Central Warehouse | 2025-07-30 | 2025-07-16 | 0
4500592697-[20] | 908321106 : SWGR,SMRT RMU OD,2LBS+1CB,13.8KV,400A | RMU | ROH | DF240612002 | Grounding wire (yellow green) BVR-6mm² | 953.7 | 953.7 | 0 | 6100K013 | 1-1-1-1 | inventory | 2025-10-28 | DFE-LV |  | JD01-Jeddah Central Warehouse | 2025-07-30 | 2025-07-16 | 0
4500592697-[20] | 908321106 : SWGR,SMRT RMU OD,2LBS+1CB,13.8KV,400A | RMU | HALB | 8DF.0818.0008A | Gas Tank Ground Bar A | 218 | 218 | 0 | 6100K013 | 1-1-1-1 | inventory | 2025-10-28 | DFE-Gas Tank |  | JD01-Jeddah Central Warehouse | 2025-07-30 | 2025-07-16 | 0
4500592697-[20] | 908321106 : SWGR,SMRT RMU OD,2LBS+1CB,13.8KV,400A | RMU | HALB | 8DF.0818.0008B | Gas Tank Ground Bar B | 218 | 218 | 0 | 6100K013 | 1-1-1-1 | inventory | 2025-10-28 | DFE-Gas Tank |  | JD01-Jeddah Central Warehouse | 2025-07-30 | 2025-07-16 | 0
4500592697-[20] | 908321106 : SWGR,SMRT RMU OD,2LBS+1CB,13.8KV,400A | RMU | ROH | DF240603037 | Gland M30*1.5 | 1445 | 1445 | 0 | 6100K013 | 1-1-1-1 | inventory | 2025-10-28 | SEP |  | JD01-Jeddah Central Warehouse | 2025-07-30 | 2025-07-16 | 0
4500592697-[20] | 908321106 : SWGR,SMRT RMU OD,2LBS+1CB,13.8KV,400A | RMU | ROH | DF240603038 | Gland M40*1.5 | 1156 | 1156 | 0 | 6100K013 | BOX8-1-1-K013_SEP | inventory | 2025-10-28 | SEP |  | JD01-Jeddah Central Warehouse | 2025-07-30 | 2025-07-16 | 0
4500592697-[20] | 908321106 : SWGR,SMRT RMU OD,2LBS+1CB,13.8KV,400A | RMU | ROH | 8DF.0816.1200 | Grounding identification 1 φ12 | 289 | 289 | 0 | 6100K013 | R54-R-1-K013_SEP | inventory | 2025-10-28 | DFE-Consumables |  | JD01-Jeddah Central Warehouse | 2025-07-30 | 2025-07-16 | 0
4500592697-[20] | 908321106 : SWGR,SMRT RMU OD,2LBS+1CB,13.8KV,400A | RMU | HALB | 8DF.0815.0132 | Grounding Bar 1 | 218 | 218 | 0 | 6100K013 | 1-1-1-1 | inventory | 2025-10-28 | DFE-Gas Tank |  | JD01-Jeddah Central Warehouse | 2025-07-30 | 2025-07-16 | 0
4500592697-[20] | 908321106 : SWGR,SMRT RMU OD,2LBS+1CB,13.8KV,400A | RMU | ROH | DF240610001 | Grounding box twist lock (38*27) | 578 | 578 | 0 | 6100K013 | BOX3-1-1-K013_SEP | inventory | 2025-10-28 | DFE-Consumables |  | JD01-Jeddah Central Warehouse | 2025-07-30 | 2025-07-16 | 0
4500592697-[20] | 908321106 : SWGR,SMRT RMU OD,2LBS+1CB,13.8KV,400A | RMU | ROH | 8DF.0816.1201 | Grounding identification 2 φ10 | 327 | 327 | 0 | 6100K013 | R54-R-1-K013_SEP | inventory | 2025-10-28 | DFE-Gas Tank |  | JD01-Jeddah Central Warehouse | 2025-07-30 | 2025-07-16 | 0
4500592697-[20] | 908321106 : SWGR,SMRT RMU OD,2LBS+1CB,13.8KV,400A | RMU | ROH | 8DF.0816.1201 | Grounding identification 2 φ10 | 867 | 867 | 0 | 6100K013 | R54-R-1-K013_SEP | inventory | 2025-10-28 | DFE-Consumables |  | JD01-Jeddah Central Warehouse | 2025-07-30 | 2025-07-16 | 0
4500592697-[20] | 908321106 : SWGR,SMRT RMU OD,2LBS+1CB,13.8KV,400A | RMU | ROH | 8DF.0816.1202 | Grounding identification 3 φ6 | 578 | 578 | 0 | 6100K013 | 1-1-1-1 | inventory | 2025-10-28 | DFE-Consumables |  | JD01-Jeddah Central Warehouse | 2025-07-30 | 2025-07-16 | 0
4500592697-[20] | 908321106 : SWGR,SMRT RMU OD,2LBS+1CB,13.8KV,400A | RMU | ROH | 8DF.0816.1202 | Grounding identification 3 φ6 | 1734 | 1734 | 0 | 6100K013 | 1-1-1-1 | inventory | 2025-10-28 | DFE-LV |  | JD01-Jeddah Central Warehouse | 2025-07-30 | 2025-07-16 | 0
4500592697-[20] | 908321106 : SWGR,SMRT RMU OD,2LBS+1CB,13.8KV,400A | RMU | ROH | DF241124001 | Grub Screw M6*16 | 3468 | 3468 | 0 | 6100K013 | R54-R-1-K013_SEP | inventory | 2025-10-28 | SEP |  | JD01-Jeddah Central Warehouse | 2025-07-30 | 2025-07-16 | 0
4500592697-[20] | 908321106 : SWGR,SMRT RMU OD,2LBS+1CB,13.8KV,400A | RMU | ROH | DF240603015 | Hexagonal thin nut M3*1.65 | 10404 | 10404 | 0 | 6100K013 | R55-I-1-K013_SEP | inventory | 2025-10-28 | SEP |  | JD01-Jeddah Central Warehouse | 2025-07-30 | 2025-07-16 | 0
4500592697-[20] | 908321106 : SWGR,SMRT RMU OD,2LBS+1CB,13.8KV,400A | RMU | ROH | DF240424009 | Hexagonal half round head combination screw M6 * 25 | 5886 | 5886 | 0 | 6100K013 | 1-1-1-1 | inventory | 2025-10-28 | DFE-Gas Tank |  | JD01-Jeddah Central Warehouse | 2025-07-30 | 2025-07-16 | 0
4500592697-[20] | 908321106 : SWGR,SMRT RMU OD,2LBS+1CB,13.8KV,400A | RMU | ROH | DF241123002 | Half round head hexagon socket bolt M6*40 | 1734 | 1734 | 0 | 6100K013 | 1-1-1-1 | inventory | 2025-10-28 | SEP |  | JD01-Jeddah Central Warehouse | 2025-07-30 | 2025-07-16 | 0
4500592697-[20] | 908321106 : SWGR,SMRT RMU OD,2LBS+1CB,13.8KV,400A | RMU | ROH | DF240424016 | Hexagon Socket Head Cap Screw M10*30 | 654 | 654 | 0 | 6100K013 | 1-1-1-1 | inventory | 2025-10-28 | DFE-Gas Tank |  | JD01-Jeddah Central Warehouse | 2025-07-30 | 2025-07-16 | 0
4500592697-[20] | 908321106 : SWGR,SMRT RMU OD,2LBS+1CB,13.8KV,400A | RMU | ROH | DF241125002 | Hex Bolt M6*16 | 1156 | 1156 | 0 | 6100K013 | 1-1-1-1 | inventory | 2025-10-28 | DFE-LV |  | JD01-Jeddah Central Warehouse | 2025-07-30 | 2025-07-16 | 0
4500592697-[20] | 908321106 : SWGR,SMRT RMU OD,2LBS+1CB,13.8KV,400A | RMU | ROH | DF241125002 | Hex Bolt M6*16 | 5780 | 5780 | 0 | 6100K013 | 1-1-1-1 | inventory | 2025-10-28 | SEP |  | JD01-Jeddah Central Warehouse | 2025-07-30 | 2025-07-16 | 0
4500592697-[20] | 908321106 : SWGR,SMRT RMU OD,2LBS+1CB,13.8KV,400A | RMU | ROH | DF240603018 | Hex Bolt M10*110 | 1734 | 842 | 892 | 6100K013 | 1-1-1-1 | inventory | 2025-10-28 | SEP |  | JD01-Jeddah Central Warehouse | 2025-07-30 | 2025-07-16 | 0
4500592697-[20] | 908321106 : SWGR,SMRT RMU OD,2LBS+1CB,13.8KV,400A | RMU | ROH | DF240603018 | Hex Bolt M10*110 | 892 | 892 | 0 | 6100K013 | 1-1-1-1 | consumption | 2025-09-18 | SEP |  | JD01-Jeddah Central Warehouse | 2025-07-30 | 2025-07-16 | 0 | [5 empty] | Work in Process Material Issue | 7419920
4500592697-[20] | 908321106 : SWGR,SMRT RMU OD,2LBS+1CB,13.8KV,400A | RMU | ROH | DF240603020 | Hex Bolt M10*35 | 6358 | 6358 | 0 | 6100K013 | R55-H-1-K013_SEP | inventory | 2025-10-28 | SEP |  | JD01-Jeddah Central Warehouse | 2025-07-30 | 2025-07-16 | 0
4500592697-[20] | 908321106 : SWGR,SMRT RMU OD,2LBS+1CB,13.8KV,400A | RMU | ROH | DF240603017 | Hex Bolt M10*80 | 578 | 578 | 0 | 6100K013 | 1-1-1-1 | inventory | 2025-10-28 | SEP |  | JD01-Jeddah Central Warehouse | 2025-07-30 | 2025-07-16 | 0
4500592697-[20] | 908321106 : SWGR,SMRT RMU OD,2LBS+1CB,13.8KV,400A | RMU | ROH | DF240603009 | Hex Bolt M12*30 | 289 | 289 | 0 | 6100K013 | R55-H-1-K013_SEP | inventory | 2025-10-28 | SEP |  | JD01-Jeddah Central Warehouse | 2025-07-30 | 2025-07-16 | 0
4500592697-[20] | 908321106 : SWGR,SMRT RMU OD,2LBS+1CB,13.8KV,400A | RMU | ROH | DF240603016 | Hex Bolt M8*20 | 1734 | 1734 | 0 | 6100K013 | R54-Q-1-K013_SEP | inventory | 2025-10-28 | SEP |  | JD01-Jeddah Central Warehouse | 2025-07-30 | 2025-07-16 | 0
4500592697-[20] | 908321106 : SWGR,SMRT RMU OD,2LBS+1CB,13.8KV,400A | RMU | ROH | DF241128002 | Hex Nut M4 | 578 | 578 | 0 | 6100K013 | PLT1-1-1-K013_SEP | inventory | 2025-10-28 | DFE-LV |  | JD01-Jeddah Central Warehouse | 2025-07-30 | 2025-07-16 | 0
4500592697-[20] | 908321106 : SWGR,SMRT RMU OD,2LBS+1CB,13.8KV,400A | RMU | ROH | 205042585 | Hex Nut M8 | 6647 | 6647 | 0 | 6100K013 | 1-1-1-1 | inventory | 2025-10-28 | SEP |  | JD01-Jeddah Central Warehouse | 2025-07-30 | 2025-07-16 | 0
4500592697-[20] | 908321106 : SWGR,SMRT RMU OD,2LBS+1CB,13.8KV,400A | RMU | ROH | 205042585 | Hex Nut M8 | 7957 | 7957 | 0 | 6100K013 | 1-1-1-1 | inventory | 2025-10-28 | DFE-Gas Tank |  | JD01-Jeddah Central Warehouse | 2025-07-30 | 2025-07-16 | 0
4500592697-[20] | 908321106 : SWGR,SMRT RMU OD,2LBS+1CB,13.8KV,400A | RMU | ROH | DF240603023 | Hex Nut M10 | 6358 | 6358 | 0 | 6100K013 | R55-I-1-K013_SEP | inventory | 2025-10-28 | SEP |  | JD01-Jeddah Central Warehouse | 2025-07-30 | 2025-07-16 | 0
4500592697-[20] | 908321106 : SWGR,SMRT RMU OD,2LBS+1CB,13.8KV,400A | RMU | ROH | DF240603014 | Hex Nut M12 | 289 | 289 | 0 | 6100K013 | R54-Q-1-K013_SEP | inventory | 2025-10-28 | SEP |  | JD01-Jeddah Central Warehouse | 2025-07-30 | 2025-07-16 | 0
4500592697-[20] | 908321106 : SWGR,SMRT RMU OD,2LBS+1CB,13.8KV,400A | RMU | ROH | DF240424012 | Hexagon Socket Countersunk Head Screw M8*25 | 1744 | 1744 | 0 | 6100K013 | 1-1-1-1 | inventory | 2025-10-28 | DFE-Gas Tank |  | JD01-Jeddah Central Warehouse | 2025-07-30 | 2025-07-16 | 0
4500592697-[20] | 908321106 : SWGR,SMRT RMU OD,2LBS+1CB,13.8KV,400A | RMU | ROH | DF240424018 | Hexagon Socket Head Cap Screw M10*35 | 1308 | 1308 | 0 | 6100K013 | 1-1-1-1 | inventory | 2025-10-28 | DFE-Gas Tank |  | JD01-Jeddah Central Warehouse | 2025-07-30 | 2025-07-16 | 0
4500592697-[20] | 908321106 : SWGR,SMRT RMU OD,2LBS+1CB,13.8KV,400A | RMU | ROH | DF240424013 | Hexagon Socket Head Cap Screw M12*35 | 981 | 981 | 0 | 6100K013 | 1-1-1-1 | inventory | 2025-10-28 | DFE-Gas Tank |  | JD01-Jeddah Central Warehouse | 2025-07-30 | 2025-07-16 | 0
4500592697-[20] | 908321106 : SWGR,SMRT RMU OD,2LBS+1CB,13.8KV,400A | RMU | ROH | DF240603010 | Half round head hexagon combination screw M6 * 12 | 3468 | 3468 | 0 | 6100K013 | R55-H-1-K013_SEP | inventory | 2025-10-28 | SEP |  | JD01-Jeddah Central Warehouse | 2025-07-30 | 2025-07-16 | 0
4500592697-[20] | 908321106 : SWGR,SMRT RMU OD,2LBS+1CB,13.8KV,400A | RMU | ROH | DF240603019 | Hexagonal Flange Triangular Thread Self-Tapping Screw M6*16 | 5202 | 5202 | 0 | 6100K013 | R55-I-1-K013_SEP | inventory | 2025-10-28 | SEP |  | JD01-Jeddah Central Warehouse | 2025-07-30 | 2025-07-16 | 0
4500592697-[20] | 908321106 : SWGR,SMRT RMU OD,2LBS+1CB,13.8KV,400A | RMU | ROH | DF240603036 | Hinge (F45) | 1156 | 1156 | 0 | 6100K013 | R64-A-1-K013_SEP | inventory | 2025-10-28 | DFE-Consumables |  | JD01-Jeddah Central Warehouse | 2025-07-30 | 2025-07-16 | 0
4500592697-[20] | 908321106 : SWGR,SMRT RMU OD,2LBS+1CB,13.8KV,400A | RMU | ROH | DF250310001 | Hinge CL209-1 Stainless Steel | 1485 | 1485 | 0 | 6100K013 | 1-1-1-1 | inventory | 2025-10-28 | Outer Enclosure |  | JD01-Jeddah Central Warehouse | 2025-07-30 | 2025-07-16 | 0
4500592697-[20] | 908321106 : SWGR,SMRT RMU OD,2LBS+1CB,13.8KV,400A | RMU | ROH | DF240110374 | Hydraulic Rod 1000N;L=450 | 594 | 594 | 0 | 6100K013 | 1-1-1-1 | inventory | 2025-10-28 | Outer Enclosure |  | JD01-Jeddah Central Warehouse | 2025-07-30 | 2025-07-16 | 0
4500592697-[20] | 908321106 : SWGR,SMRT RMU OD,2LBS+1CB,13.8KV,400A | RMU | ROH | 8DF.0818.0018 | Install the Stiffener in One Piece | 109 | 109 | 0 | 6100K013 | 1-1-1-1 | inventory | 2025-10-28 | DFE-Gas Tank |  | JD01-Jeddah Central Warehouse | 2025-07-30 | 2025-07-16 | 0
4500592697-[20] | 908321106 : SWGR,SMRT RMU OD,2LBS+1CB,13.8KV,400A | RMU | HALB | 8DF.0815.1105 | Interlocking Plate 3 | 578 | 578 | 0 | 6100K013 | 1-1-1-1 | inventory | 2025-10-28 | SEP |  | JD01-Jeddah Central Warehouse | 2025-07-30 | 2025-07-16 | 0
4500592697-[20] | 908321106 : SWGR,SMRT RMU OD,2LBS+1CB,13.8KV,400A | RMU | ROH | 8DF.LS01.0066 | Isolation Indicator | 327 | 327 | 0 | 6100K013 | 1-1-1-1 | inventory | 2025-10-28 | DFE-Gas Tank |  | JD01-Jeddah Central Warehouse | 2025-07-30 | 2025-07-16 | 0
4500592697-[20] | 908321106 : SWGR,SMRT RMU OD,2LBS+1CB,13.8KV,400A | RMU | ROH | 5DF.0815.0203 | Isolation Switch Mechanism | 109 | 109 | 0 | 6100K013 | 1-1-1-1 | inventory | 2025-10-28 | DFE-Gas Tank |  | JD01-Jeddah Central Warehouse | 2025-07-30 | 2025-07-16 | 0
4500592697-[20] | 908321106 : SWGR,SMRT RMU OD,2LBS+1CB,13.8KV,400A | RMU | ROH | DF240424007 | Isolation Switch Mechanism Mechanical Interlocking | 109 | 109 | 0 | 6100K013 | 1-1-1-1 | inventory | 2025-10-28 | DFE-Gas Tank |  | JD01-Jeddah Central Warehouse | 2025-07-30 | 2025-07-16 | 0
4500592697-[20] | 908321106 : SWGR,SMRT RMU OD,2LBS+1CB,13.8KV,400A | RMU | ROH | DF211001965 | Large flat washer φ8-24 | 436 | 436 | 0 | free_stock | R52-A-1-MVBM_SEP | inventory | 2025-10-28 | DFE-Gas Tank |  | JD01-Jeddah Central Warehouse | 2025-07-30 | 2025-07-16 | 0
4500592697-[20] | 908321106 : SWGR,SMRT RMU OD,2LBS+1CB,13.8KV,400A | RMU | ROH | DF211001965 | Large flat washer φ8-24 | 8381 | 8381 | 0 | 6100K013 | 1-1-1-1 | inventory | 2025-10-28 | SEP |  | JD01-Jeddah Central Warehouse | 2025-07-30 | 2025-07-16 | 0
4500592697-[20] | 908321106 : SWGR,SMRT RMU OD,2LBS+1CB,13.8KV,400A | RMU | ROH | DF240603013 | Large flat washer φ8-24 | 594 | 594 | 0 | 6100K013 | R54-Q-1-K013_SEP | inventory | 2025-10-28 | Outer Enclosure |  | JD01-Jeddah Central Warehouse | 2025-07-30 | 2025-07-16 | 0
4500592697-[20] | 908321106 : SWGR,SMRT RMU OD,2LBS+1CB,13.8KV,400A | RMU | ROH | DF240603013 | Large flat washer φ8-24 | 3179 | 3179 | 0 | 6100K013 | R54-Q-1-K013_SEP | inventory | 2025-10-28 | SEP |  | JD01-Jeddah Central Warehouse | 2025-07-30 | 2025-07-16 | 0
4500592697-[20] | 908321106 : SWGR,SMRT RMU OD,2LBS+1CB,13.8KV,400A | RMU | ROH | DF240510050 | Lead crystal battery (6-CNFJ-24) | 578 | 578 | 0 | 6100K013 | 1-1-1-1 | inventory | 2025-10-28 | DFE-LV |  | JD01-Jeddah Central Warehouse | 2025-07-30 | 2025-07-16 | 0
4500592697-[20] | 908321106 : SWGR,SMRT RMU OD,2LBS+1CB,13.8KV,400A | RMU | ROH | 8DF.0818.1052 | Left and right door hooks | 1734 | 1718 | 16 | 6100K013 | BOX3-1-1-K013_SEP | inventory | 2025-10-28 | SEP |  | JD01-Jeddah Central Warehouse | 2025-07-30 | 2025-07-16 | 0
4500592697-[20] | 908321106 : SWGR,SMRT RMU OD,2LBS+1CB,13.8KV,400A | RMU | ROH | 8DF.0818.1052 | Left and right door hooks | 16 | 16 | 0 | 6100K013 | BOX2-1-1-K013_SEP | inventory | 2025-10-28 | SEP |  | JD01-Jeddah Central Warehouse | 2025-07-30 | 2025-07-16 | 0
4500592697-[20] | 908321106 : SWGR,SMRT RMU OD,2LBS+1CB,13.8KV,400A | RMU | ROH | 8DF.0816.2651 | Lifting Lug | 218 | 218 | 0 | 6100K013 | 1-1-1-1 | inventory | 2025-10-28 | DFE-Gas Tank |  | JD01-Jeddah Central Warehouse | 2025-07-30 | 2025-07-16 | 0
4500592697-[20] | 908321106 : SWGR,SMRT RMU OD,2LBS+1CB,13.8KV,400A | RMU | ROH | 8DF.0816.2652 | Lifting Lug Holder | 218 | 218 | 0 | 6100K013 | 1-1-1-1 | inventory | 2025-10-28 | DFE-Gas Tank |  | JD01-Jeddah Central Warehouse | 2025-07-30 | 2025-07-16 | 0
4500592697-[20] | 908321106 : SWGR,SMRT RMU OD,2LBS+1CB,13.8KV,400A | RMU | ROH | 8DF.0818.1139 | Lifting Lugs (05mm Stainless Steel-304) | 594 | 594 | 0 | 6100K013 | INC-1-1-K006_SEP | inventory | 2025-10-28 | Outer Enclosure |  | JD01-Jeddah Central Warehouse | 2025-07-30 | 2025-07-16 | 0
4500592697-[20] | 908321106 : SWGR,SMRT RMU OD,2LBS+1CB,13.8KV,400A | RMU | ROH | DF240510045 | Limit switch (YBLX-ME/8112) | 578 | 578 | 0 | 6100K013 | 1-1-1-1 | inventory | 2025-10-28 | DFE-LV |  | JD01-Jeddah Central Warehouse | 2025-07-30 | 2025-07-16 | 0
4500592697-[20] | 908321106 : SWGR,SMRT RMU OD,2LBS+1CB,13.8KV,400A | RMU | HALB | 8DF.0818.1294 | Limiter holder | 578 | 578 | 0 | 6100K013 | 1-1-1-1 | inventory | 2025-10-28 | SEP |  | JD01-Jeddah Central Warehouse | 2025-07-30 | 2025-07-16 | 0
4500592697-[20] | 908321106 : SWGR,SMRT RMU OD,2LBS+1CB,13.8KV,400A | RMU | ROH | DF240424005 | Load Switch Mechanism Mechanical Interlocking | 218 | 218 | 0 | 6100K013 | 1-1-1-1 | inventory | 2025-10-28 | DFE-Gas Tank |  | JD01-Jeddah Central Warehouse | 2025-07-30 | 2025-07-16 | 0
4500592697-[20] | 908321106 : SWGR,SMRT RMU OD,2LBS+1CB,13.8KV,400A | RMU | ROH | DF240424006 | Load Switch Mechanism Mounting Assembly | 327 | 327 | 0 | 6100K013 | 1-1-1-1 | inventory | 2025-10-28 | DFE-Gas Tank |  | JD01-Jeddah Central Warehouse | 2025-07-30 | 2025-07-16 | 0
4500592697-[20] | 908321106 : SWGR,SMRT RMU OD,2LBS+1CB,13.8KV,400A | RMU | ROH | 5DF.0815.0202 | Load Switching Mechanism | 218 | 218 | 0 | 6100K013 | 1-1-1-1 | inventory | 2025-10-28 | DFE-Gas Tank |  | JD01-Jeddah Central Warehouse | 2025-07-30 | 2025-07-16 | 0
4500592697-[20] | 908321106 : SWGR,SMRT RMU OD,2LBS+1CB,13.8KV,400A | RMU | HALB | 8DF.0818.1046 | Lock Tongue | 578 | 578 | 0 | 6100K013 | 1-1-1-1 | inventory | 2025-10-28 | SEP |  | JD01-Jeddah Central Warehouse | 2025-07-30 | 2025-07-16 | 0
4500592697-[20] | 908321106 : SWGR,SMRT RMU OD,2LBS+1CB,13.8KV,400A | RMU | ROH | DF241118005 | Low pressure lockout indicator light;Red | 289 | 289 | 0 | 6100K013 | 1-1-1-1 | inventory | 2025-10-28 | DFE-LV |  | JD01-Jeddah Central Warehouse | 2025-07-30 | 2025-07-16 | 0
4500592697-[20] | 908321106 : SWGR,SMRT RMU OD,2LBS+1CB,13.8KV,400A | RMU | ROH | DF241118004 | Low pressure warning indicator light;Yellow | 289 | 289 | 0 | 6100K013 | 1-1-1-1 | inventory | 2025-10-28 | DFE-LV |  | JD01-Jeddah Central Warehouse | 2025-07-30 | 2025-07-16 | 0
4500592697-[20] | 908321106 : SWGR,SMRT RMU OD,2LBS+1CB,13.8KV,400A | RMU | ROH | 8DF.0818.1054 | Lower door hook | 867 | 867 | 0 | 6100K013 | BOX6-1-1-K013_SEP | inventory | 2025-10-28 | SEP |  | JD01-Jeddah Central Warehouse | 2025-07-30 | 2025-07-16 | 0
4500592697-[20] | 908321106 : SWGR,SMRT RMU OD,2LBS+1CB,13.8KV,400A | RMU | ROH | DF205039106 | M10 Hex nuts Stainless steel | 2376 | 2376 | 0 | free_stock | R34-I-1-MBM_SEP | inventory | 2025-10-28 | Outer Enclosure |  | JD01-Jeddah Central Warehouse | 2025-07-30 | 2025-07-16 | 0
4500592697-[20] | 908321106 : SWGR,SMRT RMU OD,2LBS+1CB,13.8KV,400A | RMU | ROH | 211003152 | M10*30 Hex bolts Stainless steel | 2376 | 2376 | 0 | 6100K013 | 1-1-1-1 | inventory | 2025-10-28 | Outer Enclosure |  | JD01-Jeddah Central Warehouse | 2025-07-30 | 2025-07-16 | 0
4500592697-[20] | 908321106 : SWGR,SMRT RMU OD,2LBS+1CB,13.8KV,400A | RMU | ROH | DF240110367 | M12*110 Expansion bolt hot dip galvanized | 1782 | 1782 | 0 | 6100K013 | R54-P-1-K013_SEP | inventory | 2025-10-28 | Outer Enclosure |  | JD01-Jeddah Central Warehouse | 2025-07-30 | 2025-07-16 | 0
4500592697-[20] | 908321106 : SWGR,SMRT RMU OD,2LBS+1CB,13.8KV,400A | RMU | ROH | DF240110385 | M24 Gran head nylon | 891 | 891 | 0 | 6100K013 | 1-1-1-1 | inventory | 2025-10-28 | Outer Enclosure |  | JD01-Jeddah Central Warehouse | 2025-07-30 | 2025-07-16 | 0
4500592697-[20] | 908321106 : SWGR,SMRT RMU OD,2LBS+1CB,13.8KV,400A | RMU | ROH | 205040650 | M4 Hex Self-locking nuts Stainless steel | 5940 | 5940 | 0 | free_stock | R52-A-1-MVBM_SEP | inventory | 2025-10-28 | Outer Enclosure |  | JD01-Jeddah Central Warehouse | 2025-07-30 | 2025-07-16 | 0
4500592697-[20] | 908321106 : SWGR,SMRT RMU OD,2LBS+1CB,13.8KV,400A | RMU | ROH | 205040951 | M4*16 Phillips countersunk head screw Stainless steel | 3564 | 3564 | 0 | 6100K013 | 1-1-1-1 | inventory | 2025-10-28 | Outer Enclosure |  | JD01-Jeddah Central Warehouse | 2025-07-30 | 2025-07-16 | 0
4500592697-[20] | 908321106 : SWGR,SMRT RMU OD,2LBS+1CB,13.8KV,400A | RMU | ROH | 211002077 | M6 Hex nuts Stainless steel | 1188 | 1188 | 0 | 6100K013 | 1-1-1-1 | inventory | 2025-10-28 | Outer Enclosure |  | JD01-Jeddah Central Warehouse | 2025-07-30 | 2025-07-16 | 0
4500592697-[20] | 908321106 : SWGR,SMRT RMU OD,2LBS+1CB,13.8KV,400A | RMU | ROH | 211002077 | Hex Nut M6 | 5202 | 5202 | 0 | 6100K013 | 1-1-1-1 | inventory | 2025-10-28 | DFE-LV |  | JD01-Jeddah Central Warehouse | 2025-07-30 | 2025-07-16 | 0
4500592697-[20] | 908321106 : SWGR,SMRT RMU OD,2LBS+1CB,13.8KV,400A | RMU | ROH | 211002077 | Hex Nut M6 | 6936 | 6936 | 0 | 6100K013 | 1-1-1-1 | inventory | 2025-10-28 | SEP |  | JD01-Jeddah Central Warehouse | 2025-07-30 | 2025-07-16 | 0
4500592697-[20] | 908321106 : SWGR,SMRT RMU OD,2LBS+1CB,13.8KV,400A | RMU | ROH | 211002081 | Hex Bolt M6*12 | 5202 | 5202 | 0 | free_stock | R51-I-1-MVBM_SEP | inventory | 2025-10-28 | SEP |  | JD01-Jeddah Central Warehouse | 2025-07-30 | 2025-07-16 | 0
4500592697-[20] | 908321106 : SWGR,SMRT RMU OD,2LBS+1CB,13.8KV,400A | RMU | ROH | DF211002080 | M6*15 Blind rivet nut Stainless steel (GB/T17880.3) | 24057 | 24057 | 0 | 6100K013 | 1-1-1-1 | inventory | 2025-10-28 | Outer Enclosure |  | JD01-Jeddah Central Warehouse | 2025-07-30 | 2025-07-16 | 0
4500592697-[20] | 908321106 : SWGR,SMRT RMU OD,2LBS+1CB,13.8KV,400A | RMU | ROH | 205039200 | Hex Bolt M6*20 | 3757 | 3757 | 0 | 6100K013 | R55-Q-1-K013_SEP | inventory | 2025-10-28 | DFE-LV |  | JD01-Jeddah Central Warehouse | 2025-07-30 | 2025-07-16 | 0
4500592697-[20] | 908321106 : SWGR,SMRT RMU OD,2LBS+1CB,13.8KV,400A | RMU | ROH | 205039200 | M6*20 Hex bolts Stainless steel | 24057 | 24057 | 0 | 6100K013 | R55-Q-1-K013_SEP | inventory | 2025-10-28 | Outer Enclosure |  | JD01-Jeddah Central Warehouse | 2025-07-30 | 2025-07-16 | 0
4500592697-[20] | 908321106 : SWGR,SMRT RMU OD,2LBS+1CB,13.8KV,400A | RMU | ROH | DF205040952 | M6*20 Phillips countersunk head screw Stainless steel | 1188 | 1188 | 0 | 6100K013 | 1-1-1-1 | inventory | 2025-10-28 | Outer Enclosure |  | JD01-Jeddah Central Warehouse | 2025-07-30 | 2025-07-16 | 0
4500592697-[20] | 908321106 : SWGR,SMRT RMU OD,2LBS+1CB,13.8KV,400A | RMU | ROH | 205041930 | Hex Bolt M6*25 | 867 | 867 | 0 | free_stock | R51-I-1-MVBM_SEP | inventory | 2025-10-28 | SEP |  | JD01-Jeddah Central Warehouse | 2025-07-30 | 2025-07-16 | 0
4500592697-[20] | 908321106 : SWGR,SMRT RMU OD,2LBS+1CB,13.8KV,400A | RMU | ROH | 211002074 | Hex Nut M8 | 289 | 289 | 0 | 6100K013 | 1-1-1-1 | inventory | 2025-10-28 | SEP |  | JD01-Jeddah Central Warehouse | 2025-07-30 | 2025-07-16 | 0
4500592697-[20] | 908321106 : SWGR,SMRT RMU OD,2LBS+1CB,13.8KV,400A | RMU | ROH | 211002074 | Hex nutsM8 | 594 | 594 | 0 | 6100K013 | R55-Q-1-K013_SEP | inventory | 2025-10-28 | Outer Enclosure |  | JD01-Jeddah Central Warehouse | 2025-07-30 | 2025-07-16 | 0
4500592697-[20] | 908321106 : SWGR,SMRT RMU OD,2LBS+1CB,13.8KV,400A | RMU | ROH | 205042589 | Hex Bolt M8*25 | 3179 | 3179 | 0 | free_stock | R51-I-1-MVBM_SEP | inventory | 2025-10-28 | SEP |  | JD01-Jeddah Central Warehouse | 2025-07-30 | 2025-07-16 | 0
4500592697-[20] | 908321106 : SWGR,SMRT RMU OD,2LBS+1CB,13.8KV,400A | RMU | ROH | DF250227001 | MCB-NDB1-63 C16/2(DFST) | 289 | 289 | 0 | free_stock | R17-I-1-K013_SEP | inventory | 2025-10-28 | DFE-LV |  | JD01-Jeddah Central Warehouse | 2025-07-30 | 2025-07-16 | 0
4500592697-[20] | 908321106 : SWGR,SMRT RMU OD,2LBS+1CB,13.8KV,400A | RMU | ROH | DF250227004 | MCB-NDB1Z-63 C16/2+OF1(DFST) | 289 | 289 | 0 | free_stock | R18-B-1-K013_SEP | inventory | 2025-10-28 | DFE-LV |  | JD01-Jeddah Central Warehouse | 2025-07-30 | 2025-07-16 | 0
4500592697-[20] | 908321106 : SWGR,SMRT RMU OD,2LBS+1CB,13.8KV,400A | RMU | ROH | DF250227003 | MCB-NDB1Z-63 C6/2(DFST) | 867 | 867 | 0 | free_stock | 1-1-1-1 | inventory | 2025-10-28 | DFE-LV |  | JD01-Jeddah Central Warehouse | 2025-07-30 | 2025-07-16 | 0
4500592697-[20] | 908321106 : SWGR,SMRT RMU OD,2LBS+1CB,13.8KV,400A | RMU | ROH | DF250227002 | MCB-NDB1Z-63 C6/2+FS1(DFST) | 289 | 289 | 0 | 6100K013 | 1-1-1-1 | inventory | 2025-10-28 | DFE-LV |  | JD01-Jeddah Central Warehouse | 2025-07-30 | 2025-07-16 | 0
4500592697-[20] | 908321106 : SWGR,SMRT RMU OD,2LBS+1CB,13.8KV,400A | RMU | ROH | DF205041560 | Nameplate Stainless Steel | 297 | 284 | 13 | 6100K013 | 1-1-1-1 | consumption | 2025-09-17 | Outer Enclosure |  | JD01-Jeddah Central Warehouse | 2025-07-30 | 2025-07-16 | 0 | [5 empty] | Work in Process Material Issue | 7370451
4500592697-[20] | 908321106 : SWGR,SMRT RMU OD,2LBS+1CB,13.8KV,400A | RMU | ROH | DF205041560 | Nameplate Stainless Steel | 13 | 13 | 0 | 6100K013 | 1-1-1-1 | consumption | 2025-09-18 | Outer Enclosure |  | JD01-Jeddah Central Warehouse | 2025-07-30 | 2025-07-16 | 0 | [5 empty] | Work in Process Material Issue | 7408995
4500592697-[20] | 908321106 : SWGR,SMRT RMU OD,2LBS+1CB,13.8KV,400A | RMU | ROH | DF241126028 | OTTA6-T-P/P marking strip (1-10)ZB10 LGS:1-10(1053014:0001) | 578 | 578 | 0 | 6100K013 | 1-1-1-1 | inventory | 2025-10-28 | DFE-LV |  | JD01-Jeddah Central Warehouse | 2025-07-30 | 2025-07-16 | 0
4500592697-[20] | 908321106 : SWGR,SMRT RMU OD,2LBS+1CB,13.8KV,400A | RMU | ROH | DF250303003 | OTTA6-T-P/P marking strip (12)ZB10 LGS:12(1053014:0001) | 578 | 578 | 0 | free_stock | R18-S-1-K013_SEP | inventory | 2025-10-28 | DFE-LV |  | JD01-Jeddah Central Warehouse | 2025-07-30 | 2025-07-16 | 0
4500592697-[20] | 908321106 : SWGR,SMRT RMU OD,2LBS+1CB,13.8KV,400A | RMU | ROH | DF241118003 | Open button indicator light | 867 | 867 | 0 | 6100K013 | 1-1-1-1 | inventory | 2025-10-28 | DFE-LV |  | JD01-Jeddah Central Warehouse | 2025-07-30 | 2025-07-16 | 0
4500592697-[20] | 908321106 : SWGR,SMRT RMU OD,2LBS+1CB,13.8KV,400A | RMU | ROH | DF240510025 | Cable 2*2.5 | 3468 | 3468 | 0 | 6100K013 | 1-1-1-1 | inventory | 2025-10-28 | DFE-LV |  | JD01-Jeddah Central Warehouse | 2025-07-30 | 2025-07-16 | 0
4500592697-[20] | 908321106 : SWGR,SMRT RMU OD,2LBS+1CB,13.8KV,400A | RMU | ROH | DF240929001 | Paste | 1.09 | 1.09 | 0 | 6100K013 | 1-1-1-1 | inventory | 2025-10-28 | DFE-Gas Tank |  | JD01-Jeddah Central Warehouse | 2025-07-30 | 2025-07-16 | 0
4500592697-[20] | 908321106 : SWGR,SMRT RMU OD,2LBS+1CB,13.8KV,400A | RMU | ROH | DF240510008 | Paw pad φ6 | 578 | 578 | 0 | 6100K013 | R40-J-1-K013_SEP | inventory | 2025-10-28 | DFE-LV |  | JD01-Jeddah Central Warehouse | 2025-07-30 | 2025-07-16 | 0
4500592697-[20] | 908321106 : SWGR,SMRT RMU OD,2LBS+1CB,13.8KV,400A | RMU | ROH | DF240510008 | Paw pad φ6 | 578 | 578 | 0 | 6100K013 | 1-1-1-1 | inventory | 2025-10-28 | SEP |  | JD01-Jeddah Central Warehouse | 2025-07-30 | 2025-07-16 | 0
4500592697-[20] | 908321106 : SWGR,SMRT RMU OD,2LBS+1CB,13.8KV,400A | RMU | ROH | 8DF-580-0056 | Phase-to-phase Bonding | 654 | 654 | 0 | 6100K013 | 1-1-1-1 | inventory | 2025-10-28 | DFE-Gas Tank |  | JD01-Jeddah Central Warehouse | 2025-07-30 | 2025-07-16 | 0
4500592697-[20] | 908321106 : SWGR,SMRT RMU OD,2LBS+1CB,13.8KV,400A | RMU | ROH | DF240510032 | Phoenix current terminal (OTTA-6-P/P) | 3468 | 3468 | 0 | 6100K013 | 1-1-1-1 | inventory | 2025-10-28 | DFE-LV |  | JD01-Jeddah Central Warehouse | 2025-07-30 | 2025-07-16 | 0
4500592697-[20] | 908321106 : SWGR,SMRT RMU OD,2LBS+1CB,13.8KV,400A | RMU | ROH | DF240510033 | Phoenix current terminal partition (D-OTTA6-T) | 289 | 289 | 0 | 6100K013 | 1-1-1-1 | inventory | 2025-10-28 | DFE-LV |  | JD01-Jeddah Central Warehouse | 2025-07-30 | 2025-07-16 | 0
4500592697-[20] | 908321106 : SWGR,SMRT RMU OD,2LBS+1CB,13.8KV,400A | RMU | ROH | DF240510028 | Phoenix voltage terminal (UK-2.5B) | 8092 | 8092 | 0 | 6100K013 | 1-1-1-1 | inventory | 2025-10-28 | DFE-LV |  | JD01-Jeddah Central Warehouse | 2025-07-30 | 2025-07-16 | 0
4500592697-[20] | 908321106 : SWGR,SMRT RMU OD,2LBS+1CB,13.8KV,400A | RMU | ROH | DF240510049 | Power module (DFE500A-AC220D24-ST-X) | 8 | 8 | 0 | 6100K013 | 1-1-1-1 | inventory | 2025-10-28 | Charger |  | JD01-Jeddah Central Warehouse | 2025-07-30 | 2025-07-16 | 0
4500592697-[20] | 908321106 : SWGR,SMRT RMU OD,2LBS+1CB,13.8KV,400A | RMU | ROH | DF240510049 | Power module (DFE500A-AC220D24-ST-X) | 289 | 289 | 0 | 6100K013 | 1-1-1-1 | inventory | 2025-10-28 | SEP |  | JD01-Jeddah Central Warehouse | 2025-07-30 | 2025-07-16 | 0
4500592697-[20] | 908321106 : SWGR,SMRT RMU OD,2LBS+1CB,13.8KV,400A | RMU | ROH | DF240612107 | Pre insulated terminal O-type HRV1.25-6 (BLUE) | 3468 | 3468 | 0 | 6100K013 | 1-1-1-1 | inventory | 2025-10-28 | DFE-LV |  | JD01-Jeddah Central Warehouse | 2025-07-30 | 2025-07-16 | 0
4500592697-[20] | 908321106 : SWGR,SMRT RMU OD,2LBS+1CB,13.8KV,400A | RMU | ROH | DF240612104 | Pre insulated terminal O-type HRV2-10 (BLUE) | 1734 | 1734 | 0 | 6100K013 | 1-1-1-1 | inventory | 2025-10-28 | DFE-LV |  | JD01-Jeddah Central Warehouse | 2025-07-30 | 2025-07-16 | 0
4500592697-[20] | 908321106 : SWGR,SMRT RMU OD,2LBS+1CB,13.8KV,400A | RMU | ROH | DF240612101 | Pre insulated terminal O-type HRV2-4S (BLUE) | 1156 | 1156 | 0 | 6100K013 | 1-1-1-1 | inventory | 2025-10-28 | DFE-LV |  | JD01-Jeddah Central Warehouse | 2025-07-30 | 2025-07-16 | 0
4500592697-[20] | 908321106 : SWGR,SMRT RMU OD,2LBS+1CB,13.8KV,400A | RMU | ROH | DF240612102 | Pre insulated terminal O-type HRV2-5S (BLUE) | 2023 | 2023 | 0 | 6100K013 | 1-1-1-1 | inventory | 2025-10-28 | DFE-LV |  | JD01-Jeddah Central Warehouse | 2025-07-30 | 2025-07-16 | 0
4500592697-[20] | 908321106 : SWGR,SMRT RMU OD,2LBS+1CB,13.8KV,400A | RMU | ROH | DF240612103 | Pre insulated terminal O-type HRV2-6 (BLUE) | 1734 | 1734 | 0 | 6100K013 | 1-1-1-1 | inventory | 2025-10-28 | DFE-LV |  | JD01-Jeddah Central Warehouse | 2025-07-30 | 2025-07-16 | 0
4500592697-[20] | 908321106 : SWGR,SMRT RMU OD,2LBS+1CB,13.8KV,400A | RMU | ROH | DF250303005 | Pre insulated terminal O-type HRV3.5-4 (BLUE) | 6358 | 6358 | 0 | 6100K013 | 1-1-1-1 | inventory | 2025-10-28 | DFE-LV |  | JD01-Jeddah Central Warehouse | 2025-07-30 | 2025-07-16 | 0
4500592697-[20] | 908321106 : SWGR,SMRT RMU OD,2LBS+1CB,13.8KV,400A | RMU | ROH | DF240612106 | Pre insulated terminal O-type HRV3.5-5S (BARE COPPER) | 1156 | 1156 | 0 | 6100K013 | 1-1-1-1 | inventory | 2025-10-28 | DFE-LV |  | JD01-Jeddah Central Warehouse | 2025-07-30 | 2025-07-16 | 0
4500592697-[20] | 908321106 : SWGR,SMRT RMU OD,2LBS+1CB,13.8KV,400A | RMU | ROH | DF250303004 | Pre insulated terminal O-type HRV3.5-6 (BLUE) | 1734 | 1734 | 0 | 6100K013 | 1-1-1-1 | inventory | 2025-10-28 | DFE-LV |  | JD01-Jeddah Central Warehouse | 2025-07-30 | 2025-07-16 | 0
4500592697-[20] | 908321106 : SWGR,SMRT RMU OD,2LBS+1CB,13.8KV,400A | RMU | ROH | DF240612105 | Pre insulated terminal O-type HRV5.5-6 (YELLOW) | 2312 | 2312 | 0 | 6100K013 | 1-1-1-1 | inventory | 2025-10-28 | DFE-LV |  | JD01-Jeddah Central Warehouse | 2025-07-30 | 2025-07-16 | 0
4500592697-[20] | 908321106 : SWGR,SMRT RMU OD,2LBS+1CB,13.8KV,400A | RMU | ROH | DF240907101 | Pre insulated terminal O-type red HRV1.25-5 (Red) | 654 | 654 | 0 | 6100K013 | 1-1-1-1 | inventory | 2025-10-28 | DFE-Gas Tank |  | JD01-Jeddah Central Warehouse | 2025-07-30 | 2025-07-16 | 0
4500592697-[20] | 908321106 : SWGR,SMRT RMU OD,2LBS+1CB,13.8KV,400A | RMU | ROH | DF240612110 | Pre insulated terminal U-type HSV2-4S(BLUE) | 8959 | 8959 | 0 | 6100K013 | 1-1-1-1 | inventory | 2025-10-28 | DFE-LV |  | JD01-Jeddah Central Warehouse | 2025-07-30 | 2025-07-16 | 0
4500592697-[20] | 908321106 : SWGR,SMRT RMU OD,2LBS+1CB,13.8KV,400A | RMU | ROH | DF240612111 | Pre insulated terminal U-type HSV3.5-3.2S(BLACK) | 1156 | 1156 | 0 | 6100K013 | 1-1-1-1 | inventory | 2025-10-28 | DFE-LV |  | JD01-Jeddah Central Warehouse | 2025-07-30 | 2025-07-16 | 0
4500592697-[20] | 908321106 : SWGR,SMRT RMU OD,2LBS+1CB,13.8KV,400A | RMU | ROH | DF240612117 | Pre insulated terminal tube type HE0510 (RED) | 2312 | 2312 | 0 | 6100K013 | 1-1-1-1 | inventory | 2025-10-28 | DFE-LV |  | JD01-Jeddah Central Warehouse | 2025-07-30 | 2025-07-16 | 0
4500592697-[20] | 908321106 : SWGR,SMRT RMU OD,2LBS+1CB,13.8KV,400A | RMU | ROH | DF241126026 | Pre insulated terminal tube type HE1510 (BULE) | 3468 | 3468 | 0 | 6100K013 | 1-1-1-1 | inventory | 2025-10-28 | DFE-LV |  | JD01-Jeddah Central Warehouse | 2025-07-30 | 2025-07-16 | 0
4500592697-[20] | 908321106 : SWGR,SMRT RMU OD,2LBS+1CB,13.8KV,400A | RMU | ROH | DF240612116 | Pre insulated terminal tube type HE2510 (BLUE) | 7803 | 7803 | 0 | 6100K013 | 1-1-1-1 | inventory | 2025-10-28 | DFE-LV |  | JD01-Jeddah Central Warehouse | 2025-07-30 | 2025-07-16 | 0
4500592697-[20] | 908321106 : SWGR,SMRT RMU OD,2LBS+1CB,13.8KV,400A | RMU | ROH | DF240612119 | Pre insulated terminal tube type HE4009 (BLACK) | 578 | 578 | 0 | 6100K013 | 1-1-1-1 | inventory | 2025-10-28 | DFE-LV |  | JD01-Jeddah Central Warehouse | 2025-07-30 | 2025-07-16 | 0
4500592697-[20] | 908321106 : SWGR,SMRT RMU OD,2LBS+1CB,13.8KV,400A | RMU | ROH | DF250303006 | Pre insulated terminal tube type HE4009 (BLUE) | 2312 | 2312 | 0 | free_stock | 1-1-1-1 | inventory | 2025-10-28 | DFE-LV |  | JD01-Jeddah Central Warehouse | 2025-07-30 | 2025-07-16 | 0
4500592697-[20] | 908321106 : SWGR,SMRT RMU OD,2LBS+1CB,13.8KV,400A | RMU | ROH | 8DF.0816.0045 | Pressure Gauge Pad | 218 | 218 | 0 | 6100K013 | 1-1-1-1 | inventory | 2025-10-28 | DFE-Gas Tank |  | JD01-Jeddah Central Warehouse | 2025-07-30 | 2025-07-16 | 0
4500592697-[20] | 908321106 : SWGR,SMRT RMU OD,2LBS+1CB,13.8KV,400A | RMU | ROH | 5DF.0816.0230 | Pressure Relief Valve | 109 | 109 | 0 | 6100K013 | 1-1-1-1 | inventory | 2025-10-28 | DFE-Gas Tank |  | JD01-Jeddah Central Warehouse | 2025-07-30 | 2025-07-16 | 0
4500592697-[20] | 908321106 : SWGR,SMRT RMU OD,2LBS+1CB,13.8KV,400A | RMU | ROH | DF240603004 | Rivet Nut M8*18 | 3757 | 3757 | 0 | 6100K013 | R54-Q-1-K013_SEP | inventory | 2025-10-28 | SEP |  | JD01-Jeddah Central Warehouse | 2025-07-30 | 2025-07-16 | 0
4500592697-[20] | 908321106 : SWGR,SMRT RMU OD,2LBS+1CB,13.8KV,400A | RMU | ROH | RMU0000000005 | RMU EFI, Make: KRIES, Ord: 2510201_H007 IKI-10-light-W with LED and Flag | 8 | 8 | 0 | 6100K013 | 1-1-1-1 | inventory | 2025-10-28 | EFI |  | JD01-Jeddah Central Warehouse | 2025-07-30 | 2025-07-16 | 0
4500592697-[20] | 908321106 : SWGR,SMRT RMU OD,2LBS+1CB,13.8KV,400A | RMU | ROH | RMU0000000005 | fault indicator (IKI-101light) | 289 | 289 | 0 | 6100K013 | 1-1-1-1 | inventory | 2025-10-28 | SEP |  | JD01-Jeddah Central Warehouse | 2025-07-30 | 2025-07-16 | 0
4500592697-[20] | 908321106 : SWGR,SMRT RMU OD,2LBS+1CB,13.8KV,400A | RMU | ROH | RMU0000000004 | RMU Over Current Relay, Make: FANOX, Ord: SIA B 1 1 0 F C 2 3 2 A C | 8 | 8 | 0 | 6100K013 | 1-1-1-1 | inventory | 2025-10-28 | Fanox Relay |  | JD01-Jeddah Central Warehouse | 2025-07-30 | 2025-07-16 | 0
4500592697-[20] | 908321106 : SWGR,SMRT RMU OD,2LBS+1CB,13.8KV,400A | RMU | ROH | RMU0000000004 | Protect (SIAB110FC232AC) | 289 | 289 | 0 | 6100K013 | 1-1-1-1 | inventory | 2025-10-28 | SEP |  | JD01-Jeddah Central Warehouse | 2025-07-30 | 2025-07-16 | 0
4500592697-[20] | 908321106 : SWGR,SMRT RMU OD,2LBS+1CB,13.8KV,400A | RMU | ROH | DF241126010 | Communication line | 1589.5 | 1589.5 | 0 | 6100K013 | 1-1-1-1 | inventory | 2025-10-28 | DFE-LV |  | JD01-Jeddah Central Warehouse | 2025-07-30 | 2025-07-16 | 0
4500592697-[20] | 908321106 : SWGR,SMRT RMU OD,2LBS+1CB,13.8KV,400A | RMU | ROH | DF205041498 | Rectangular Sealing Strip D-07 T-79 EPDM | 1188 | 1188 | 0 | 6100K013 | 1-1-1-1 | inventory | 2025-10-28 | Outer Enclosure |  | JD01-Jeddah Central Warehouse | 2025-07-30 | 2025-07-16 | 0
4500592697-[20] | 908321106 : SWGR,SMRT RMU OD,2LBS+1CB,13.8KV,400A | RMU | ROH | DF241124007 | Rectangular plastic buckle 6*18 | 289 | 289 | 0 | 6100K013 | 1-1-1-1 | inventory | 2025-10-28 | DFE-Consumables |  | JD01-Jeddah Central Warehouse | 2025-07-30 | 2025-07-16 | 0
4500592697-[20] | 908321106 : SWGR,SMRT RMU OD,2LBS+1CB,13.8KV,400A | RMU | ROH | DF240603030 | Rectangular plastic buckle 19.8*15 | 578 | 578 | 0 | 6100K013 | R54-R-1-K013_SEP | inventory | 2025-10-28 | DFE-Consumables |  | JD01-Jeddah Central Warehouse | 2025-07-30 | 2025-07-16 | 0
4500592697-[20] | 908321106 : SWGR,SMRT RMU OD,2LBS+1CB,13.8KV,400A | RMU | ROH | DF241124008 | Round plastic buckle φ54 | 289 | 289 | 0 | 6100K013 | R54-R-1-K013_SEP | inventory | 2025-10-28 | DFE-Consumables |  | JD01-Jeddah Central Warehouse | 2025-07-30 | 2025-07-16 | 0
4500592697-[20] | 908321106 : SWGR,SMRT RMU OD,2LBS+1CB,13.8KV,400A | RMU | ROH | DF240603028 | Round plastic buckle 40° | 867 | 867 | 0 | 6100K013 | R54-R-1-K013_SEP | inventory | 2025-10-28 | DFE-Consumables |  | JD01-Jeddah Central Warehouse | 2025-07-30 | 2025-07-16 | 0
4500592697-[20] | 908321106 : SWGR,SMRT RMU OD,2LBS+1CB,13.8KV,400A | RMU | ROH | DF240603027 | Round plastic buckle φ23 | 1734 | 1734 | 0 | 6100K013 | R60-B-1-K013_SEP | inventory | 2025-10-28 | DFE-Consumables |  | JD01-Jeddah Central Warehouse | 2025-07-30 | 2025-07-16 | 0
4500592697-[20] | 908321106 : SWGR,SMRT RMU OD,2LBS+1CB,13.8KV,400A | RMU | ROH | DF241217001 | Rubber pad 200*360*3 | 289 | 289 | 0 | 6100K013 | 1-1-1-1 | inventory | 2025-10-28 | DFE-LV |  | JD01-Jeddah Central Warehouse | 2025-07-30 | 2025-07-16 | 0
4500592697-[20] | 908321106 : SWGR,SMRT RMU OD,2LBS+1CB,13.8KV,400A | RMU | ROH | DF205041559 | SEC Logo Board Print + Outdoor Protection | 594 | 594 | 0 | 6100K013 | 1-1-1-1 | inventory | 2025-10-28 | Outer Enclosure |  | JD01-Jeddah Central Warehouse | 2025-07-30 | 2025-07-16 | 0
4500592697-[20] | 908321106 : SWGR,SMRT RMU OD,2LBS+1CB,13.8KV,400A | RMU | ROH | DF240424001 | SF6 Gas Density Meter | 109 | 109 | 0 | 6100K013 | 1-1-1-1 | inventory | 2025-10-28 | DFE-Gas Tank |  | JD01-Jeddah Central Warehouse | 2025-07-30 | 2025-07-16 | 0
4500592697-[20] | 908321106 : SWGR,SMRT RMU OD,2LBS+1CB,13.8KV,400A | RMU | ROH | RMU000000105 | SRMU Breaker Operating Handle ¦ 8DF-253-0001 | 289 | 289 | 0 | 6100K013 | BOX12-1-1-K013_SEP | consumption | 2025-04-08 | DFE-Consumables |  | JD01-Jeddah Central Warehouse | 2025-07-30 | 2025-07-16 | 0 | [5 empty] | Miscellaneous issue | 6415161
4500592697-[20] | 908321106 : SWGR,SMRT RMU OD,2LBS+1CB,13.8KV,400A | RMU | ROH | DF240510012 | Seahorse rivet (φ6.4*10.5) | 11560 | 11560 | 0 | 6100K013 | R55-H-1-K013_SEP | inventory | 2025-10-28 | DFE-LV |  | JD01-Jeddah Central Warehouse | 2025-07-30 | 2025-07-16 | 0
4500592697-[20] | 908321106 : SWGR,SMRT RMU OD,2LBS+1CB,13.8KV,400A | RMU | ROH | DF240510012 | Seahorse rivet (φ6.4*10.5) | 30923 | 30923 | 0 | 6100K013 | R55-H-1-K013_SEP | inventory | 2025-10-28 | SEP |  | JD01-Jeddah Central Warehouse | 2025-07-30 | 2025-07-16 | 0
4500592697-[20] | 908321106 : SWGR,SMRT RMU OD,2LBS+1CB,13.8KV,400A | RMU | ROH | DF240603001 | Seahorse rivet (φ5*10) | 867 | 867 | 0 | 6100K013 | R55-H-1-K013_SEP | inventory | 2025-10-28 | DFE-LV |  | JD01-Jeddah Central Warehouse | 2025-07-30 | 2025-07-16 | 0
4500592697-[20] | 908321106 : SWGR,SMRT RMU OD,2LBS+1CB,13.8KV,400A | RMU | ROH | DF240603001 | Seahorse rivet (φ5*10) | 1156 | 1156 | 0 | 6100K013 | R55-H-1-K013_SEP | inventory | 2025-10-28 | SEP |  | JD01-Jeddah Central Warehouse | 2025-07-30 | 2025-07-16 | 0
4500592697-[20] | 908321106 : SWGR,SMRT RMU OD,2LBS+1CB,13.8KV,400A | RMU | ROH | DF240907002 | Seahorse rivet φ6.4*12.5 | 3757 | 3757 | 0 | 6100K013 | R41-H-1-K013_SEP | inventory | 2025-10-28 | SEP |  | JD01-Jeddah Central Warehouse | 2025-07-30 | 2025-07-16 | 0
4500592697-[20] | 908321106 : SWGR,SMRT RMU OD,2LBS+1CB,13.8KV,400A | RMU | ROH | DF240907001 | Seahorse rivet φ6.4*16.5 | 3468 | 978 | 2490 | 6100K013 | 1-1-1-1 | inventory | 2025-10-28 | SEP |  | JD01-Jeddah Central Warehouse | 2025-07-30 | 2025-07-16 | 0
4500592697-[20] | 908321106 : SWGR,SMRT RMU OD,2LBS+1CB,13.8KV,400A | RMU | ROH | DF240907001 | Seahorse rivet φ6.4*16.5 | 2490 | 1500 | 990 | 6100K013 | 1-1-1-1 | consumption | 2025-02-10 | SEP |  | JD01-Jeddah Central Warehouse | 2025-07-30 | 2025-07-16 | 0 | [5 empty] | Work in Process Material Issue | 7812701
4500592697-[20] | 908321106 : SWGR,SMRT RMU OD,2LBS+1CB,13.8KV,400A | RMU | ROH | DF240907001 | Seahorse rivet φ6.4*16.5 | 990 | 990 | 0 | 6100K013 | 1-1-1-1 | consumption | 2025-09-18 | SEP |  | JD01-Jeddah Central Warehouse | 2025-07-30 | 2025-07-16 | 0 | [5 empty] | Work in Process Material Issue | 7419949
4500592697-[20] | 908321106 : SWGR,SMRT RMU OD,2LBS+1CB,13.8KV,400A | RMU | ROH | DF240603046 | Seahorse countersunk rivet φ6.4*10.5 | 2890 | 2890 | 0 | free_stock | R54-H-1-RMU/\-BULK_SEP | inventory | 2025-10-28 | SEP |  | JD01-Jeddah Central Warehouse | 2025-07-30 | 2025-07-16 | 0
4500592697-[20] | 908321106 : SWGR,SMRT RMU OD,2LBS+1CB,13.8KV,400A | RMU | ROH | 8DF-580-0057 | Secondary grounding bar | 289 | 289 | 0 | 6100K013 | NEW.FLR-1-1-K013_SEP | inventory | 2025-10-28 | SEP |  | JD01-Jeddah Central Warehouse | 2025-07-30 | 2025-07-16 | 0
4500592697-[20] | 908321106 : SWGR,SMRT RMU OD,2LBS+1CB,13.8KV,400A | RMU | ROH | DF241115001 | Self-locking Nut M8 | 1853 | 1853 | 0 | 6100K013 | 1-1-1-1 | inventory | 2025-10-28 | DFE-Gas Tank |  | JD01-Jeddah Central Warehouse | 2025-07-30 | 2025-07-16 | 0
4500592697-[20] | 908321106 : SWGR,SMRT RMU OD,2LBS+1CB,13.8KV,400A | RMU | ROH | DF240907006 | Self-locking nut M3 | 1188 | 1188 | 0 | 6100K013 | R55-Q-1-K013_SEP | inventory | 2025-10-28 | Outer Enclosure |  | JD01-Jeddah Central Warehouse | 2025-07-30 | 2025-07-16 | 0
4500592697-[20] | 908321106 : SWGR,SMRT RMU OD,2LBS+1CB,13.8KV,400A | RMU | ROH | DF240907006 | Self-locking Nut M3 | 2312 | 2312 | 0 | 6100K013 | 1-1-1-1 | inventory | 2025-10-28 | DFE-LV |  | JD01-Jeddah Central Warehouse | 2025-07-30 | 2025-07-16 | 0
4500592697-[20] | 908321106 : SWGR,SMRT RMU OD,2LBS+1CB,13.8KV,400A | RMU | ROH | DF240510009 | Self-locking Nut M4 | 4624 | 4624 | 0 | 6100K013 | 1-1-1-1 | inventory | 2025-10-28 | DFE-LV |  | JD01-Jeddah Central Warehouse | 2025-07-30 | 2025-07-16 | 0
4500592697-[20] | 908321106 : SWGR,SMRT RMU OD,2LBS+1CB,13.8KV,400A | RMU | ROH | DF240510011 | Self-locking Nut M6 | 1156 | 1156 | 0 | 6100K013 | 1-1-1-1 | inventory | 2025-10-28 | SEP |  | JD01-Jeddah Central Warehouse | 2025-07-30 | 2025-07-16 | 0
4500592697-[20] | 908321106 : SWGR,SMRT RMU OD,2LBS+1CB,13.8KV,400A | RMU | ROH | DF240510011 | Self-locking Nut M6 | 1734 | 1734 | 0 | 6100K013 | 1-1-1-1 | inventory | 2025-10-28 | DFE-LV |  | JD01-Jeddah Central Warehouse | 2025-07-30 | 2025-07-16 | 0
4500592697-[20] | 908321106 : SWGR,SMRT RMU OD,2LBS+1CB,13.8KV,400A | RMU | ROH | DF240510011 | Self-locking nutsM6 | 5940 | 5940 | 0 | 6100K013 | R55-Q-1-K013_SEP | inventory | 2025-10-28 | Outer Enclosure |  | JD01-Jeddah Central Warehouse | 2025-07-30 | 2025-07-16 | 0
4500592697-[20] | 908321106 : SWGR,SMRT RMU OD,2LBS+1CB,13.8KV,400A | RMU | ROH | DF240424027 | Self-locking nutsM8 | 1188 | 1188 | 0 | 6100K013 | 1-1-1-1 | inventory | 2025-10-28 | Outer Enclosure |  | JD01-Jeddah Central Warehouse | 2025-07-30 | 2025-07-16 | 0
4500592697-[20] | 908321106 : SWGR,SMRT RMU OD,2LBS+1CB,13.8KV,400A | RMU | ROH | DF240424027 | Self-locking Nut M8 | 3179 | 3179 | 0 | 6100K013 | R54-Q-1-K013_SEP | inventory | 2025-10-28 | SEP |  | JD01-Jeddah Central Warehouse | 2025-07-30 | 2025-07-16 | 0
4500592697-[20] | 908321106 : SWGR,SMRT RMU OD,2LBS+1CB,13.8KV,400A | RMU | ROH | DF240424002 | Self-sealing Valve | 218 | 218 | 0 | 6100K013 | 1-1-1-1 | inventory | 2025-10-28 | DFE-Gas Tank |  | JD01-Jeddah Central Warehouse | 2025-07-30 | 2025-07-16 | 0
4500592697-[20] | 908321106 : SWGR,SMRT RMU OD,2LBS+1CB,13.8KV,400A | RMU | ROH | 8DF.0816.0442 | Side Plate Transverse Tar | 436 | 436 | 0 | 6100K013 | 1-1-1-1 | inventory | 2025-10-28 | DFE-Gas Tank |  | JD01-Jeddah Central Warehouse | 2025-07-30 | 2025-07-16 | 0
4500592697-[20] | 908321106 : SWGR,SMRT RMU OD,2LBS+1CB,13.8KV,400A | RMU | ROH | DF240907003 | Soft connection (YTZ-(X)-35/8-12) | 218 | 218 | 0 | 6100K013 | 1-1-1-1 | inventory | 2025-10-28 | DFE-Gas Tank |  | JD01-Jeddah Central Warehouse | 2025-07-30 | 2025-07-16 | 0
4500592697-[20] | 908321106 : SWGR,SMRT RMU OD,2LBS+1CB,13.8KV,400A | RMU | ROH | DF240424015 | Spring Washer φ12 | 981 | 981 | 0 | 6100K013 | 1-1-1-1 | inventory | 2025-10-28 | DFE-Gas Tank |  | JD01-Jeddah Central Warehouse | 2025-07-30 | 2025-07-16 | 0
4500592697-[20] | 908321106 : SWGR,SMRT RMU OD,2LBS+1CB,13.8KV,400A | RMU | ROH | 205046789 | Spring Washer φ6 | 8381 | 8381 | 0 | free_stock | R52-A-1-MVBM_SEP | inventory | 2025-10-28 | DFE-LV |  | JD01-Jeddah Central Warehouse | 2025-07-30 | 2025-07-16 | 0
4500592697-[20] | 908321106 : SWGR,SMRT RMU OD,2LBS+1CB,13.8KV,400A | RMU | ROH | 205046789 | Spring Washer φ6 | 15317 | 15317 | 0 | 6100K013 | 1-1-1-1 | inventory | 2025-10-28 | SEP |  | JD01-Jeddah Central Warehouse | 2025-07-30 | 2025-07-16 | 0
4500592697-[20] | 908321106 : SWGR,SMRT RMU OD,2LBS+1CB,13.8KV,400A | RMU | ROH | 205046789 | φ6 Spring washer Stainleess steel | 25245 | 25245 | 0 | free_stock | R52-A-1-MVBM_SEP | inventory | 2025-10-28 | Outer Enclosure |  | JD01-Jeddah Central Warehouse | 2025-07-30 | 2025-07-16 | 0
4500592697-[20] | 908321106 : SWGR,SMRT RMU OD,2LBS+1CB,13.8KV,400A | RMU | ROH | 205041916 | Spring Washer φ8 | 7957 | 7957 | 0 | 6100K013 | 1-1-1-1 | inventory | 2025-10-28 | DFE-Gas Tank |  | JD01-Jeddah Central Warehouse | 2025-07-30 | 2025-07-16 | 0
4500592697-[20] | 908321106 : SWGR,SMRT RMU OD,2LBS+1CB,13.8KV,400A | RMU | ROH | 205041916 | Spring Washer φ8 | 9826 | 9826 | 0 | 6100K013 | 1-1-1-1 | inventory | 2025-10-28 | SEP |  | JD01-Jeddah Central Warehouse | 2025-07-30 | 2025-07-16 | 0
4500592697-[20] | 908321106 : SWGR,SMRT RMU OD,2LBS+1CB,13.8KV,400A | RMU | ROH | DF240603021 | Spring Washer φ10 | 6358 | 6358 | 0 | 6100K013 | R55-I-1-K013_SEP | inventory | 2025-10-28 | SEP |  | JD01-Jeddah Central Warehouse | 2025-07-30 | 2025-07-16 | 0
4500592697-[20] | 908321106 : SWGR,SMRT RMU OD,2LBS+1CB,13.8KV,400A | RMU | ROH | DF240603011 | Spring Washer φ12 | 289 | 289 | 0 | 6100K013 | 1-1-1-1 | inventory | 2025-10-28 | SEP |  | JD01-Jeddah Central Warehouse | 2025-07-30 | 2025-07-16 | 0
4500592697-[20] | 908321106 : SWGR,SMRT RMU OD,2LBS+1CB,13.8KV,400A | RMU | ROH | DF240604001 | Square Nut M6 | 6936 | 6936 | 0 | 6100K013 | R55-P-1-K013_SEP | inventory | 2025-10-28 | SEP |  | JD01-Jeddah Central Warehouse | 2025-07-30 | 2025-07-16 | 0
4500592697-[20] | 908321106 : SWGR,SMRT RMU OD,2LBS+1CB,13.8KV,400A | RMU | ROH | 8DF.0816.3126 | Stator | 218 | 218 | 0 | 6100K013 | 1-1-1-1 | inventory | 2025-10-28 | DFE-Gas Tank |  | JD01-Jeddah Central Warehouse | 2025-07-30 | 2025-07-16 | 0
4500592697-[20] | 908321106 : SWGR,SMRT RMU OD,2LBS+1CB,13.8KV,400A | RMU | ROH | DF240510054 | Temperature Sensor (JWB/PT-100-03) | 289 | 289 | 0 | 6100K013 | 1-1-1-1 | inventory | 2025-10-28 | DFE-LV |  | JD01-Jeddah Central Warehouse | 2025-07-30 | 2025-07-16 | 0
4500592697-[20] | 908321106 : SWGR,SMRT RMU OD,2LBS+1CB,13.8KV,400A | RMU | ROH | DF240510034 | Terminal strip label | 1734 | 1734 | 0 | 6100K013 | 1-1-1-1 | inventory | 2025-10-28 | DFE-LV |  | JD01-Jeddah Central Warehouse | 2025-07-30 | 2025-07-16 | 0
4500592697-[20] | 908321106 : SWGR,SMRT RMU OD,2LBS+1CB,13.8KV,400A | RMU | ROH | DF241118009 | Test Socket NTC1-332AS6h/250V | 289 | 289 | 0 | 6100K013 | 1-1-1-1 | inventory | 2025-10-28 | DFE-LV |  | JD01-Jeddah Central Warehouse | 2025-07-30 | 2025-07-16 | 0
4500592697-[20] | 908321106 : SWGR,SMRT RMU OD,2LBS+1CB,13.8KV,400A | RMU | ROH | DF240424017 | Thickened Plain Washer φ10 | 4251 | 4251 | 0 | 6100K013 | 1-1-1-1 | inventory | 2025-10-28 | DFE-Gas Tank |  | JD01-Jeddah Central Warehouse | 2025-07-30 | 2025-07-16 | 0
4500592697-[20] | 908321106 : SWGR,SMRT RMU OD,2LBS+1CB,13.8KV,400A | RMU | ROH | DF240424014 | Thickened Plain Washer φ12 | 981 | 981 | 0 | 6100K013 | 1-1-1-1 | inventory | 2025-10-28 | DFE-Gas Tank |  | JD01-Jeddah Central Warehouse | 2025-07-30 | 2025-07-16 | 0
4500592697-[20] | 908321106 : SWGR,SMRT RMU OD,2LBS+1CB,13.8KV,400A | RMU | ROH | DF240603039 | Thread sealant | 43.35 | 43.35 | 0 | 6100K013 | R67-K-1-KDP2_SEP | inventory | 2025-10-28 | SEP |  | JD01-Jeddah Central Warehouse | 2025-07-30 | 2025-07-16 | 0
4500592697-[20] | 908321106 : SWGR,SMRT RMU OD,2LBS+1CB,13.8KV,400A | RMU | ROH | 5DF.0815.0002 | Three-station Load Switch | 218 | 218 | 0 | 6100K013 | 1-1-1-1 | inventory | 2025-10-28 | DFE-Gas Tank |  | JD01-Jeddah Central Warehouse | 2025-07-30 | 2025-07-16 | 0
4500592697-[20] | 908321106 : SWGR,SMRT RMU OD,2LBS+1CB,13.8KV,400A | RMU | ROH | 5DF.0816.0029 | Three-station Load Switch Sealing Assembly | 327 | 327 | 0 | 6100K013 | 1-1-1-1 | inventory | 2025-10-28 | DFE-Gas Tank |  | JD01-Jeddah Central Warehouse | 2025-07-30 | 2025-07-16 | 0
4500592697-[20] | 908321106 : SWGR,SMRT RMU OD,2LBS+1CB,13.8KV,400A | RMU | ROH | DF240612003 | Tie strap (black) 4*150 | 216750 | 216750 | 0 | 6100K013 | 1-1-1-1 | inventory | 2025-10-28 | DFE-LV |  | JD01-Jeddah Central Warehouse | 2025-07-30 | 2025-07-16 | 0
4500592697-[20] | 908321106 : SWGR,SMRT RMU OD,2LBS+1CB,13.8KV,400A | RMU | ROH | DF240603026 | Tower seal ring φ115 | 867 | 867 | 0 | 6100K013 | R58-I-1-K013_SEP | inventory | 2025-10-28 | SEP |  | JD01-Jeddah Central Warehouse | 2025-07-30 | 2025-07-16 | 0
4500592697-[20] | 908321106 : SWGR,SMRT RMU OD,2LBS+1CB,13.8KV,400A | RMU | ROH | DF240603025 | Tower seal ring φ40 | 578 | 578 | 0 | 6100K013 | BOX10-1-1-K013_SEP | inventory | 2025-10-28 | SEP |  | JD01-Jeddah Central Warehouse | 2025-07-30 | 2025-07-16 | 0
4500592697-[20] | 908321106 : SWGR,SMRT RMU OD,2LBS+1CB,13.8KV,400A | RMU | ROH | DF240510030 | UK-2.5B Fixing (E/UK) | 4624 | 4624 | 0 | 6100K013 | 1-1-1-1 | inventory | 2025-10-28 | DFE-LV |  | JD01-Jeddah Central Warehouse | 2025-07-30 | 2025-07-16 | 0
4500592697-[20] | 908321106 : SWGR,SMRT RMU OD,2LBS+1CB,13.8KV,400A | RMU | ROH | DF240612011 | UK-2.5B marking strip (1-10) | 578 | 578 | 0 | 6100K013 | 1-1-1-1 | inventory | 2025-10-28 | DFE-LV |  | JD01-Jeddah Central Warehouse | 2025-07-30 | 2025-07-16 | 0
4500592697-[20] | 908321106 : SWGR,SMRT RMU OD,2LBS+1CB,13.8KV,400A | RMU | ROH | DF240612009 | UK-2.5B marking strip (1-5) | 1734 | 1734 | 0 | 6100K013 | 1-1-1-1 | inventory | 2025-10-28 | DFE-LV |  | JD01-Jeddah Central Warehouse | 2025-07-30 | 2025-07-16 | 0
4500592697-[20] | 908321106 : SWGR,SMRT RMU OD,2LBS+1CB,13.8KV,400A | RMU | ROH | DF240612010 | UK-2.5B marking strip (1-8) | 578 | 578 | 0 | 6100K013 | 1-1-1-1 | inventory | 2025-10-28 | DFE-LV |  | JD01-Jeddah Central Warehouse | 2025-07-30 | 2025-07-16 | 0
4500592697-[20] | 908321106 : SWGR,SMRT RMU OD,2LBS+1CB,13.8KV,400A | RMU | ROH | DF240510029 | UK-2.5B voltage terminal partition (D-UK2.5) | 2601 | 2601 | 0 | 6100K013 | 1-1-1-1 | inventory | 2025-10-28 | DFE-LV |  | JD01-Jeddah Central Warehouse | 2025-07-30 | 2025-07-16 | 0
4500592697-[20] | 908321106 : SWGR,SMRT RMU OD,2LBS+1CB,13.8KV,400A | RMU | ROH | DF240612024 | UK2.5B Center Connection Bar (2 connections)FBI 2-6(0203438) | 1445 | 1445 | 0 | 6100K013 | 1-1-1-1 | inventory | 2025-10-28 | DFE-LV |  | JD01-Jeddah Central Warehouse | 2025-07-30 | 2025-07-16 | 0
4500592697-[20] | 908321106 : SWGR,SMRT RMU OD,2LBS+1CB,13.8KV,400A | RMU | ROH | DF241118007 | Unlock the locking knob | 867 | 867 | 0 | 6100K013 | 1-1-1-1 | inventory | 2025-10-28 | DFE-LV |  | JD01-Jeddah Central Warehouse | 2025-07-30 | 2025-07-16 | 0
4500592697-[20] | 908321106 : SWGR,SMRT RMU OD,2LBS+1CB,13.8KV,400A | RMU | ROH | 8DF.0816.0131 | V Common Enclosure Front Plate Transverse Bar | 218 | 218 | 0 | 6100K013 | 1-1-1-1 | inventory | 2025-10-28 | DFE-Gas Tank |  | JD01-Jeddah Central Warehouse | 2025-07-30 | 2025-07-16 | 0
4500592697-[20] | 908321106 : SWGR,SMRT RMU OD,2LBS+1CB,13.8KV,400A | RMU | ROH | 8DF.0816.0116 | V Common Enclosure Spacer Reinforcing Rib | 109 | 109 | 0 | 6100K013 | 1-1-1-1 | inventory | 2025-10-28 | DFE-Gas Tank |  | JD01-Jeddah Central Warehouse | 2025-07-30 | 2025-07-16 | 0
4500592697-[20] | 908321106 : SWGR,SMRT RMU OD,2LBS+1CB,13.8KV,400A | RMU | ROH | 5DF.0816.0046 | V Strut Welding | 218 | 218 | 0 | 6100K013 | 1-1-1-1 | inventory | 2025-10-28 | DFE-Gas Tank |  | JD01-Jeddah Central Warehouse | 2025-07-30 | 2025-07-16 | 0
4500592697-[20] | 908321106 : SWGR,SMRT RMU OD,2LBS+1CB,13.8KV,400A | RMU | ROH | 8DF.0818.0015 | V-A Phase Bus | 109 | 109 | 0 | 6100K013 | 1-1-1-1 | inventory | 2025-10-28 | DFE-Gas Tank |  | JD01-Jeddah Central Warehouse | 2025-07-30 | 2025-07-16 | 0
4500592697-[20] | 908321106 : SWGR,SMRT RMU OD,2LBS+1CB,13.8KV,400A | RMU | ROH | 8DF.0818.0016 | V-B Phase Bus | 109 | 109 | 0 | 6100K013 | 1-1-1-1 | inventory | 2025-10-28 | DFE-Gas Tank |  | JD01-Jeddah Central Warehouse | 2025-07-30 | 2025-07-16 | 0
4500592697-[20] | 908321106 : SWGR,SMRT RMU OD,2LBS+1CB,13.8KV,400A | RMU | ROH | 8DF.0818.0017 | V-C Phase Bus | 109 | 109 | 0 | 6100K013 | 1-1-1-1 | inventory | 2025-10-28 | DFE-Gas Tank |  | JD01-Jeddah Central Warehouse | 2025-07-30 | 2025-07-16 | 0
4500592697-[20] | 908321106 : SWGR,SMRT RMU OD,2LBS+1CB,13.8KV,400A | RMU | HALB | 8DF.0818.0007 | VC Bonding Bar M410 | 327 | 327 | 0 | 6100K013 | 1-1-1-1 | inventory | 2025-10-28 | DFE-Gas Tank |  | JD01-Jeddah Central Warehouse | 2025-07-30 | 2025-07-16 | 0
4500592697-[20] | 908321106 : SWGR,SMRT RMU OD,2LBS+1CB,13.8KV,400A | RMU | ROH | 5DF.0816.0050 | VC Strut Welding | 436 | 436 | 0 | 6100K013 | BOX92-1-1-K013_SEP | inventory | 2025-10-28 | DFE-Gas Tank |  | JD01-Jeddah Central Warehouse | 2025-07-30 | 2025-07-16 | 0
4500592697-[20] | 908321106 : SWGR,SMRT RMU OD,2LBS+1CB,13.8KV,400A | RMU | ROH | DF240424023 | Vacuum Silicone Grease | 5450 | 5450 | 0 | 6100K013 | BOX61-1-1-K013_SEP | inventory | 2025-10-28 | DFE-Gas Tank |  | JD01-Jeddah Central Warehouse | 2025-07-30 | 2025-07-16 | 0
4500592697-[20] | 908321106 : SWGR,SMRT RMU OD,2LBS+1CB,13.8KV,400A | RMU | ROH | DF240510026 | Wiring Channel 80 * 40 | 942.14 | 942.14 | 0 | 6100K013 | 1-1-1-1 | inventory | 2025-10-28 | DFE-LV |  | JD01-Jeddah Central Warehouse | 2025-07-30 | 2025-07-16 | 0
4500592697-[20] | 908321106 : SWGR,SMRT RMU OD,2LBS+1CB,13.8KV,400A | RMU | ROH | DF205041558 | Warning Sign (Print + Outdoor Protection) | 594 | 594 | 0 | 6100K013 | 1-1-1-1 | inventory | 2025-10-28 | Outer Enclosure |  | JD01-Jeddah Central Warehouse | 2025-07-30 | 2025-07-16 | 0
4500592697-[20] | 908321106 : SWGR,SMRT RMU OD,2LBS+1CB,13.8KV,400A | RMU | ROH | DF205041497 | Waterproof Adhesive Tape (Large) UC-15 EPDM | 2168.1 | 2168.1 | 0 | free_stock | 1-1-1-1 | inventory | 2025-10-28 | Outer Enclosure |  | JD01-Jeddah Central Warehouse | 2025-07-30 | 2025-07-16 | 0
4500592697-[20] | 908321106 : SWGR,SMRT RMU OD,2LBS+1CB,13.8KV,400A | RMU | ROH | DF205041499 | Waterproof Adhesive Tape (Large) UD-07 EPDM | 386.1 | 386.1 | 0 | free_stock | R53-R-1-MVBM_SEP | inventory | 2025-10-28 | Outer Enclosure |  | JD01-Jeddah Central Warehouse | 2025-07-30 | 2025-07-16 | 0
4500592697-[20] | 908321106 : SWGR,SMRT RMU OD,2LBS+1CB,13.8KV,400A | RMU | ROH | DF240311001 | Welded Stud M8*35 | 2616 | 2616 | 0 | free_stock | NEW.FLR-1-1-MVBM_SEP | inventory | 2025-10-28 | DFE-Gas Tank |  | JD01-Jeddah Central Warehouse | 2025-07-30 | 2025-07-16 | 0
4500592697-[20] | 908321106 : SWGR,SMRT RMU OD,2LBS+1CB,13.8KV,400A | RMU | ROH | 211002912 | Welded Stud M8*20 | 9701 | 9701 | 0 | free_stock | NEW.FLR-1-1-MVBM_SEP | inventory | 2025-10-28 | DFE-Gas Tank |  | JD01-Jeddah Central Warehouse | 2025-07-30 | 2025-07-16 | 0
4500592697-[20] | 908321106 : SWGR,SMRT RMU OD,2LBS+1CB,13.8KV,400A | RMU | ROH | DF241118100 | Welded Stud M8*25 | 654 | 654 | 0 | 6100K013 | 1-1-1-1 | inventory | 2025-10-28 | DFE-Gas Tank |  | JD01-Jeddah Central Warehouse | 2025-07-30 | 2025-07-16 | 0
4500592697-[20] | 908321106 : SWGR,SMRT RMU OD,2LBS+1CB,13.8KV,400A | RMU | ROH | DF240510007 | Welded stud M6*16 | 1156 | 1156 | 0 | 6100KDP02 | R60-I-1-K013_SEP | inventory | 2025-10-28 | SEP |  | JD01-Jeddah Central Warehouse | 2025-07-30 | 2025-07-16 | 0
4500592697-[20] | 908321106 : SWGR,SMRT RMU OD,2LBS+1CB,13.8KV,400A | RMU | ROH | DF240510007 | Welded stud M6*16 | 4046 | 4046 | 0 | 6100KDP02 | R60-I-1-K013_SEP | inventory | 2025-10-28 | DFE-LV |  | JD01-Jeddah Central Warehouse | 2025-07-30 | 2025-07-16 | 0
4500592697-[20] | 908321106 : SWGR,SMRT RMU OD,2LBS+1CB,13.8KV,400A | RMU | ROH | DF240603032 | White nylon washer (φ6-12 1.3mm) | 6936 | 6240 | 696 | 6100K013 | R40-J-1-K013_SEP | inventory | 2025-10-28 | SEP |  | JD01-Jeddah Central Warehouse | 2025-07-30 | 2025-07-16 | 0
4500592697-[20] | 908321106 : SWGR,SMRT RMU OD,2LBS+1CB,13.8KV,400A | RMU | ROH | DF240603032 | White nylon washer (φ6-12 1.3mm) | 696 | 696 | 0 | 6100K013 | R55-I-1-K013_SEP | inventory | 2025-10-28 | SEP |  | JD01-Jeddah Central Warehouse | 2025-07-30 | 2025-07-16 | 0
4500592697-[20] | 908321106 : SWGR,SMRT RMU OD,2LBS+1CB,13.8KV,400A | RMU | ROH | DF240510055 | Control module (ISCU-01E) | 578 | 578 | 0 | 6100K013 | 1-1-1-1 | inventory | 2025-10-28 | DFE-LV |  | JD01-Jeddah Central Warehouse | 2025-07-30 | 2025-07-16 | 0
4500592697-[20] | 908321106 : SWGR,SMRT RMU OD,2LBS+1CB,13.8KV,400A | RMU | ROH | 8DF.0818.1053 | Upper door hook | 867 | 867 | 0 | 6100K013 | BOX5-1-1-K013_SEP | inventory | 2025-10-28 | SEP |  | JD01-Jeddah Central Warehouse | 2025-07-30 | 2025-07-16 | 0
4500592697-[20] | 908321106 : SWGR,SMRT RMU OD,2LBS+1CB,13.8KV,400A | RMU | ROH | DF240510036 | Door lock (MS705 GH-18) | 578 | 578 | 0 | 6100K013 | 1-1-1-1 | inventory | 2025-10-28 | DFE-LV |  | JD01-Jeddah Central Warehouse | 2025-07-30 | 2025-07-16 | 0
4500592697-[20] | 908321106 : SWGR,SMRT RMU OD,2LBS+1CB,13.8KV,400A | RMU | HALB | 8DF.0818.1296 | Door stop fixing | 578 | 578 | 0 | 6100K013 | INC-1-1-K013_SEP | inventory | 2025-10-28 | SEP |  | JD01-Jeddah Central Warehouse | 2025-07-30 | 2025-07-16 | 0
4500592697-[20] | 908321106 : SWGR,SMRT RMU OD,2LBS+1CB,13.8KV,400A | RMU | HALB | 8DF.0818.1295 | Door stop tongue | 578 | 578 | 0 | 6100K013 | IFLR-1-1-K013_SEP | inventory | 2025-10-28 | SEP |  | JD01-Jeddah Central Warehouse | 2025-07-30 | 2025-07-16 | 0
4500592697-[20] | 908321106 : SWGR,SMRT RMU OD,2LBS+1CB,13.8KV,400A | RMU | ROH | DF240510046 | Flashlight (LED T5) | 289 | 289 | 0 | 6100K013 | 1-1-1-1 | inventory | 2025-10-28 | DFE-LV |  | JD01-Jeddah Central Warehouse | 2025-07-30 | 2025-07-16 | 0
4500592697-[20] | 908321106 : SWGR,SMRT RMU OD,2LBS+1CB,13.8KV,400A | RMU | ROH | DF205040961 | Plastic buckle M4.5*10 | 2601 | 2601 | 0 | 6100K013 | 1-1-1-1 | inventory | 2025-10-28 | SEP |  | JD01-Jeddah Central Warehouse | 2025-07-30 | 2025-07-16 | 0
4500592697-[20] | 908321106 : SWGR,SMRT RMU OD,2LBS+1CB,13.8KV,400A | RMU | ROH | DF205040961 | M4.5*10 Plastic rivets ABS plastic | 2673 | 2673 | 0 | free_stock | R52-A-1-MVBM_SEP | inventory | 2025-10-28 | Outer Enclosure |  | JD01-Jeddah Central Warehouse | 2025-07-30 | 2025-07-16 | 0
4500592697-[20] | 908321106 : SWGR,SMRT RMU OD,2LBS+1CB,13.8KV,400A | RMU | ROH | DF240510061 | Relay (RXM2LB2BD) Including base and buckle | 867 | 867 | 0 | 6100K013 | 1-1-1-1 | inventory | 2025-10-28 | DFE-LV |  | JD01-Jeddah Central Warehouse | 2025-07-30 | 2025-07-16 | 0
4500592697-[20] | 908321106 : SWGR,SMRT RMU OD,2LBS+1CB,13.8KV,400A | RMU | ROH | DF240510060 | Relay (RXM4AB2BD) Including base and buckle | 289 | 289 | 0 | 6100K013 | 1-1-1-1 | inventory | 2025-10-28 | DFE-LV |  | JD01-Jeddah Central Warehouse | 2025-07-30 | 2025-07-16 | 0
4500592697-[20] | 908321106 : SWGR,SMRT RMU OD,2LBS+1CB,13.8KV,400A | RMU | ROH | DF205041496 | Sealing Strip 2018EVA EPDM (thickness 3mm width 10mm) | 3950.1 | 3950.1 | 0 | free_stock | 1-1-1-1 | inventory | 2025-10-28 | Outer Enclosure |  | JD01-Jeddah Central Warehouse | 2025-07-30 | 2025-07-16 | 0
4500592697-[20] | 908321106 : SWGR,SMRT RMU OD,2LBS+1CB,13.8KV,400A | RMU | ROH | DF205041496 | Sealing strip (2018EVA) | 6242.4 | 4756.9 | 1485.5 | 6100K013 | 1-1-1-1 | inventory | 2025-10-28 | SEP |  | JD01-Jeddah Central Warehouse | 2025-07-30 | 2025-07-16 | 0
4500592697-[20] | 908321106 : SWGR,SMRT RMU OD,2LBS+1CB,13.8KV,400A | RMU | ROH | DF205041496 | Sealing strip (2018EVA) | 1485.5 | 1485.5 | 0 | free_stock | 1-1-1-1 | inventory | 2025-10-28 | SEP |  | JD01-Jeddah Central Warehouse | 2025-07-30 | 2025-07-16 | 0
4500592697-[20] | 908321106 : SWGR,SMRT RMU OD,2LBS+1CB,13.8KV,400A | RMU | ROH | DF240510047 | Socket (13A/60HZ) | 289 | 289 | 0 | 6100K013 | 1-1-1-1 | inventory | 2025-10-28 | DFE-LV |  | JD01-Jeddah Central Warehouse | 2025-07-30 | 2025-07-16 | 0
4500592697-[20] | 908321106 : SWGR,SMRT RMU OD,2LBS+1CB,13.8KV,400A | RMU | ROH | DF241128001 | Spring Washer φ4 | 578 | 578 | 0 | 6100K013 | R61-G-1-KDP2_SEP | inventory | 2025-10-28 | DFE-LV |  | JD01-Jeddah Central Warehouse | 2025-07-30 | 2025-07-16 | 0
4500592697-[20] | 908321106 : SWGR,SMRT RMU OD,2LBS+1CB,13.8KV,400A | RMU | ROH | 205046790 | φ10 spring washer Stainless steel | 2376 | 2376 | 0 | 6100K013 | 1-1-1-1 | inventory | 2025-10-28 | Outer Enclosure |  | JD01-Jeddah Central Warehouse | 2025-07-30 | 2025-07-16 | 0
4500592697-[20] | 908321106 : SWGR,SMRT RMU OD,2LBS+1CB,13.8KV,400A | RMU | ROH | DF211001964 | φ10-30 large flat pad Stainless steel | 2376 | 2376 | 0 | 6100K013 | 1-1-1-1 | inventory | 2025-10-28 | Outer Enclosure |  | JD01-Jeddah Central Warehouse | 2025-07-30 | 2025-07-16 | 0
4500592697-[20] | 908321106 : SWGR,SMRT RMU OD,2LBS+1CB,13.8KV,400A | RMU | ROH | 205042612 | φ3.2*16 Cotter pin Stainless steel | 297 | 297 | 0 | 6100K013 | 1-1-1-1 | inventory | 2025-10-28 | Outer Enclosure |  | JD01-Jeddah Central Warehouse | 2025-07-30 | 2025-07-16 | 0
4500592697-[20] | 908321106 : SWGR,SMRT RMU OD,2LBS+1CB,13.8KV,400A | RMU | ROH | 205042517 | ø4 Flat pad Stainless steel | 3564 | 3564 | 0 | 6100K013 | R40-I-1-K013_SEP | inventory | 2025-10-28 | Outer Enclosure |  | JD01-Jeddah Central Warehouse | 2025-07-30 | 2025-07-16 | 0
4500592697-[20] | 908321106 : SWGR,SMRT RMU OD,2LBS+1CB,13.8KV,400A | RMU | ROH | 205042515 | φ4 Spring washer Stainless steel | 3564 | 3564 | 0 | 6100K013 | R40-I-1-K013_SEP | inventory | 2025-10-28 | Outer Enclosure |  | JD01-Jeddah Central Warehouse | 2025-07-30 | 2025-07-16 | 0
4500592697-[20] | 908321106 : SWGR,SMRT RMU OD,2LBS+1CB,13.8KV,400A | RMU | ROH | DF205040971 | φ4*12 Waterproof blind rivets Stainless steel | 9504 | 9504 | 0 | 6100K013 | 1-1-1-1 | inventory | 2025-10-28 | Outer Enclosure |  | JD01-Jeddah Central Warehouse | 2025-07-30 | 2025-07-16 | 0
4500592697-[20] | 908321106 : SWGR,SMRT RMU OD,2LBS+1CB,13.8KV,400A | RMU | ROH | 211001963 | Large Flat Washer φ6-18 | 6069 | 6069 | 0 | 6100K013 | 1-1-1-1 | inventory | 2025-10-28 | DFE-LV |  | JD01-Jeddah Central Warehouse | 2025-07-30 | 2025-07-16 | 0
4500592697-[20] | 908321106 : SWGR,SMRT RMU OD,2LBS+1CB,13.8KV,400A | RMU | ROH | 211001963 | Large Flat Washer φ6-18 | 6647 | 6647 | 0 | 6100K013 | R55-Q-1-K013_SEP | inventory | 2025-10-28 | SEP |  | JD01-Jeddah Central Warehouse | 2025-07-30 | 2025-07-16 | 0
4500592697-[20] | 908321106 : SWGR,SMRT RMU OD,2LBS+1CB,13.8KV,400A | RMU | ROH | 211001963 | φ6-18 Large flat pad Stainless steel | 15741 | 15741 | 0 | 6100K013 | 1-1-1-1 | inventory | 2025-10-28 | Outer Enclosure |  | JD01-Jeddah Central Warehouse | 2025-07-30 | 2025-07-16 | 0
4500592697-[20] | 908321106 : SWGR,SMRT RMU OD,2LBS+1CB,13.8KV,400A | RMU | ROH | DF205040982 | φ6.4*10.5 Seahorse rivets Stainless steel (SS/HFIX0813) | 16038 | 16038 | 0 | 6100K013 | 1-1-1-1 | inventory | 2025-10-28 | Outer Enclosure |  | JD01-Jeddah Central Warehouse | 2025-07-30 | 2025-07-16 | 0
4500592697-[20] | 908321106 : SWGR,SMRT RMU OD,2LBS+1CB,13.8KV,400A | RMU | ROH | DF205040983 | φ6.4*16.5 Countersunk Seahorse blind rivets Stainless steel | 1188 | 1188 | 0 | 6100K013 | 1-1-1-1 | inventory | 2025-10-28 | Outer Enclosure |  | JD01-Jeddah Central Warehouse | 2025-07-30 | 2025-07-16 | 0
4500592697-[20] | 908321106 : SWGR,SMRT RMU OD,2LBS+1CB,13.8KV,400A | RMU | ROH | 205036418 | Flat Washer φ8 | 289 | 289 | 0 | 6100K013 | 1-1-1-1 | inventory | 2025-10-28 | SEP |  | JD01-Jeddah Central Warehouse | 2025-07-30 | 2025-07-16 | 0
4500592697-[20] | 908321106 : SWGR,SMRT RMU OD,2LBS+1CB,13.8KV,400A | RMU | ROH | 205038987 | Spring Washer φ8 | 289 | 289 | 0 | 6100K013 | R55-I-1-K013_SEP | inventory | 2025-10-28 | SEP |  | JD01-Jeddah Central Warehouse | 2025-07-30 | 2025-07-16 | 0
4500592697-[20] | 908321106 : SWGR,SMRT RMU OD,2LBS+1CB,13.8KV,400A | RMU | ROH | SEP10160 | TRAFFOLYTE, BLACK/WHITE/WHITE - BLACK/TRAFFOLYTE | 144.5 | 80.5 | 64 | free_stock | 1-1-1-1 | inventory | 2025-10-28 | SEP |  | JD01-Jeddah Central Warehouse | 2025-07-30 | 2025-07-16 | 0
4500592697-[20] | 908321106 : SWGR,SMRT RMU OD,2LBS+1CB,13.8KV,400A | RMU | ROH | SEP10160 | TRAFFOLYTE, BLACK/WHITE/WHITE - BLACK/TRAFFOLYTE | 64 | 64 | 0 | free_stock | R14-A-1-MVBM_SEP | inventory | 2025-10-28 | SEP |  | JD01-Jeddah Central Warehouse | 2025-07-30 | 2025-07-16 | 0
4500595095-[10] | 908321106 : SWGR,SMRT RMU OD,2LBS+1CB,13.8KV,400A | RMU | ROH | DF240612121 | Cold pressed terminal tube type VE1510 (RED) | 44800 | 44800 | 0 | 6100K013 | 1-1-1-1 | inventory | 2025-10-28 | DFE-LV |  | GZ01-Gizan Warehouse | 2025-07-30 | 2025-07-16 | 0
4500595095-[10] | 908321106 : SWGR,SMRT RMU OD,2LBS+1CB,13.8KV,400A | RMU | ROH | DF241207001 | Cross groove pan head combination screw M4*20 | 1980 | 1980 | 0 | 6100K013 | BOX60-1-1-K013_SEP | inventory | 2025-10-28 | DFE-Gas Tank |  | GZ01-Gizan Warehouse | 2025-07-30 | 2025-07-16 | 0
4500595095-[10] | 908321106 : SWGR,SMRT RMU OD,2LBS+1CB,13.8KV,400A | RMU | ROH | 205041917 | Flat Washer φ10 | 3520 | 2653 | 867 | 6100K013 | BOX92-1-1-K013_SEP | consumption | 2025-10-13 | DFE-Gas Tank |  | GZ01-Gizan Warehouse | 2025-07-30 | 2025-07-16 | 0 | [5 empty] | Work in Process Pick | 8070457
4500595095-[10] | 908321106 : SWGR,SMRT RMU OD,2LBS+1CB,13.8KV,400A | RMU | ROH | 205041917 | Flat Washer φ10 | 867 | 867 | 0 | 6100KDP02 | BOX42-1-1-K013_SEP | consumption | 2025-10-13 | DFE-Gas Tank |  | GZ01-Gizan Warehouse | 2025-07-30 | 2025-07-16 | 0 | [5 empty] | Project Transfer | 8080555
4500595095-[10] | 908321106 : SWGR,SMRT RMU OD,2LBS+1CB,13.8KV,400A | RMU | ROH | 205041917 | Flat Washer φ10 | 7840 | 1338 | 6502 | 6100KDP02 | BOX42-1-1-K013_SEP | consumption | 2025-10-13 | SEP |  | GZ01-Gizan Warehouse | 2025-07-30 | 2025-07-16 | 0 | [5 empty] | Project Transfer | 8080555
4500595095-[10] | 908321106 : SWGR,SMRT RMU OD,2LBS+1CB,13.8KV,400A | RMU | ROH | 205041917 | Flat Washer φ10 | 6502 | 5760 | 742 | 6100K013 | 1-1-1-1 | consumption | 2025-09-21 | SEP |  | GZ01-Gizan Warehouse | 2025-07-30 | 2025-07-16 | 0 | [5 empty] | Work in Process Material Issue | 7452511
4500595095-[10] | 908321106 : SWGR,SMRT RMU OD,2LBS+1CB,13.8KV,400A | RMU | ROH | 205041917 | Flat Washer φ10 | 742 | 742 | 0 | 6100K013 | BOX92-1-1-K013_SEP | consumption | 2025-10-25 | SEP |  | GZ01-Gizan Warehouse | 2025-07-30 | 2025-07-16 | 0 | [5 empty] | Work in Process Pick | 8304641
4500595095-[10] | 908321106 : SWGR,SMRT RMU OD,2LBS+1CB,13.8KV,400A | RMU | ROH | 205041926 | Hex Nut M10 | 5600 | 5600 | 0 | 6100K013 | 1-1-1-1 | inventory | 2025-10-28 | SEP |  | GZ01-Gizan Warehouse | 2025-07-30 | 2025-07-16 | 0
4500595095-[10] | 908321106 : SWGR,SMRT RMU OD,2LBS+1CB,13.8KV,400A | RMU | ROH | 205041926 | Hex Nut M10 | 7700 | 7414 | 286 | 6100K013 | R55-P-1-K013_SEP | inventory | 2025-10-28 | DFE-Gas Tank |  | GZ01-Gizan Warehouse | 2025-07-30 | 2025-07-16 | 0
4500595095-[10] | 908321106 : SWGR,SMRT RMU OD,2LBS+1CB,13.8KV,400A | RMU | ROH | 205041926 | Hex Nut M10 | 286 | 286 | 0 | 6100K013 | R41-A-1-K013_SEP | inventory | 2025-10-28 | DFE-Gas Tank |  | GZ01-Gizan Warehouse | 2025-07-30 | 2025-07-16 | 0
4500595095-[10] | 908321106 : SWGR,SMRT RMU OD,2LBS+1CB,13.8KV,400A | RMU | ROH | DF241115003 | Hex Bolt M10*25 | 440 | 440 | 0 | free_stock | R66-F-1-RMU/\-BULK_SEP | inventory | 2025-10-28 | DFE-Gas Tank |  | GZ01-Gizan Warehouse | 2025-07-30 | 2025-07-16 | 0
4500595095-[10] | 908321106 : SWGR,SMRT RMU OD,2LBS+1CB,13.8KV,400A | RMU | ROH | DF241115002 | Hexagonal head combination bolt M10*25 | 1320 | 1320 | 0 | 6100K013 | 1-1-1-1 | inventory | 2025-10-28 | DFE-Gas Tank |  | GZ01-Gizan Warehouse | 2025-07-30 | 2025-07-16 | 0
4500595095-[10] | 908321106 : SWGR,SMRT RMU OD,2LBS+1CB,13.8KV,400A | RMU | ROH | DF240510037 | Hinge (CL230-HL017) | 1120 | 1120 | 0 | 6100K013 | 1-1-1-1 | inventory | 2025-10-28 | DFE-LV |  | GZ01-Gizan Warehouse | 2025-07-30 | 2025-07-16 | 0
4500595095-[10] | 908321106 : SWGR,SMRT RMU OD,2LBS+1CB,13.8KV,400A | RMU | ROH | DF241126015 | OTTA6-T-P/P marking strip (11)ZB10 LGS:11(1053014:0001) | 560 | 560 | 0 | 6100K013 | 1-1-1-1 | inventory | 2025-10-28 | DFE-LV |  | GZ01-Gizan Warehouse | 2025-07-30 | 2025-07-16 | 0
4500595095-[10] | 908321106 : SWGR,SMRT RMU OD,2LBS+1CB,13.8KV,400A | RMU | ROH | DF241126011 | Phoenix Terminal Center Bridge EB 2-OTTA 6(0790608) | 840 | 840 | 0 | 6100K013 | 1-1-1-1 | inventory | 2025-10-28 | DFE-LV |  | GZ01-Gizan Warehouse | 2025-07-30 | 2025-07-16 | 0
4500595095-[10] | 908321106 : SWGR,SMRT RMU OD,2LBS+1CB,13.8KV,400A | RMU | ROH | DF241126012 | Phoenix Terminal Center Bridge EB 4-OTTA 6(0326049) | 280 | 280 | 0 | 6100K013 | 1-1-1-1 | inventory | 2025-10-28 | DFE-LV |  | GZ01-Gizan Warehouse | 2025-07-30 | 2025-07-16 | 0
4500595095-[10] | 908321106 : SWGR,SMRT RMU OD,2LBS+1CB,13.8KV,400A | RMU | ROH | DF240612109 | Pre insulated terminal O-type HRV1.25-8 (RED) | 1320 | 1320 | 0 | 6100K013 | BOX12-1-1-K013_SEP | inventory | 2025-10-28 | DFE-Gas Tank |  | GZ01-Gizan Warehouse | 2025-07-30 | 2025-07-16 | 0
4500595095-[10] | 908321106 : SWGR,SMRT RMU OD,2LBS+1CB,13.8KV,400A | RMU | ROH | DF240510010 | Rivet Nut M6*15 | 3080 | 3080 | 0 | 6100K013 | R54-Q-1-K013_SEP | inventory | 2025-10-28 | DFE-LV |  | GZ01-Gizan Warehouse | 2025-07-30 | 2025-07-16 | 0
4500595095-[10] | 908321106 : SWGR,SMRT RMU OD,2LBS+1CB,13.8KV,400A | RMU | ROH | DF240510010 | Rivet Nut M6*15 | 8120 | 8120 | 0 | 6100K013 | 1-1-1-1 | inventory | 2025-10-28 | SEP |  | GZ01-Gizan Warehouse | 2025-07-30 | 2025-07-16 | 0
4500595095-[10] | 908321106 : SWGR,SMRT RMU OD,2LBS+1CB,13.8KV,400A | RMU | ROH | 205041912 | Spring Washer φ10 | 3920 | 3920 | 0 | 6100K013 | R55-I-1-K013_SEP | inventory | 2025-10-28 | SEP |  | GZ01-Gizan Warehouse | 2025-07-30 | 2025-07-16 | 0
4500595095-[10] | 908321106 : SWGR,SMRT RMU OD,2LBS+1CB,13.8KV,400A | RMU | ROH | 205041912 | Spring Washer φ10 | 9020 | 9020 | 0 | 6100K013 | 1-1-1-1 | inventory | 2025-10-28 | DFE-Gas Tank |  | GZ01-Gizan Warehouse | 2025-07-30 | 2025-07-16 | 0
4500595095-[10] | 908321106 : SWGR,SMRT RMU OD,2LBS+1CB,13.8KV,400A | RMU | ROH | DF241126013 | Tie strap (black) 5*200 | 7000 | 7000 | 0 | 6100K013 | 1-1-1-1 | inventory | 2025-10-28 | DFE-LV |  | GZ01-Gizan Warehouse | 2025-07-30 | 2025-07-16 | 0
4500595095-[10] | 908321106 : SWGR,SMRT RMU OD,2LBS+1CB,13.8KV,400A | RMU | ROH | DF241126016 | UK2.5B Center Connection Bar (3 connections)FBI 10-3(0203250) | 280 | 280 | 0 | 6100K013 | 1-1-1-1 | inventory | 2025-10-28 | DFE-LV |  | GZ01-Gizan Warehouse | 2025-07-30 | 2025-07-16 | 0
4500595095-[10] | 908321106 : SWGR,SMRT RMU OD,2LBS+1CB,13.8KV,400A | RMU | ROH | DF241126017 | UK2.5B Center Connection Bar (5 connections)FBI 10-5(0203250) | 280 | 280 | 0 | 6100K013 | 1-1-1-1 | inventory | 2025-10-28 | DFE-LV |  | GZ01-Gizan Warehouse | 2025-07-30 | 2025-07-16 | 0
4500595095-[10] | 908321106 : SWGR,SMRT RMU OD,2LBS+1CB,13.8KV,400A | RMU | ROH | DF241126018 | UK2.5B Center Connection Bar (8 connections)FBI 10-8(0203250) | 280 | 280 | 0 | 6100K013 | 1-1-1-1 | inventory | 2025-10-28 | DFE-LV |  | GZ01-Gizan Warehouse | 2025-07-30 | 2025-07-16 | 0
4500595095-[10] | 908321106 : SWGR,SMRT RMU OD,2LBS+1CB,13.8KV,400A | RMU | ROH | DF241118008 | Transfer switch | 280 | 280 | 0 | 6100K013 | 1-1-1-1 | inventory | 2025-10-28 | DFE-LV |  | GZ01-Gizan Warehouse | 2025-07-30 | 2025-07-16 | 0
4500595095-[10] | 908321106 : SWGR,SMRT RMU OD,2LBS+1CB,13.8KV,400A | RMU | ROH | 5DF.0818.0004 | 17.5kV Killer Switch | 220 | 220 | 0 | 6100K013 | 1-1-1-1 | inventory | 2025-10-28 | DFE-Gas Tank |  | GZ01-Gizan Warehouse | 2025-07-30 | 2025-07-16 | 0
4500595095-[10] | 908321106 : SWGR,SMRT RMU OD,2LBS+1CB,13.8KV,400A | RMU | ROH | 6GDEP.198.025 | 198 Bushing | 1320 | 1320 | 0 | 6100K013 | 1-1-1-1 | inventory | 2025-10-28 | DFE-Gas Tank |  | GZ01-Gizan Warehouse | 2025-07-30 | 2025-07-16 | 0
4500595095-[10] | 908321106 : SWGR,SMRT RMU OD,2LBS+1CB,13.8KV,400A | RMU | ROH | 6GDEP.220.012 | 220 Bushing | 1320 | 1320 | 0 | 6100K013 | 1-1-1-1 | inventory | 2025-10-28 | DFE-Gas Tank |  | GZ01-Gizan Warehouse | 2025-07-30 | 2025-07-16 | 0
4500595095-[10] | 908321106 : SWGR,SMRT RMU OD,2LBS+1CB,13.8KV,400A | RMU | ROH | 6GDEP.247.011 | 247 Bushing | 660 | 660 | 0 | 6100K013 | 1-1-1-1 | inventory | 2025-10-28 | DFE-Gas Tank |  | GZ01-Gizan Warehouse | 2025-07-30 | 2025-07-16 | 0
4500595095-[10] | 908321106 : SWGR,SMRT RMU OD,2LBS+1CB,13.8KV,400A | RMU | ROH | DF240612006 | Wrapped tube (black) φ8 | 4200 | 4200 | 0 | 6100K013 | 1-1-1-1 | inventory | 2025-10-28 | DFE-LV |  | GZ01-Gizan Warehouse | 2025-07-30 | 2025-07-16 | 0
4500595095-[10] | 908321106 : SWGR,SMRT RMU OD,2LBS+1CB,13.8KV,400A | RMU | ROH | 5DF.0816.0028 | Assemble Circuit Breaker Dynamic Seal | 220 | 220 | 0 | 6100K013 | 1-1-1-1 | inventory | 2025-10-28 | DFE-Gas Tank |  | GZ01-Gizan Warehouse | 2025-07-30 | 2025-07-16 | 0
4500595095-[10] | 908321106 : SWGR,SMRT RMU OD,2LBS+1CB,13.8KV,400A | RMU | ROH | DF240603031 | Black rubber gasket (φ6-12 2mm) | 5040 | 5040 | 0 | 6100K013 | R54-G-1-K013_SEP | inventory | 2025-10-28 | SEP |  | GZ01-Gizan Warehouse | 2025-07-30 | 2025-07-16 | 0
4500595095-[10] | 908321106 : SWGR,SMRT RMU OD,2LBS+1CB,13.8KV,400A | RMU | ROH | DF240603003 | Blind Rivet (φ3.2*7) | 560 | 560 | 0 | 6100K013 | PLT1-1-1-K013_SEP | inventory | 2025-10-28 | DFE-LV |  | GZ01-Gizan Warehouse | 2025-07-30 | 2025-07-16 | 0
4500595095-[10] | 908321106 : SWGR,SMRT RMU OD,2LBS+1CB,13.8KV,400A | RMU | ROH | DF209001751 | Buckle A104 Stainless Steel Single hole φ12 | 800 | 800 | 0 | 6100K013 | R65-H-1-K013_SEP | inventory | 2025-10-28 | Outer Enclosure |  | GZ01-Gizan Warehouse | 2025-07-30 | 2025-07-16 | 0
4500595095-[10] | 908321106 : SWGR,SMRT RMU OD,2LBS+1CB,13.8KV,400A | RMU | ROH | 5ST.0818.0002 | Button protection cover | 2520 | 2520 | 0 | 6100K013 | BOX7-1-1-K013_SEP | inventory | 2025-10-28 | DFE-Consumables |  | GZ01-Gizan Warehouse | 2025-07-30 | 2025-07-16 | 0
4500595095-[10] | 908321106 : SWGR,SMRT RMU OD,2LBS+1CB,13.8KV,400A | RMU | ROH | 8DF-580-0046 | C-A Phase Bus | 440 | 440 | 0 | 6100K013 | 1-1-1-1 | inventory | 2025-10-28 | DFE-Gas Tank |  | GZ01-Gizan Warehouse | 2025-07-30 | 2025-07-16 | 0
4500595095-[10] | 908321106 : SWGR,SMRT RMU OD,2LBS+1CB,13.8KV,400A | RMU | ROH | 8DF-580-0047 | C-A Phase Grounding Bar | 440 | 440 | 0 | 6100K013 | 1-1-1-1 | inventory | 2025-10-28 | DFE-Gas Tank |  | GZ01-Gizan Warehouse | 2025-07-30 | 2025-07-16 | 0
4500595095-[10] | 908321106 : SWGR,SMRT RMU OD,2LBS+1CB,13.8KV,400A | RMU | ROH | 8DF-580-0048 | C-B Phase Bus | 440 | 440 | 0 | 6100K013 | 1-1-1-1 | inventory | 2025-10-28 | DFE-Gas Tank |  | GZ01-Gizan Warehouse | 2025-07-30 | 2025-07-16 | 0
4500595095-[10] | 908321106 : SWGR,SMRT RMU OD,2LBS+1CB,13.8KV,400A | RMU | ROH | 8DF-580-0049 | C-B Phase Grounding Bar | 440 | 440 | 0 | 6100K013 | 1-1-1-1 | inventory | 2025-10-28 | DFE-Gas Tank |  | GZ01-Gizan Warehouse | 2025-07-30 | 2025-07-16 | 0
4500595095-[10] | 908321106 : SWGR,SMRT RMU OD,2LBS+1CB,13.8KV,400A | RMU | ROH | 8DF-580-0050 | C-C Phase Bus | 440 | 440 | 0 | 6100K013 | 1-1-1-1 | inventory | 2025-10-28 | DFE-Gas Tank |  | GZ01-Gizan Warehouse | 2025-07-30 | 2025-07-16 | 0
4500595095-[10] | 908321106 : SWGR,SMRT RMU OD,2LBS+1CB,13.8KV,400A | RMU | ROH | 8DF-580-0051 | C-C Phase Grounding Bar | 440 | 440 | 0 | 6100K013 | 1-1-1-1 | inventory | 2025-10-28 | DFE-Gas Tank |  | GZ01-Gizan Warehouse | 2025-07-30 | 2025-07-16 | 0
4500595095-[10] | 908321106 : SWGR,SMRT RMU OD,2LBS+1CB,13.8KV,400A | RMU | ROH | DF240510022 | Wire harness (black)BVR-1.5mm² | 7280 | 7280 | 0 | 6100K013 | 1-1-1-1 | inventory | 2025-10-28 | DFE-LV |  | GZ01-Gizan Warehouse | 2025-07-30 | 2025-07-16 | 0
4500595095-[10] | 908321106 : SWGR,SMRT RMU OD,2LBS+1CB,13.8KV,400A | RMU | ROH | DF240510023 | Wire harness (black)BVR-2.5mm² | 840 | 840 | 0 | 6100K013 | 1-1-1-1 | inventory | 2025-10-28 | DFE-LV |  | GZ01-Gizan Warehouse | 2025-07-30 | 2025-07-16 | 0
4500595095-[10] | 908321106 : SWGR,SMRT RMU OD,2LBS+1CB,13.8KV,400A | RMU | ROH | DF240510024 | Wire harness (black)BVR-4.0mm² | 10080 | 10080 | 0 | 6100K013 | 1-1-1-1 | inventory | 2025-10-28 | DFE-LV |  | GZ01-Gizan Warehouse | 2025-07-30 | 2025-07-16 | 0
4500595095-[10] | 908321106 : SWGR,SMRT RMU OD,2LBS+1CB,13.8KV,400A | RMU | ROH | DF241126003 | Wire harness (Blue)BVR-1.5mm² | 16240 | 16240 | 0 | 6100K013 | 1-1-1-1 | inventory | 2025-10-28 | DFE-LV |  | GZ01-Gizan Warehouse | 2025-07-30 | 2025-07-16 | 0
4500595095-[10] | 908321106 : SWGR,SMRT RMU OD,2LBS+1CB,13.8KV,400A | RMU | ROH | DF250303002 | Wire harness (Blue)BVR-4.0mm² | 2240 | 2240 | 0 | free_stock | R19-J-1-K013_SEP | inventory | 2025-10-28 | DFE-LV |  | GZ01-Gizan Warehouse | 2025-07-30 | 2025-07-16 | 0
4500595095-[10] | 908321106 : SWGR,SMRT RMU OD,2LBS+1CB,13.8KV,400A | RMU | ROH | DF241126004 | Wire harness (grey)BVR-1.5mm² | 66080 | 66080 | 0 | 6100K013 | 1-1-1-1 | inventory | 2025-10-28 | DFE-LV |  | GZ01-Gizan Warehouse | 2025-07-30 | 2025-07-16 | 0
4500595095-[10] | 908321106 : SWGR,SMRT RMU OD,2LBS+1CB,13.8KV,400A | RMU | ROH | DF241126008 | Wire harness (grey)BVR-2.5mm² | 9240 | 9240 | 0 | 6100K013 | 1-1-1-1 | inventory | 2025-10-28 | DFE-LV |  | GZ01-Gizan Warehouse | 2025-07-30 | 2025-07-16 | 0
4500595095-[10] | 908321106 : SWGR,SMRT RMU OD,2LBS+1CB,13.8KV,400A | RMU | ROH | DF241126001 | Wire harness (Red)BVR-1.5mm² | 2520 | 2520 | 0 | 6100K013 | 1-1-1-1 | inventory | 2025-10-28 | DFE-LV |  | GZ01-Gizan Warehouse | 2025-07-30 | 2025-07-16 | 0
4500595095-[10] | 908321106 : SWGR,SMRT RMU OD,2LBS+1CB,13.8KV,400A | RMU | ROH | DF241126005 | Wire harness (Red)BVR-2.5mm² | 840 | 840 | 0 | 6100K013 | 1-1-1-1 | inventory | 2025-10-28 | DFE-LV |  | GZ01-Gizan Warehouse | 2025-07-30 | 2025-07-16 | 0
4500595095-[10] | 908321106 : SWGR,SMRT RMU OD,2LBS+1CB,13.8KV,400A | RMU | ROH | DF241126009 | Wire harness (Red)BVR-4.0mm² | 3640 | 3640 | 0 | 6100K013 | 1-1-1-1 | inventory | 2025-10-28 | DFE-LV |  | GZ01-Gizan Warehouse | 2025-07-30 | 2025-07-16 | 0
4500595095-[10] | 908321106 : SWGR,SMRT RMU OD,2LBS+1CB,13.8KV,400A | RMU | ROH | DF241126002 | Wire harness (Yellow)BVR-1.5mm² | 2520 | 2520 | 0 | 6100K013 | 1-1-1-1 | inventory | 2025-10-28 | DFE-LV |  | GZ01-Gizan Warehouse | 2025-07-30 | 2025-07-16 | 0
4500595095-[10] | 908321106 : SWGR,SMRT RMU OD,2LBS+1CB,13.8KV,400A | RMU | ROH | DF250303001 | Wire harness (Yellow)BVR-4.0mm² | 2240 | 2240 | 0 | 6100K013 | 1-1-1-1 | inventory | 2025-10-28 | DFE-LV |  | GZ01-Gizan Warehouse | 2025-07-30 | 2025-07-16 | 0
4500595095-[10] | 908321106 : SWGR,SMRT RMU OD,2LBS+1CB,13.8KV,400A | RMU | ROH | DF240510039 | CT+ECT (75A/1A+75A/225mV) | 840 | 840 | 0 | 6100K013 | INC-1-1-K013_SEP | inventory | 2025-10-28 | SEP |  | GZ01-Gizan Warehouse | 2025-07-30 | 2025-07-16 | 0
4500595095-[10] | 908321106 : SWGR,SMRT RMU OD,2LBS+1CB,13.8KV,400A | RMU | HALB | 8DF.0818.0006 | CV Bonding Bar M410 | 660 | 660 | 0 | 6100K013 | 1-1-1-1 | inventory | 2025-10-28 | DFE-Gas Tank |  | GZ01-Gizan Warehouse | 2025-07-30 | 2025-07-16 | 0
4500595095-[10] | 908321106 : SWGR,SMRT RMU OD,2LBS+1CB,13.8KV,400A | RMU | ROH | 8DF.0815.0153 | CVC Common Enclosure Bottom Bar | 440 | 440 | 0 | 6100K013 | 1-1-1-1 | inventory | 2025-10-28 | DFE-Gas Tank |  | GZ01-Gizan Warehouse | 2025-07-30 | 2025-07-16 | 0
4500595095-[10] | 908321106 : SWGR,SMRT RMU OD,2LBS+1CB,13.8KV,400A | RMU | ROH | 8DF.0818.0001 | CVC Front Plate | 220 | 220 | 0 | 6100K013 | 1-1-1-1 | inventory | 2025-10-28 | DFE-Gas Tank |  | GZ01-Gizan Warehouse | 2025-07-30 | 2025-07-16 | 0
4500595095-[10] | 908321106 : SWGR,SMRT RMU OD,2LBS+1CB,13.8KV,400A | RMU | HALB | 5DF.0818.0001 | CVC Gas Tank assembly | 60 | 60 | 0 | 6100K013 | 1-1-1-1 | inventory | 2025-10-28 | SEP |  | GZ01-Gizan Warehouse | 2025-07-30 | 2025-07-16 | 0
4500595095-[10] | 908321106 : SWGR,SMRT RMU OD,2LBS+1CB,13.8KV,400A | RMU | ROH | 8DF.0818.0003 | CVC Rear Plate | 220 | 220 | 0 | 6100K013 | 1-1-1-1 | inventory | 2025-10-28 | DFE-Gas Tank |  | GZ01-Gizan Warehouse | 2025-07-30 | 2025-07-16 | 0
4500595095-[10] | 908321106 : SWGR,SMRT RMU OD,2LBS+1CB,13.8KV,400A | RMU | ROH | 8DF.0818.0002 | CVC Side Plate | 440 | 440 | 0 | 6100K013 | 1-1-1-1 | inventory | 2025-10-28 | DFE-Gas Tank |  | GZ01-Gizan Warehouse | 2025-07-30 | 2025-07-16 | 0
4500595095-[10] | 908321106 : SWGR,SMRT RMU OD,2LBS+1CB,13.8KV,400A | RMU | ROH | 8DF-217-0004 | Cable door guide sleeve | 1680 | 1680 | 0 | 6100K013 | 1-1-1-1 | inventory | 2025-10-28 | SEP |  | GZ01-Gizan Warehouse | 2025-07-30 | 2025-07-16 | 0
4500595095-[10] | 908321106 : SWGR,SMRT RMU OD,2LBS+1CB,13.8KV,400A | RMU | ROH | 8DF.0818.1093 | Cable room insulation board 1 | 1680 | 1680 | 0 | 6100K013 | BOX3-1-1-K013_SEP | inventory | 2025-10-28 | DFE-Consumables |  | GZ01-Gizan Warehouse | 2025-07-30 | 2025-07-16 | 0
4500595095-[10] | 908321106 : SWGR,SMRT RMU OD,2LBS+1CB,13.8KV,400A | RMU | ROH | DF240603045 | Charge indicator (DXN-T-FD/17.5) | 840 | 786 | 54 | 6100K013 | 1-1-1-1 | inventory | 2025-10-28 | DFE-Consumables |  | GZ01-Gizan Warehouse | 2025-07-30 | 2025-07-16 | 0
4500595095-[10] | 908321106 : SWGR,SMRT RMU OD,2LBS+1CB,13.8KV,400A | RMU | ROH | DF240603045 | Charge indicator (DXN-T-FD/17.5) | 54 | 54 | 0 | 6100KDP02 | BOX42-1-1-K013_SEP | inventory | 2025-10-28 | DFE-Consumables |  | GZ01-Gizan Warehouse | 2025-07-30 | 2025-07-16 | 0
4500595095-[10] | 908321106 : SWGR,SMRT RMU OD,2LBS+1CB,13.8KV,400A | RMU | ROH | 8DF.0818.1049 | Circuit Breaker Indicator | 220 | 220 | 0 | 6100K013 | 1-1-1-1 | inventory | 2025-10-28 | DFE-Gas Tank |  | GZ01-Gizan Warehouse | 2025-07-30 | 2025-07-16 | 0
4500595095-[10] | 908321106 : SWGR,SMRT RMU OD,2LBS+1CB,13.8KV,400A | RMU | ROH | 5DF.0815.0201 | Circuit Breaker Mechanism | 220 | 220 | 0 | 6100K013 | 1-1-1-1 | inventory | 2025-10-28 | DFE-Gas Tank |  | GZ01-Gizan Warehouse | 2025-07-30 | 2025-07-16 | 0
4500595095-[10] | 908321106 : SWGR,SMRT RMU OD,2LBS+1CB,13.8KV,400A | RMU | ROH | DF240424003 | Circuit Breaker Mechanism Mechanical Interlocking | 220 | 220 | 0 | 6100K013 | 1-1-1-1 | inventory | 2025-10-28 | DFE-Gas Tank |  | GZ01-Gizan Warehouse | 2025-07-30 | 2025-07-16 | 0
4500595095-[10] | 908321106 : SWGR,SMRT RMU OD,2LBS+1CB,13.8KV,400A | RMU | ROH | DF240424004 | Circuit Breaker Mechanism Mounting Assembly | 220 | 220 | 0 | 6100K013 | 1-1-1-1 | inventory | 2025-10-28 | DFE-Gas Tank |  | GZ01-Gizan Warehouse | 2025-07-30 | 2025-07-16 | 0
4500595095-[10] | 908321106 : SWGR,SMRT RMU OD,2LBS+1CB,13.8KV,400A | RMU | ROH | DF241118002 | Close button indicator light | 840 | 840 | 0 | 6100K013 | 1-1-1-1 | inventory | 2025-10-28 | DFE-LV |  | GZ01-Gizan Warehouse | 2025-07-30 | 2025-07-16 | 0
4500595095-[10] | 908321106 : SWGR,SMRT RMU OD,2LBS+1CB,13.8KV,400A | RMU | ROH | DF241126027 | Cold pressed terminal O-shaped RV1.25-4 (RED) | 2800 | 2800 | 0 | 6100K013 | BOX12-1-1-K013_SEP | inventory | 2025-10-28 | DFE-LV |  | GZ01-Gizan Warehouse | 2025-07-30 | 2025-07-16 | 0
4500595095-[10] | 908321106 : SWGR,SMRT RMU OD,2LBS+1CB,13.8KV,400A | RMU | ROH | DF240612124 | Cold pressed terminal U-shaped SV1.25-4 (RED) | 22400 | 22400 | 0 | 6100K013 | 1-1-1-1 | inventory | 2025-10-28 | DFE-LV |  | GZ01-Gizan Warehouse | 2025-07-30 | 2025-07-16 | 0
4500595095-[10] | 908321106 : SWGR,SMRT RMU OD,2LBS+1CB,13.8KV,400A | RMU | ROH | DF240612127 | Cold pressed terminal plug-in type FRD1.25-156 (RED) | 560 | 560 | 0 | 6100K013 | 1-1-1-1 | inventory | 2025-10-28 | DFE-LV |  | GZ01-Gizan Warehouse | 2025-07-30 | 2025-07-16 | 0
4500595095-[10] | 908321106 : SWGR,SMRT RMU OD,2LBS+1CB,13.8KV,400A | RMU | ROH | DF240612128 | Cold pressed terminal plug-in type MPD1.25-156 (RED) | 560 | 560 | 0 | 6100K013 | BOX12-1-1-K013_SEP | inventory | 2025-10-28 | DFE-LV |  | GZ01-Gizan Warehouse | 2025-07-30 | 2025-07-16 | 0
4500595095-[10] | 908321106 : SWGR,SMRT RMU OD,2LBS+1CB,13.8KV,400A | RMU | ROH | DF240612126 | Cold pressed terminal strip type DBV1.25-10 (RED) | 10640 | 10640 | 0 | 6100K013 | 1-1-1-1 | inventory | 2025-10-28 | DFE-LV |  | GZ01-Gizan Warehouse | 2025-07-30 | 2025-07-16 | 0
4500595095-[10] | 908321106 : SWGR,SMRT RMU OD,2LBS+1CB,13.8KV,400A | RMU | ROH | 8DF.0815.0157 | Common Enclosure Roof Bar | 660 | 660 | 0 | 6100K013 | 1-1-1-1 | inventory | 2025-10-28 | DFE-Gas Tank |  | GZ01-Gizan Warehouse | 2025-07-30 | 2025-07-16 | 0
4500595095-[10] | 908321106 : SWGR,SMRT RMU OD,2LBS+1CB,13.8KV,400A | RMU | ROH | 208004917 | Router (IR302) | 280 | 280 | 0 | 6100K013 | 1-1-1-1 | inventory | 2025-10-28 | DFE-LV |  | GZ01-Gizan Warehouse | 2025-07-30 | 2025-07-16 | 0
4500595095-[10] | 908321106 : SWGR,SMRT RMU OD,2LBS+1CB,13.8KV,400A | RMU | ROH | 8DF.0818.1292 | Copper sets | 560 | 560 | 0 | 6100K013 | R61-A-1-K013_SEP | inventory | 2025-10-28 | SEP |  | GZ01-Gizan Warehouse | 2025-07-30 | 2025-07-16 | 0
4500595095-[10] | 908321106 : SWGR,SMRT RMU OD,2LBS+1CB,13.8KV,400A | RMU | ROH | DF240424010 | Cross groove pan head combination screw M4*10 | 1120 | 942 | 178 | 6100K013 | 1-1-1-1 | inventory | 2025-10-28 | SEP |  | GZ01-Gizan Warehouse | 2025-07-30 | 2025-07-16 | 0
4500595095-[10] | 908321106 : SWGR,SMRT RMU OD,2LBS+1CB,13.8KV,400A | RMU | ROH | DF240424010 | Cross groove pan head combination screw M4*10 | 178 | 178 | 0 | 6100K013 | BOX42-1-1-K013_SEP | inventory | 2025-10-28 | SEP |  | GZ01-Gizan Warehouse | 2025-07-30 | 2025-07-16 | 0
4500595095-[10] | 908321106 : SWGR,SMRT RMU OD,2LBS+1CB,13.8KV,400A | RMU | ROH | DF240424010 | Cross groove pan head combination screw M4*10 | 1320 | 739 | 581 | 6100K013 | BOX42-1-1-K013_SEP | inventory | 2025-10-28 | DFE-Gas Tank |  | GZ01-Gizan Warehouse | 2025-07-30 | 2025-07-16 | 0
4500595095-[10] | 908321106 : SWGR,SMRT RMU OD,2LBS+1CB,13.8KV,400A | RMU | ROH | DF240424010 | Cross groove pan head combination screw M4*10 | 581 | 120 | 461 | 6100KDP02 | BOX1-1-1-K013_SEP | inventory | 2025-10-28 | DFE-Gas Tank |  | GZ01-Gizan Warehouse | 2025-07-30 | 2025-07-16 | 0
4500595095-[10] | 908321106 : SWGR,SMRT RMU OD,2LBS+1CB,13.8KV,400A | RMU | ROH | DF240424010 | Cross groove pan head combination screw M4*10 | 461 | 60 | 401 | 6100KDP02 | BOX6-1-1-K013_SEP | inventory | 2025-10-28 | DFE-Gas Tank |  | GZ01-Gizan Warehouse | 2025-07-30 | 2025-07-16 | 0
4500595095-[10] | 908321106 : SWGR,SMRT RMU OD,2LBS+1CB,13.8KV,400A | RMU | ROH | DF240424010 | Cross groove pan head combination screw M4*10 | 401 | 401 | 0 | 6100KDP02 | BOX42-1-1-K013_SEP | consumption | 2025-10-13 | DFE-Gas Tank |  | GZ01-Gizan Warehouse | 2025-07-30 | 2025-07-16 | 0 | [5 empty] | Project Transfer | 8080519
4500595095-[10] | 908321106 : SWGR,SMRT RMU OD,2LBS+1CB,13.8KV,400A | RMU | ROH | DF241124005 | Cross recessed pan head screw M3*12 | 1680 | 1680 | 0 | 6100K013 | 1-1-1-1 | consumption | 2025-10-16 | SEP |  | GZ01-Gizan Warehouse | 2025-07-30 | 2025-07-16 | 0 | [5 empty] | Work in Process Pick | 8151125
4500595095-[10] | 908321106 : SWGR,SMRT RMU OD,2LBS+1CB,13.8KV,400A | RMU | ROH | DF241124005 | Cross recessed pan head screw M3*12 | 2240 | 356 | 1884 | 6100K013 | 1-1-1-1 | consumption | 2025-10-16 | DFE-LV |  | GZ01-Gizan Warehouse | 2025-07-30 | 2025-07-16 | 0 | [5 empty] | Work in Process Pick | 8151125
4500595095-[10] | 908321106 : SWGR,SMRT RMU OD,2LBS+1CB,13.8KV,400A | RMU | ROH | DF241124005 | Cross recessed pan head screw M3*12 | 1884 | 1440 | 444 | 6100K013 | 1-1-1-1 | consumption | 2025-09-18 | DFE-LV |  | GZ01-Gizan Warehouse | 2025-07-30 | 2025-07-16 | 0 | [5 empty] | Work in Process Material Issue | 7408991
4500595095-[10] | 908321106 : SWGR,SMRT RMU OD,2LBS+1CB,13.8KV,400A | RMU | ROH | DF241124005 | Cross recessed pan head screw M3*12 | 444 | 444 | 0 | 6100K013 | 1-1-1-1 | consumption | 2025-09-18 | DFE-LV |  | GZ01-Gizan Warehouse | 2025-07-30 | 2025-07-16 | 0 | [5 empty] | Work in Process Material Issue | 7419937
4500595095-[10] | 908321106 : SWGR,SMRT RMU OD,2LBS+1CB,13.8KV,400A | RMU | ROH | DF240603008 | Cross recessed pan head screw M6*20 | 8400 | 8400 | 0 | 6100K013 | R55-I-1-K013_SEP | inventory | 2025-10-28 | SEP |  | GZ01-Gizan Warehouse | 2025-07-30 | 2025-07-16 | 0
4500595095-[10] | 908321106 : SWGR,SMRT RMU OD,2LBS+1CB,13.8KV,400A | RMU | ROH | DF240907004 | Cross recessed pan head screws M3*12 | 1600 | 1600 | 0 | 6100K013 | BOX12-1-1-K013_SEP | inventory | 2025-10-28 | Outer Enclosure |  | GZ01-Gizan Warehouse | 2025-07-30 | 2025-07-16 | 0
4500595095-[10] | 908321106 : SWGR,SMRT RMU OD,2LBS+1CB,13.8KV,400A | RMU | ROH | DF240510002 | Cross recessed pan head screw M4 * 12 | 2240 | 2168 | 72 | 6100K013 | PLT1-1-1-K013_SEP | inventory | 2025-10-28 | DFE-LV |  | GZ01-Gizan Warehouse | 2025-07-30 | 2025-07-16 | 0
4500595095-[10] | 908321106 : SWGR,SMRT RMU OD,2LBS+1CB,13.8KV,400A | RMU | ROH | DF240510002 | Cross recessed pan head screw M4 * 12 | 72 | 72 | 0 | 6100K013 | R40-J-1-K013_SEP | inventory | 2025-10-28 | DFE-LV |  | GZ01-Gizan Warehouse | 2025-07-30 | 2025-07-16 | 0
4500595095-[10] | 908321106 : SWGR,SMRT RMU OD,2LBS+1CB,13.8KV,400A | RMU | ROH | DF240510002 | Cross recessed pan head screw M4 * 12 | 2240 | 1968 | 272 | 6100K013 | R40-J-1-K013_SEP | inventory | 2025-10-28 | SEP |  | GZ01-Gizan Warehouse | 2025-07-30 | 2025-07-16 | 0
4500595095-[10] | 908321106 : SWGR,SMRT RMU OD,2LBS+1CB,13.8KV,400A | RMU | ROH | DF240510002 | Cross recessed pan head screw M4 * 12 | 272 | 272 | 0 | 6100K013 | 1-1-1-1 | inventory | 2025-10-28 | SEP |  | GZ01-Gizan Warehouse | 2025-07-30 | 2025-07-16 | 0
4500595095-[10] | 908321106 : SWGR,SMRT RMU OD,2LBS+1CB,13.8KV,400A | RMU | ROH | DF240510004 | Cross recessed pan head screw M4*16 | 1680 | 1680 | 0 | 6100K013 | 1-1-1-1 | inventory | 2025-10-28 | DFE-LV |  | GZ01-Gizan Warehouse | 2025-07-30 | 2025-07-16 | 0
4500595095-[10] | 908321106 : SWGR,SMRT RMU OD,2LBS+1CB,13.8KV,400A | RMU | ROH | DF240510005 | Cross recessed pan head screw M4*30 | 1120 | 1120 | 0 | 6100K013 | PLT1-1-1-K013_SEP | inventory | 2025-10-28 | DFE-LV |  | GZ01-Gizan Warehouse | 2025-07-30 | 2025-07-16 | 0
4500595095-[10] | 908321106 : SWGR,SMRT RMU OD,2LBS+1CB,13.8KV,400A | RMU | ROH | DF240103074 | M4*12 Cross recessed pan head triangular tooth self-tapping self-drilling screw galvanized | 800 | 800 | 0 | 6100K013 | 1-1-1-1 | inventory | 2025-10-28 | Outer Enclosure |  | GZ01-Gizan Warehouse | 2025-07-30 | 2025-07-16 | 0
4500595095-[10] | 908321106 : SWGR,SMRT RMU OD,2LBS+1CB,13.8KV,400A | RMU | ROH | DF240510001 | Cross recessed self-tapping locking screw M4*12 | 7840 | 7840 | 0 | 6100K013 | PLT1-1-1-K013_SEP | inventory | 2025-10-28 | DFE-LV |  | GZ01-Gizan Warehouse | 2025-07-30 | 2025-07-16 | 0
4500595095-[10] | 908321106 : SWGR,SMRT RMU OD,2LBS+1CB,13.8KV,400A | RMU | ROH | DF240603047 | M5 * 12 cross groove pan head triangular self tapping screw | 1600 | 1600 | 0 | 6100K013 | 1-1-1-1 | inventory | 2025-10-28 | Outer Enclosure |  | GZ01-Gizan Warehouse | 2025-07-30 | 2025-07-16 | 0
4500595095-[10] | 908321106 : SWGR,SMRT RMU OD,2LBS+1CB,13.8KV,400A | RMU | ROH | DF240603047 | Cross recessed self-tapping screw M5*12 | 10920 | 10920 | 0 | 6100K013 | R54-Q-1-K013_SEP | inventory | 2025-10-28 | SEP |  | GZ01-Gizan Warehouse | 2025-07-30 | 2025-07-16 | 0
4500595095-[10] | 908321106 : SWGR,SMRT RMU OD,2LBS+1CB,13.8KV,400A | RMU | ROH | DF240324001 | DF1725IED FRTU FOR Smart RMU（2L1T 3Way） with 32DI+8CO+9ECT+3EVT | 120 | 120 | 0 | 6100K013 | 1-1-1-1 | inventory | 2025-10-28 | RTU |  | GZ01-Gizan Warehouse | 2025-07-30 | 2025-07-16 | 0
4500595095-[10] | 908321106 : SWGR,SMRT RMU OD,2LBS+1CB,13.8KV,400A | RMU | ROH | DF240324001 | RTU (DF1725IED) | 280 | 280 | 0 | 6100K013 | 1-1-1-1 | inventory | 2025-10-28 | SEP |  | GZ01-Gizan Warehouse | 2025-07-30 | 2025-07-16 | 0
4500595095-[10] | 908321106 : SWGR,SMRT RMU OD,2LBS+1CB,13.8KV,400A | RMU | ROH | DF240510027 | Rail | 350 | 350 | 0 | 6100K013 | 1-1-1-1 | inventory | 2025-10-28 | DFE-LV |  | GZ01-Gizan Warehouse | 2025-07-30 | 2025-07-16 | 0
4500595095-[10] | 908321106 : SWGR,SMRT RMU OD,2LBS+1CB,13.8KV,400A | RMU | ROH | DF241118001 | Data acquisition module (LP-204) | 280 | 280 | 0 | 6100K013 | 1-1-1-1 | inventory | 2025-10-28 | DFE-LV |  | GZ01-Gizan Warehouse | 2025-07-30 | 2025-07-16 | 0
4500595095-[10] | 908321106 : SWGR,SMRT RMU OD,2LBS+1CB,13.8KV,400A | RMU | ROH | DF240424026 | Desiccant | 220 | 220 | 0 | 6100K013 | 1-1-1-1 | inventory | 2025-10-28 | DFE-Gas Tank |  | GZ01-Gizan Warehouse | 2025-07-30 | 2025-07-16 | 0
4500595095-[10] | 908321106 : SWGR,SMRT RMU OD,2LBS+1CB,13.8KV,400A | RMU | ROH | DF209001750 | Dixation Hook Q235A | 400 | 400 | 0 | 6100K013 | 1-1-1-1 | inventory | 2025-10-28 | Outer Enclosure |  | GZ01-Gizan Warehouse | 2025-07-30 | 2025-07-16 | 0
4500595095-[10] | 908321106 : SWGR,SMRT RMU OD,2LBS+1CB,13.8KV,400A | RMU | ROH | DF205041101 | Door Bolt 5 Inches Stainless steel | 800 | 800 | 0 | 6100K013 | R54-I-1-K013_SEP | inventory | 2025-10-28 | Outer Enclosure |  | GZ01-Gizan Warehouse | 2025-07-30 | 2025-07-16 | 0
4500595095-[10] | 908321106 : SWGR,SMRT RMU OD,2LBS+1CB,13.8KV,400A | RMU | ROH | DF240603035 | Door lock (MS310 Hengzhu) | 560 | 560 | 0 | 6100K013 | R64-H-1-K013_SEP | inventory | 2025-10-28 | DFE-Consumables |  | GZ01-Gizan Warehouse | 2025-07-30 | 2025-07-16 | 0
4500595095-[10] | 908321106 : SWGR,SMRT RMU OD,2LBS+1CB,13.8KV,400A | RMU | ROH | 8DF.0818.1293 | Door stop guide sleeve | 560 | 560 | 0 | 6100K013 | R61-A-1-K013_SEP | inventory | 2025-10-28 | SEP |  | GZ01-Gizan Warehouse | 2025-07-30 | 2025-07-16 | 0
4500595095-[10] | 908321106 : SWGR,SMRT RMU OD,2LBS+1CB,13.8KV,400A | RMU | ROH | DF240612114 | Double line nasal canal type HTE1510(BLUE) | 280 | 280 | 0 | 6100K013 | 1-1-1-1 | inventory | 2025-10-28 | DFE-LV |  | GZ01-Gizan Warehouse | 2025-07-30 | 2025-07-16 | 0
4500595095-[10] | 908321106 : SWGR,SMRT RMU OD,2LBS+1CB,13.8KV,400A | RMU | ROH | DF240424025 | Dust-free Paper | 4400 | 4400 | 0 | 6100K013 | 1-1-1-1 | inventory | 2025-10-28 | DFE-Gas Tank |  | GZ01-Gizan Warehouse | 2025-07-30 | 2025-07-16 | 0
4500595095-[10] | 908321106 : SWGR,SMRT RMU OD,2LBS+1CB,13.8KV,400A | RMU | HALB | 5DF.0818.1001 | E5312 (SRMU) - 17.5kV (2L1T)/400-21 Complete RMU | 120 | 120 | 0 | 6100K013 | 1-1-1-1 | inventory | 2025-10-28 | SEP |  | GZ01-Gizan Warehouse | 2025-07-30 | 2025-07-16 | 0
4500595095-[10] | 908321106 : SWGR,SMRT RMU OD,2LBS+1CB,13.8KV,400A | RMU | ROH | DF240510038 | ECT (400A/225mV) | 840 | 840 | 0 | 6100K013 | 1-1-1-1 | inventory | 2025-10-28 | SEP |  | GZ01-Gizan Warehouse | 2025-07-30 | 2025-07-16 | 0
4500595095-[10] | 908321106 : SWGR,SMRT RMU OD,2LBS+1CB,13.8KV,400A | RMU | ROH | DF240510040 | EVT (13800/√3/3.25/√3) | 840 | 840 | 0 | 6100K013 | 1-1-1-1 | inventory | 2025-10-28 | SEP |  | GZ01-Gizan Warehouse | 2025-07-30 | 2025-07-16 | 0
4500595095-[10] | 908321106 : SWGR,SMRT RMU OD,2LBS+1CB,13.8KV,400A | RMU | ROH | DF240612004 | Wrapped mesh (black) φ25 | 1400 | 1400 | 0 | 6100K013 | 1-1-1-1 | inventory | 2025-10-28 | DFE-LV |  | GZ01-Gizan Warehouse | 2025-07-30 | 2025-07-16 | 0
4500595095-[10] | 908321106 : SWGR,SMRT RMU OD,2LBS+1CB,13.8KV,400A | RMU | ROH | DF240612005 | Wrapped mesh (black) φ30 | 196 | 196 | 0 | 6100K013 | 1-1-1-1 | inventory | 2025-10-28 | DFE-LV |  | GZ01-Gizan Warehouse | 2025-07-30 | 2025-07-16 | 0
4500595095-[10] | 908321106 : SWGR,SMRT RMU OD,2LBS+1CB,13.8KV,400A | RMU | ROH | DF240510006 | External hexagonal flange triangular thread self-tapping locking screw M6*12 | 7840 | 7840 | 0 | 6100K013 | R55-A-1-K013_SEP | inventory | 2025-10-28 | DFE-LV |  | GZ01-Gizan Warehouse | 2025-07-30 | 2025-07-16 | 0
4500595095-[10] | 908321106 : SWGR,SMRT RMU OD,2LBS+1CB,13.8KV,400A | RMU | ROH | DF240510006 | External hexagonal flange triangular thread self-tapping locking screw M6*12 | 9240 | 9240 | 0 | 6100K013 | 1-1-1-1 | inventory | 2025-10-28 | SEP |  | GZ01-Gizan Warehouse | 2025-07-30 | 2025-07-16 | 0
4500595095-[10] | 908321106 : SWGR,SMRT RMU OD,2LBS+1CB,13.8KV,400A | RMU | ROH | DF240510006 | External hexagonal flange triangular thread self-tapping locking screws M6*12 | 10800 | 10800 | 0 | 6100K013 | R55-A-1-K013_SEP | inventory | 2025-10-28 | Outer Enclosure |  | GZ01-Gizan Warehouse | 2025-07-30 | 2025-07-16 | 0
4500595095-[10] | 908321106 : SWGR,SMRT RMU OD,2LBS+1CB,13.8KV,400A | RMU | ROH | DF241126019 | 1.0 White Wire Gauge Tube 1.0mm² | 98 | 98 | 0 | 6100K013 | R19-S-1-K013_SEP | inventory | 2025-10-28 | DFE-LV |  | GZ01-Gizan Warehouse | 2025-07-30 | 2025-07-16 | 0
4500595095-[10] | 908321106 : SWGR,SMRT RMU OD,2LBS+1CB,13.8KV,400A | RMU | ROH | DF241126023 | 1.5 Red Wire Gauge Tube 1.5mm² | 42 | 42 | 0 | 6100K013 | 1-1-1-1 | inventory | 2025-10-28 | DFE-LV |  | GZ01-Gizan Warehouse | 2025-07-30 | 2025-07-16 | 0
4500595095-[10] | 908321106 : SWGR,SMRT RMU OD,2LBS+1CB,13.8KV,400A | RMU | ROH | DF241126020 | 1.5 White Wire Gauge Tube 1.5mm² | 3080 | 3080 | 0 | 6100K013 | R20-B-1-K013_SEP | inventory | 2025-10-28 | DFE-LV |  | GZ01-Gizan Warehouse | 2025-07-30 | 2025-07-16 | 0
4500595095-[10] | 908321106 : SWGR,SMRT RMU OD,2LBS+1CB,13.8KV,400A | RMU | ROH | DF241126024 | 2.5 Red Wire Gauge Tube 2.5mm² | 196 | 196 | 0 | 6100K013 | R19-S-1-K013_SEP | inventory | 2025-10-28 | DFE-LV |  | GZ01-Gizan Warehouse | 2025-07-30 | 2025-07-16 | 0
4500595095-[10] | 908321106 : SWGR,SMRT RMU OD,2LBS+1CB,13.8KV,400A | RMU | ROH | DF241126021 | 2.5 White Wire Gauge Tube 2.5mm² | 518 | 518 | 0 | 6100K013 | R19-S-1-K013_SEP | inventory | 2025-10-28 | DFE-LV |  | GZ01-Gizan Warehouse | 2025-07-30 | 2025-07-16 | 0
4500595095-[10] | 908321106 : SWGR,SMRT RMU OD,2LBS+1CB,13.8KV,400A | RMU | ROH | DF241126025 | 4.0 Red Wire Gauge Tube 4.0mm² | 28 | 28 | 0 | 6100K013 | PLT1-1-1-K013_SEP | inventory | 2025-10-28 | DFE-LV |  | GZ01-Gizan Warehouse | 2025-07-30 | 2025-07-16 | 0
4500595095-[10] | 908321106 : SWGR,SMRT RMU OD,2LBS+1CB,13.8KV,400A | RMU | ROH | DF241126022 | 4.0 White Wire Gauge Tube 4.0mm² | 425.6 | 425.6 | 0 | 6100K013 | R19-S-1-K013_SEP | inventory | 2025-10-28 | DFE-LV |  | GZ01-Gizan Warehouse | 2025-07-30 | 2025-07-16 | 0
4500595095-[10] | 908321106 : SWGR,SMRT RMU OD,2LBS+1CB,13.8KV,400A | RMU | ROH | 8DF-128-0009 | Fixed clamp | 400 | 400 | 0 | 6100K013 | 1-1-1-1 | inventory | 2025-10-28 | Outer Enclosure |  | GZ01-Gizan Warehouse | 2025-07-30 | 2025-07-16 | 0
4500595095-[10] | 908321106 : SWGR,SMRT RMU OD,2LBS+1CB,13.8KV,400A | RMU | ROH | DF240603024 | Flange Nut M8 | 1680 | 1680 | 0 | 6100K013 | 1-1-1-1 | consumption | 2025-02-10 | SEP |  | GZ01-Gizan Warehouse | 2025-07-30 | 2025-07-16 | 0 | [5 empty] | Work in Process Material Issue | 7811390
4500595095-[10] | 908321106 : SWGR,SMRT RMU OD,2LBS+1CB,13.8KV,400A | RMU | ROH | 205036416 | Flat Washer φ4 | 5040 | 5040 | 0 | 6100K013 | 1-1-1-1 | inventory | 2025-10-28 | DFE-LV |  | GZ01-Gizan Warehouse | 2025-07-30 | 2025-07-16 | 0
4500595095-[10] | 908321106 : SWGR,SMRT RMU OD,2LBS+1CB,13.8KV,400A | RMU | ROH | 211001962 | Flat Washer φ6 | 3920 | 3920 | 0 | free_stock | R52-A-1-MVBM_SEP | inventory | 2025-10-28 | DFE-LV |  | GZ01-Gizan Warehouse | 2025-07-30 | 2025-07-16 | 0
4500595095-[10] | 908321106 : SWGR,SMRT RMU OD,2LBS+1CB,13.8KV,400A | RMU | ROH | 211001962 | Flat Washer φ6 | 12320 | 11779 | 541 | 6100K013 | R40-I-1-K013_SEP | inventory | 2025-10-28 | SEP |  | GZ01-Gizan Warehouse | 2025-07-30 | 2025-07-16 | 0
4500595095-[10] | 908321106 : SWGR,SMRT RMU OD,2LBS+1CB,13.8KV,400A | RMU | ROH | 211001962 | Flat Washer φ6 | 541 | 541 | 0 | 6100K013 | 1-1-1-1 | inventory | 2025-10-28 | SEP |  | GZ01-Gizan Warehouse | 2025-07-30 | 2025-07-16 | 0
4500595095-[10] | 908321106 : SWGR,SMRT RMU OD,2LBS+1CB,13.8KV,400A | RMU | ROH | 211001962 | φ6 Flap pad Stainless steel | 12800 | 9436 | 3364 | free_stock | R52-A-1-MVBM_SEP | inventory | 2025-10-28 | Outer Enclosure |  | GZ01-Gizan Warehouse | 2025-07-30 | 2025-07-16 | 0
4500595095-[10] | 908321106 : SWGR,SMRT RMU OD,2LBS+1CB,13.8KV,400A | RMU | ROH | 211001962 | φ6 Flap pad Stainless steel | 3364 | 3364 | 0 | 6100K013 | 1-1-1-1 | inventory | 2025-10-28 | Outer Enclosure |  | GZ01-Gizan Warehouse | 2025-07-30 | 2025-07-16 | 0
4500595095-[10] | 908321106 : SWGR,SMRT RMU OD,2LBS+1CB,13.8KV,400A | RMU | ROH | 205041921 | Flat Washer φ8 | 2800 | 2800 | 0 | 6100K013 | 1-1-1-1 | inventory | 2025-10-28 | SEP |  | GZ01-Gizan Warehouse | 2025-07-30 | 2025-07-16 | 0
4500595095-[10] | 908321106 : SWGR,SMRT RMU OD,2LBS+1CB,13.8KV,400A | RMU | ROH | 205041921 | Flat Washer φ8 | 15180 | 15180 | 0 | 6100K013 | 1-1-1-1 | inventory | 2025-10-28 | DFE-Gas Tank |  | GZ01-Gizan Warehouse | 2025-07-30 | 2025-07-16 | 0
4500595095-[10] | 908321106 : SWGR,SMRT RMU OD,2LBS+1CB,13.8KV,400A | RMU | ROH | DF240907005 | Flat Washers φ3 | 1600 | 1600 | 0 | 6100K013 | R55-A-1-K013_SEP | inventory | 2025-10-28 | Outer Enclosure |  | GZ01-Gizan Warehouse | 2025-07-30 | 2025-07-16 | 0
4500595095-[10] | 908321106 : SWGR,SMRT RMU OD,2LBS+1CB,13.8KV,400A | RMU | ROH | DF240907005 | Flat Washer φ3 | 2240 | 2240 | 0 | free_stock | R58-A-1-K11B_SEP | inventory | 2025-10-28 | DFE-LV |  | GZ01-Gizan Warehouse | 2025-07-30 | 2025-07-16 | 0
4500595095-[10] | 908321106 : SWGR,SMRT RMU OD,2LBS+1CB,13.8KV,400A | RMU | ROH | 205004178 | ø10 Flat pad Stainless steel | 400 | 400 | 0 | free_stock | R58-B--RMU/\-BULK_SEP | inventory | 2025-10-28 | Outer Enclosure |  | GZ01-Gizan Warehouse | 2025-07-30 | 2025-07-16 | 0
4500595095-[10] | 908321106 : SWGR,SMRT RMU OD,2LBS+1CB,13.8KV,400A | RMU | ROH | DF240603022 | Flat Washer φ10 | 12320 | 12320 | 0 | 6100K013 | R54-Q-1-K013_SEP | inventory | 2025-10-28 | SEP |  | GZ01-Gizan Warehouse | 2025-07-30 | 2025-07-16 | 0
4500595095-[10] | 908321106 : SWGR,SMRT RMU OD,2LBS+1CB,13.8KV,400A | RMU | ROH | DF240603012 | Flat Washer φ12 | 560 | 524 | 36 | 6100K013 | 1-1-1-1 | inventory | 2025-10-28 | SEP |  | GZ01-Gizan Warehouse | 2025-07-30 | 2025-07-16 | 0
4500595095-[10] | 908321106 : SWGR,SMRT RMU OD,2LBS+1CB,13.8KV,400A | RMU | ROH | DF240603012 | Flat Washer φ12 | 36 | 36 | 0 | 6100K013 | R55-H-1-K013_SEP | inventory | 2025-10-28 | SEP |  | GZ01-Gizan Warehouse | 2025-07-30 | 2025-07-16 | 0
4500595095-[10] | 908321106 : SWGR,SMRT RMU OD,2LBS+1CB,13.8KV,400A | RMU | ROH | DF240603005 | Cross groove countersunk head screw M3*6 | 10080 | 10080 | 0 | 6100K013 | R55-I-1-K013_SEP | inventory | 2025-10-28 | SEP |  | GZ01-Gizan Warehouse | 2025-07-30 | 2025-07-16 | 0
4500595095-[10] | 908321106 : SWGR,SMRT RMU OD,2LBS+1CB,13.8KV,400A | RMU | ROH | 8DF.0818.0009 | Front Reinforcing Rib | 880 | 880 | 0 | 6100K013 | 1-1-1-1 | inventory | 2025-10-28 | DFE-Gas Tank |  | GZ01-Gizan Warehouse | 2025-07-30 | 2025-07-16 | 0
4500595095-[10] | 908321106 : SWGR,SMRT RMU OD,2LBS+1CB,13.8KV,400A | RMU | ROH | DF240612001 | Grounding wire (yellow green) BVR-2.5mm² | 7000 | 7000 | 0 | 6100K013 | 1-1-1-1 | inventory | 2025-10-28 | DFE-LV |  | GZ01-Gizan Warehouse | 2025-07-30 | 2025-07-16 | 0
4500595095-[10] | 908321106 : SWGR,SMRT RMU OD,2LBS+1CB,13.8KV,400A | RMU | ROH | DF240612002 | Grounding wire (yellow green) BVR-6mm² | 924 | 924 | 0 | 6100K013 | 1-1-1-1 | inventory | 2025-10-28 | DFE-LV |  | GZ01-Gizan Warehouse | 2025-07-30 | 2025-07-16 | 0
4500595095-[10] | 908321106 : SWGR,SMRT RMU OD,2LBS+1CB,13.8KV,400A | RMU | HALB | 8DF.0818.0008A | Gas Tank Ground Bar A | 440 | 440 | 0 | 6100K013 | 1-1-1-1 | inventory | 2025-10-28 | DFE-Gas Tank |  | GZ01-Gizan Warehouse | 2025-07-30 | 2025-07-16 | 0
4500595095-[10] | 908321106 : SWGR,SMRT RMU OD,2LBS+1CB,13.8KV,400A | RMU | HALB | 8DF.0818.0008B | Gas Tank Ground Bar B | 440 | 440 | 0 | 6100K013 | 1-1-1-1 | inventory | 2025-10-28 | DFE-Gas Tank |  | GZ01-Gizan Warehouse | 2025-07-30 | 2025-07-16 | 0
4500595095-[10] | 908321106 : SWGR,SMRT RMU OD,2LBS+1CB,13.8KV,400A | RMU | ROH | DF240603037 | Gland M30*1.5 | 1400 | 1400 | 0 | 6100K013 | R58-O-1-K013_SEP | inventory | 2025-10-28 | SEP |  | GZ01-Gizan Warehouse | 2025-07-30 | 2025-07-16 | 0
4500595095-[10] | 908321106 : SWGR,SMRT RMU OD,2LBS+1CB,13.8KV,400A | RMU | ROH | DF240603038 | Gland M40*1.5 | 1120 | 1120 | 0 | 6100K013 | BOX8-1-1-K013_SEP | inventory | 2025-10-28 | SEP |  | GZ01-Gizan Warehouse | 2025-07-30 | 2025-07-16 | 0
4500595095-[10] | 908321106 : SWGR,SMRT RMU OD,2LBS+1CB,13.8KV,400A | RMU | ROH | 8DF.0816.1200 | Grounding identification 1 φ12 | 280 | 262 | 18 | 6100K013 | 1-1-1-1 | inventory | 2025-10-28 | DFE-Consumables |  | GZ01-Gizan Warehouse | 2025-07-30 | 2025-07-16 | 0
4500595095-[10] | 908321106 : SWGR,SMRT RMU OD,2LBS+1CB,13.8KV,400A | RMU | ROH | 8DF.0816.1200 | Grounding identification 1 φ12 | 18 | 18 | 0 | 6100K013 | R60-B-1-K013_SEP | inventory | 2025-10-28 | DFE-Consumables |  | GZ01-Gizan Warehouse | 2025-07-30 | 2025-07-16 | 0
4500595095-[10] | 908321106 : SWGR,SMRT RMU OD,2LBS+1CB,13.8KV,400A | RMU | HALB | 8DF.0815.0132 | Grounding Bar 1 | 440 | 440 | 0 | 6100K013 | 1-1-1-1 | inventory | 2025-10-28 | DFE-Gas Tank |  | GZ01-Gizan Warehouse | 2025-07-30 | 2025-07-16 | 0
4500595095-[10] | 908321106 : SWGR,SMRT RMU OD,2LBS+1CB,13.8KV,400A | RMU | ROH | DF240610001 | Grounding box twist lock (38*27) | 560 | 560 | 0 | 6100K013 | WH2-1-1-K013_SEP | inventory | 2025-10-28 | DFE-Consumables |  | GZ01-Gizan Warehouse | 2025-07-30 | 2025-07-16 | 0
4500595095-[10] | 908321106 : SWGR,SMRT RMU OD,2LBS+1CB,13.8KV,400A | RMU | ROH | 8DF.0816.1201 | Grounding identification 2 φ10 | 660 | 660 | 0 | 6100K013 | 1-1-1-1 | inventory | 2025-10-28 | DFE-Gas Tank |  | GZ01-Gizan Warehouse | 2025-07-30 | 2025-07-16 | 0
4500595095-[10] | 908321106 : SWGR,SMRT RMU OD,2LBS+1CB,13.8KV,400A | RMU | ROH | 8DF.0816.1201 | Grounding identification 2 φ10 | 840 | 840 | 0 | 6100K013 | R54-R-1-K013_SEP | inventory | 2025-10-28 | DFE-Consumables |  | GZ01-Gizan Warehouse | 2025-07-30 | 2025-07-16 | 0
4500595095-[10] | 908321106 : SWGR,SMRT RMU OD,2LBS+1CB,13.8KV,400A | RMU | ROH | 8DF.0816.1202 | Grounding identification 3 φ6 | 560 | 560 | 0 | 6100K013 | BOX12-1-1-K013_SEP | inventory | 2025-10-28 | DFE-Consumables |  | GZ01-Gizan Warehouse | 2025-07-30 | 2025-07-16 | 0
4500595095-[10] | 908321106 : SWGR,SMRT RMU OD,2LBS+1CB,13.8KV,400A | RMU | ROH | 8DF.0816.1202 | Grounding identification 3 φ6 | 1680 | 1680 | 0 | 6100K013 | PLT1-1-1-K013_SEP | inventory | 2025-10-28 | DFE-LV |  | GZ01-Gizan Warehouse | 2025-07-30 | 2025-07-16 | 0
4500595095-[10] | 908321106 : SWGR,SMRT RMU OD,2LBS+1CB,13.8KV,400A | RMU | ROH | DF241124001 | Grub Screw M6*16 | 3360 | 3360 | 0 | 6100K013 | R54-R-1-K013_SEP | inventory | 2025-10-28 | SEP |  | GZ01-Gizan Warehouse | 2025-07-30 | 2025-07-16 | 0
4500595095-[10] | 908321106 : SWGR,SMRT RMU OD,2LBS+1CB,13.8KV,400A | RMU | ROH | DF240603015 | Hexagonal thin nut M3*1.65 | 10080 | 10080 | 0 | 6100K013 | R55-I-1-K013_SEP | inventory | 2025-10-28 | SEP |  | GZ01-Gizan Warehouse | 2025-07-30 | 2025-07-16 | 0
4500595095-[10] | 908321106 : SWGR,SMRT RMU OD,2LBS+1CB,13.8KV,400A | RMU | ROH | DF240424009 | Hexagonal half round head combination screw M6 * 25 | 11880 | 11880 | 0 | 6100K013 | 1-1-1-1 | inventory | 2025-10-28 | DFE-Gas Tank |  | GZ01-Gizan Warehouse | 2025-07-30 | 2025-07-16 | 0
4500595095-[10] | 908321106 : SWGR,SMRT RMU OD,2LBS+1CB,13.8KV,400A | RMU | ROH | DF241123002 | Half round head hexagon socket bolt M6*40 | 1680 | 1680 | 0 | 6100K013 | R54-I-1-K013_SEP | inventory | 2025-10-28 | SEP |  | GZ01-Gizan Warehouse | 2025-07-30 | 2025-07-16 | 0
4500595095-[10] | 908321106 : SWGR,SMRT RMU OD,2LBS+1CB,13.8KV,400A | RMU | ROH | DF240424016 | Hexagon Socket Head Cap Screw M10*30 | 1320 | 1320 | 0 | 6100K013 | 1-1-1-1 | inventory | 2025-10-28 | DFE-Gas Tank |  | GZ01-Gizan Warehouse | 2025-07-30 | 2025-07-16 | 0
4500595095-[10] | 908321106 : SWGR,SMRT RMU OD,2LBS+1CB,13.8KV,400A | RMU | ROH | DF241125002 | Hex Bolt M6*16 | 1120 | 1120 | 0 | 6100K013 | R54-I-1-K013_SEP | inventory | 2025-10-28 | DFE-LV |  | GZ01-Gizan Warehouse | 2025-07-30 | 2025-07-16 | 0
4500595095-[10] | 908321106 : SWGR,SMRT RMU OD,2LBS+1CB,13.8KV,400A | RMU | ROH | DF241125002 | Hex Bolt M6*16 | 5600 | 2400 | 3200 | 6100K013 | R41-A-1-K013_SEP | inventory | 2025-10-28 | SEP |  | GZ01-Gizan Warehouse | 2025-07-30 | 2025-07-16 | 0
4500595095-[10] | 908321106 : SWGR,SMRT RMU OD,2LBS+1CB,13.8KV,400A | RMU | ROH | DF241125002 | Hex Bolt M6*16 | 3200 | 1696 | 1504 | 6100K013 | 1-1-1-1 | inventory | 2025-10-28 | SEP |  | GZ01-Gizan Warehouse | 2025-07-30 | 2025-07-16 | 0
4500595095-[10] | 908321106 : SWGR,SMRT RMU OD,2LBS+1CB,13.8KV,400A | RMU | ROH | DF241125002 | Hex Bolt M6*16 | 1504 | 1480 | 24 | 6100K013 | R54-I-1-K013_SEP | inventory | 2025-10-28 | SEP |  | GZ01-Gizan Warehouse | 2025-07-30 | 2025-07-16 | 0
4500595095-[10] | 908321106 : SWGR,SMRT RMU OD,2LBS+1CB,13.8KV,400A | RMU | ROH | DF241125002 | Hex Bolt M6*16 | 24 | 24 | 0 | 6100K013 | R55-I-1-K013_SEP | inventory | 2025-10-28 | SEP |  | GZ01-Gizan Warehouse | 2025-07-30 | 2025-07-16 | 0
4500595095-[10] | 908321106 : SWGR,SMRT RMU OD,2LBS+1CB,13.8KV,400A | RMU | ROH | DF240603018 | Hex Bolt M10*110 | 1680 | 1680 | 0 | 6100K013 | 1-1-1-1 | consumption | 2025-09-18 | SEP |  | GZ01-Gizan Warehouse | 2025-07-30 | 2025-07-16 | 0 | [5 empty] | Work in Process Material Issue | 7419920
4500595095-[10] | 908321106 : SWGR,SMRT RMU OD,2LBS+1CB,13.8KV,400A | RMU | ROH | DF240603020 | Hex Bolt M10*35 | 6160 | 6160 | 0 | 6100K013 | R55-H-1-K013_SEP | inventory | 2025-10-28 | SEP |  | GZ01-Gizan Warehouse | 2025-07-30 | 2025-07-16 | 0
4500595095-[10] | 908321106 : SWGR,SMRT RMU OD,2LBS+1CB,13.8KV,400A | RMU | ROH | DF240603017 | Hex Bolt M10*80 | 560 | 290 | 270 | 6100K013 | 1-1-1-1 | inventory | 2025-10-28 | SEP |  | GZ01-Gizan Warehouse | 2025-07-30 | 2025-07-16 | 0
4500595095-[10] | 908321106 : SWGR,SMRT RMU OD,2LBS+1CB,13.8KV,400A | RMU | ROH | DF240603017 | Hex Bolt M10*80 | 270 | 120 | 150 | 6100K013 | R54-I-1-K013_SEP | inventory | 2025-10-28 | SEP |  | GZ01-Gizan Warehouse | 2025-07-30 | 2025-07-16 | 0
4500595095-[10] | 908321106 : SWGR,SMRT RMU OD,2LBS+1CB,13.8KV,400A | RMU | ROH | DF240603017 | Hex Bolt M10*80 | 150 | 50 | 100 | 6100K013 | R55-P-1-K013_SEP | inventory | 2025-10-28 | SEP |  | GZ01-Gizan Warehouse | 2025-07-30 | 2025-07-16 | 0
4500595095-[10] | 908321106 : SWGR,SMRT RMU OD,2LBS+1CB,13.8KV,400A | RMU | ROH | DF240603017 | Hex Bolt M10*80 | 100 | 100 | 0 | 6100K013 | 1-1-1-1 | consumption | 2025-10-16 | SEP |  | GZ01-Gizan Warehouse | 2025-07-30 | 2025-07-16 | 0 | [5 empty] | Work in Process Pick | 8149562
4500595095-[10] | 908321106 : SWGR,SMRT RMU OD,2LBS+1CB,13.8KV,400A | RMU | ROH | DF240603009 | Hex Bolt M12*30 | 280 | 262 | 18 | 6100K013 | 1-1-1-1 | inventory | 2025-10-28 | SEP |  | GZ01-Gizan Warehouse | 2025-07-30 | 2025-07-16 | 0
4500595095-[10] | 908321106 : SWGR,SMRT RMU OD,2LBS+1CB,13.8KV,400A | RMU | ROH | DF240603009 | Hex Bolt M12*30 | 18 | 18 | 0 | 6100K013 | R55-H-1-K013_SEP | inventory | 2025-10-28 | SEP |  | GZ01-Gizan Warehouse | 2025-07-30 | 2025-07-16 | 0
4500595095-[10] | 908321106 : SWGR,SMRT RMU OD,2LBS+1CB,13.8KV,400A | RMU | ROH | DF240603016 | Hex Bolt M8*20 | 1680 | 1680 | 0 | 6100K013 | R54-Q-1-K013_SEP | inventory | 2025-10-28 | SEP |  | GZ01-Gizan Warehouse | 2025-07-30 | 2025-07-16 | 0
4500595095-[10] | 908321106 : SWGR,SMRT RMU OD,2LBS+1CB,13.8KV,400A | RMU | ROH | DF241128002 | Hex Nut M4 | 560 | 560 | 0 | 6100K007 | 1-1-1-1 | inventory | 2025-10-28 | DFE-LV |  | GZ01-Gizan Warehouse | 2025-07-30 | 2025-07-16 | 0
4500595095-[10] | 908321106 : SWGR,SMRT RMU OD,2LBS+1CB,13.8KV,400A | RMU | ROH | 205042585 | Hex Nut M8 | 6440 | 6440 | 0 | 6100K013 | 1-1-1-1 | inventory | 2025-10-28 | SEP |  | GZ01-Gizan Warehouse | 2025-07-30 | 2025-07-16 | 0
4500595095-[10] | 908321106 : SWGR,SMRT RMU OD,2LBS+1CB,13.8KV,400A | RMU | ROH | 205042585 | Hex Nut M8 | 16060 | 16060 | 0 | 6100K013 | R55-I-1-K013_SEP | inventory | 2025-10-28 | DFE-Gas Tank |  | GZ01-Gizan Warehouse | 2025-07-30 | 2025-07-16 | 0
4500595095-[10] | 908321106 : SWGR,SMRT RMU OD,2LBS+1CB,13.8KV,400A | RMU | ROH | DF240603023 | Hex Nut M10 | 6160 | 5764 | 396 | 6100K013 | 1-1-1-1 | inventory | 2025-10-28 | SEP |  | GZ01-Gizan Warehouse | 2025-07-30 | 2025-07-16 | 0
4500595095-[10] | 908321106 : SWGR,SMRT RMU OD,2LBS+1CB,13.8KV,400A | RMU | ROH | DF240603023 | Hex Nut M10 | 396 | 396 | 0 | 6100K013 | R41-H-1-K013_SEP | inventory | 2025-10-28 | SEP |  | GZ01-Gizan Warehouse | 2025-07-30 | 2025-07-16 | 0
4500595095-[10] | 908321106 : SWGR,SMRT RMU OD,2LBS+1CB,13.8KV,400A | RMU | ROH | DF240603014 | Hex Nut M12 | 280 | 280 | 0 | 6100K013 | R54-Q-1-K013_SEP | inventory | 2025-10-28 | SEP |  | GZ01-Gizan Warehouse | 2025-07-30 | 2025-07-16 | 0
4500595095-[10] | 908321106 : SWGR,SMRT RMU OD,2LBS+1CB,13.8KV,400A | RMU | ROH | DF240424012 | Hexagon Socket Countersunk Head Screw M8*25 | 3520 | 3520 | 0 | 6100K013 | 1-1-1-1 | inventory | 2025-10-28 | DFE-Gas Tank |  | GZ01-Gizan Warehouse | 2025-07-30 | 2025-07-16 | 0
4500595095-[10] | 908321106 : SWGR,SMRT RMU OD,2LBS+1CB,13.8KV,400A | RMU | ROH | DF240424018 | Hexagon Socket Head Cap Screw M10*35 | 2640 | 2640 | 0 | 6100K013 | 1-1-1-1 | inventory | 2025-10-28 | DFE-Gas Tank |  | GZ01-Gizan Warehouse | 2025-07-30 | 2025-07-16 | 0
4500595095-[10] | 908321106 : SWGR,SMRT RMU OD,2LBS+1CB,13.8KV,400A | RMU | ROH | DF240424013 | Hexagon Socket Head Cap Screw M12*35 | 1980 | 1980 | 0 | 6100K013 | 1-1-1-1 | inventory | 2025-10-28 | DFE-Gas Tank |  | GZ01-Gizan Warehouse | 2025-07-30 | 2025-07-16 | 0
4500595095-[10] | 908321106 : SWGR,SMRT RMU OD,2LBS+1CB,13.8KV,400A | RMU | ROH | DF240603010 | Half round head hexagon combination screw M6 * 12 | 3360 | 3360 | 0 | 6100K013 | R55-H-1-K013_SEP | inventory | 2025-10-28 | SEP |  | GZ01-Gizan Warehouse | 2025-07-30 | 2025-07-16 | 0
4500595095-[10] | 908321106 : SWGR,SMRT RMU OD,2LBS+1CB,13.8KV,400A | RMU | ROH | DF240603019 | Hexagonal Flange Triangular Thread Self-Tapping Screw M6*16 | 5040 | 5040 | 0 | 6100K013 | R55-I-1-K013_SEP | inventory | 2025-10-28 | SEP |  | GZ01-Gizan Warehouse | 2025-07-30 | 2025-07-16 | 0
4500595095-[10] | 908321106 : SWGR,SMRT RMU OD,2LBS+1CB,13.8KV,400A | RMU | ROH | DF240603036 | Hinge (F45) | 1120 | 1120 | 0 | 6100K013 | R54-R-1-K013_SEP | inventory | 2025-10-28 | DFE-Consumables |  | GZ01-Gizan Warehouse | 2025-07-30 | 2025-07-16 | 0
4500595095-[10] | 908321106 : SWGR,SMRT RMU OD,2LBS+1CB,13.8KV,400A | RMU | ROH | DF250310001 | Hinge CL209-1 Stainless Steel | 2000 | 2000 | 0 | 6100K013 | 1-1-1-1 | inventory | 2025-10-28 | Outer Enclosure |  | GZ01-Gizan Warehouse | 2025-07-30 | 2025-07-16 | 0
4500595095-[10] | 908321106 : SWGR,SMRT RMU OD,2LBS+1CB,13.8KV,400A | RMU | ROH | DF240110374 | Hydraulic Rod 1000N;L=450 | 800 | 800 | 0 | 6100K013 | 1-1-1-1 | inventory | 2025-10-28 | Outer Enclosure |  | GZ01-Gizan Warehouse | 2025-07-30 | 2025-07-16 | 0
4500595095-[10] | 908321106 : SWGR,SMRT RMU OD,2LBS+1CB,13.8KV,400A | RMU | ROH | 8DF.0818.0018 | Install the Stiffener in One Piece | 220 | 220 | 0 | 6100K013 | 1-1-1-1 | inventory | 2025-10-28 | DFE-Gas Tank |  | GZ01-Gizan Warehouse | 2025-07-30 | 2025-07-16 | 0
4500595095-[10] | 908321106 : SWGR,SMRT RMU OD,2LBS+1CB,13.8KV,400A | RMU | HALB | 8DF.0815.1105 | Interlocking Plate 3 | 560 | 560 | 0 | 6100K013 | BOX4-1-1-K013_SEP | inventory | 2025-10-28 | SEP |  | GZ01-Gizan Warehouse | 2025-07-30 | 2025-07-16 | 0
4500595095-[10] | 908321106 : SWGR,SMRT RMU OD,2LBS+1CB,13.8KV,400A | RMU | ROH | 8DF.LS01.0066 | Isolation Indicator | 660 | 660 | 0 | 6100K013 | 1-1-1-1 | inventory | 2025-10-28 | DFE-Gas Tank |  | GZ01-Gizan Warehouse | 2025-07-30 | 2025-07-16 | 0
4500595095-[10] | 908321106 : SWGR,SMRT RMU OD,2LBS+1CB,13.8KV,400A | RMU | ROH | 5DF.0815.0203 | Isolation Switch Mechanism | 220 | 220 | 0 | 6100K013 | 1-1-1-1 | inventory | 2025-10-28 | DFE-Gas Tank |  | GZ01-Gizan Warehouse | 2025-07-30 | 2025-07-16 | 0
4500595095-[10] | 908321106 : SWGR,SMRT RMU OD,2LBS+1CB,13.8KV,400A | RMU | ROH | DF240424007 | Isolation Switch Mechanism Mechanical Interlocking | 220 | 220 | 0 | 6100K013 | 1-1-1-1 | inventory | 2025-10-28 | DFE-Gas Tank |  | GZ01-Gizan Warehouse | 2025-07-30 | 2025-07-16 | 0
4500595095-[10] | 908321106 : SWGR,SMRT RMU OD,2LBS+1CB,13.8KV,400A | RMU | ROH | DF211001965 | Large flat washer φ8-24 | 880 | 880 | 0 | free_stock | R52-A-1-MVBM_SEP | inventory | 2025-10-28 | DFE-Gas Tank |  | GZ01-Gizan Warehouse | 2025-07-30 | 2025-07-16 | 0
4500595095-[10] | 908321106 : SWGR,SMRT RMU OD,2LBS+1CB,13.8KV,400A | RMU | ROH | DF211001965 | Large flat washer φ8-24 | 8120 | 8120 | 0 | free_stock | R52-A-1-MVBM_SEP | inventory | 2025-10-28 | SEP |  | GZ01-Gizan Warehouse | 2025-07-30 | 2025-07-16 | 0
4500595095-[10] | 908321106 : SWGR,SMRT RMU OD,2LBS+1CB,13.8KV,400A | RMU | ROH | DF240603013 | Large flat washer φ8-24 | 800 | 800 | 0 | 6100K013 | R54-Q-1-K013_SEP | inventory | 2025-10-28 | Outer Enclosure |  | GZ01-Gizan Warehouse | 2025-07-30 | 2025-07-16 | 0
4500595095-[10] | 908321106 : SWGR,SMRT RMU OD,2LBS+1CB,13.8KV,400A | RMU | ROH | DF240603013 | Large flat washer φ8-24 | 3080 | 3080 | 0 | 6100K013 | 1-1-1-1 | inventory | 2025-10-28 | SEP |  | GZ01-Gizan Warehouse | 2025-07-30 | 2025-07-16 | 0
4500595095-[10] | 908321106 : SWGR,SMRT RMU OD,2LBS+1CB,13.8KV,400A | RMU | ROH | DF240510050 | Lead crystal battery (6-CNFJ-24) | 560 | 560 | 0 | 6100K013 | 1-1-1-1 | inventory | 2025-10-28 | DFE-LV |  | GZ01-Gizan Warehouse | 2025-07-30 | 2025-07-16 | 0
4500595095-[10] | 908321106 : SWGR,SMRT RMU OD,2LBS+1CB,13.8KV,400A | RMU | ROH | 8DF.0818.1052 | Left and right door hooks | 1680 | 1614 | 66 | 6100K013 | BOX2-1-1-K013_SEP | inventory | 2025-10-28 | SEP |  | GZ01-Gizan Warehouse | 2025-07-30 | 2025-07-16 | 0
4500595095-[10] | 908321106 : SWGR,SMRT RMU OD,2LBS+1CB,13.8KV,400A | RMU | ROH | 8DF.0818.1052 | Left and right door hooks | 66 | 66 | 0 | 6100K013 | 1-1-1-1 | inventory | 2025-10-28 | SEP |  | GZ01-Gizan Warehouse | 2025-07-30 | 2025-07-16 | 0
4500595095-[10] | 908321106 : SWGR,SMRT RMU OD,2LBS+1CB,13.8KV,400A | RMU | ROH | 8DF.0816.2651 | Lifting Lug | 440 | 440 | 0 | 6100K013 | 1-1-1-1 | inventory | 2025-10-28 | DFE-Gas Tank |  | GZ01-Gizan Warehouse | 2025-07-30 | 2025-07-16 | 0
4500595095-[10] | 908321106 : SWGR,SMRT RMU OD,2LBS+1CB,13.8KV,400A | RMU | ROH | 8DF.0816.2652 | Lifting Lug Holder | 440 | 440 | 0 | 6100K013 | 1-1-1-1 | inventory | 2025-10-28 | DFE-Gas Tank |  | GZ01-Gizan Warehouse | 2025-07-30 | 2025-07-16 | 0
4500595095-[10] | 908321106 : SWGR,SMRT RMU OD,2LBS+1CB,13.8KV,400A | RMU | ROH | 8DF.0818.1139 | Lifting Lugs (05mm Stainless Steel-304) | 800 | 800 | 0 | 6100K013 | INC-1-1-K013_SEP | inventory | 2025-10-28 | Outer Enclosure |  | GZ01-Gizan Warehouse | 2025-07-30 | 2025-07-16 | 0
4500595095-[10] | 908321106 : SWGR,SMRT RMU OD,2LBS+1CB,13.8KV,400A | RMU | ROH | DF240510045 | Limit switch (YBLX-ME/8112) | 560 | 560 | 0 | 6100K013 | 1-1-1-1 | inventory | 2025-10-28 | DFE-LV |  | GZ01-Gizan Warehouse | 2025-07-30 | 2025-07-16 | 0
4500595095-[10] | 908321106 : SWGR,SMRT RMU OD,2LBS+1CB,13.8KV,400A | RMU | HALB | 8DF.0818.1294 | Limiter holder | 560 | 560 | 0 | 6100K013 | INC-1-1-K013_SEP | inventory | 2025-10-28 | SEP |  | GZ01-Gizan Warehouse | 2025-07-30 | 2025-07-16 | 0
4500595095-[10] | 908321106 : SWGR,SMRT RMU OD,2LBS+1CB,13.8KV,400A | RMU | ROH | DF240424005 | Load Switch Mechanism Mechanical Interlocking | 440 | 440 | 0 | 6100K013 | 1-1-1-1 | inventory | 2025-10-28 | DFE-Gas Tank |  | GZ01-Gizan Warehouse | 2025-07-30 | 2025-07-16 | 0
4500595095-[10] | 908321106 : SWGR,SMRT RMU OD,2LBS+1CB,13.8KV,400A | RMU | ROH | DF240424006 | Load Switch Mechanism Mounting Assembly | 660 | 660 | 0 | 6100K013 | 1-1-1-1 | inventory | 2025-10-28 | DFE-Gas Tank |  | GZ01-Gizan Warehouse | 2025-07-30 | 2025-07-16 | 0
4500595095-[10] | 908321106 : SWGR,SMRT RMU OD,2LBS+1CB,13.8KV,400A | RMU | ROH | 5DF.0815.0202 | Load Switching Mechanism | 440 | 440 | 0 | 6100K013 | 1-1-1-1 | inventory | 2025-10-28 | DFE-Gas Tank |  | GZ01-Gizan Warehouse | 2025-07-30 | 2025-07-16 | 0
4500595095-[10] | 908321106 : SWGR,SMRT RMU OD,2LBS+1CB,13.8KV,400A | RMU | HALB | 8DF.0818.1046 | Lock Tongue | 560 | 560 | 0 | 6100K013 | BOX6-1-1-K013_SEP | inventory | 2025-10-28 | SEP |  | GZ01-Gizan Warehouse | 2025-07-30 | 2025-07-16 | 0
4500595095-[10] | 908321106 : SWGR,SMRT RMU OD,2LBS+1CB,13.8KV,400A | RMU | ROH | DF241118005 | Low pressure lockout indicator light;Red | 280 | 280 | 0 | 6100K013 | 1-1-1-1 | inventory | 2025-10-28 | DFE-LV |  | GZ01-Gizan Warehouse | 2025-07-30 | 2025-07-16 | 0
4500595095-[10] | 908321106 : SWGR,SMRT RMU OD,2LBS+1CB,13.8KV,400A | RMU | ROH | DF241118004 | Low pressure warning indicator light;Yellow | 280 | 150 | 130 | 6100K013 | 1-1-1-1 | inventory | 2025-10-28 | DFE-LV |  | GZ01-Gizan Warehouse | 2025-07-30 | 2025-07-16 | 0
4500595095-[10] | 908321106 : SWGR,SMRT RMU OD,2LBS+1CB,13.8KV,400A | RMU | ROH | DF241118004 | Low pressure warning indicator light;Yellow | 130 | 130 | 0 | 6100K013 | 1-1-1-1 | consumption | 2025-09-15 | DFE-LV |  | GZ01-Gizan Warehouse | 2025-07-30 | 2025-07-16 | 0 | [5 empty] | Work in Process Material Issue | 7323483
4500595095-[10] | 908321106 : SWGR,SMRT RMU OD,2LBS+1CB,13.8KV,400A | RMU | ROH | 8DF.0818.1054 | Lower door hook | 840 | 840 | 0 | 6100K013 | 1-1-1-1 | inventory | 2025-10-28 | SEP |  | GZ01-Gizan Warehouse | 2025-07-30 | 2025-07-16 | 0
4500595095-[10] | 908321106 : SWGR,SMRT RMU OD,2LBS+1CB,13.8KV,400A | RMU | ROH | DF205039106 | M10 Hex nuts Stainless steel | 3200 | 3200 | 0 | free_stock | R34-I-1-MBM_SEP | inventory | 2025-10-28 | Outer Enclosure |  | GZ01-Gizan Warehouse | 2025-07-30 | 2025-07-16 | 0
4500595095-[10] | 908321106 : SWGR,SMRT RMU OD,2LBS+1CB,13.8KV,400A | RMU | ROH | 211003152 | M10*30 Hex bolts Stainless steel | 3200 | 3200 | 0 | 6100K013 | 1-1-1-1 | inventory | 2025-10-28 | Outer Enclosure |  | GZ01-Gizan Warehouse | 2025-07-30 | 2025-07-16 | 0
4500595095-[10] | 908321106 : SWGR,SMRT RMU OD,2LBS+1CB,13.8KV,400A | RMU | ROH | DF240110367 | M12*110 Expansion bolt hot dip galvanized | 2400 | 2400 | 0 | 6100K013 | 1-1-1-1 | inventory | 2025-10-28 | Outer Enclosure |  | GZ01-Gizan Warehouse | 2025-07-30 | 2025-07-16 | 0
4500595095-[10] | 908321106 : SWGR,SMRT RMU OD,2LBS+1CB,13.8KV,400A | RMU | ROH | DF240110385 | M24 Gran head nylon | 1200 | 1200 | 0 | 6100K013 | R54-G-1-K013_SEP | inventory | 2025-10-28 | Outer Enclosure |  | GZ01-Gizan Warehouse | 2025-07-30 | 2025-07-16 | 0
4500595095-[10] | 908321106 : SWGR,SMRT RMU OD,2LBS+1CB,13.8KV,400A | RMU | ROH | 205040650 | M4 Hex Self-locking nuts Stainless steel | 8000 | 8000 | 0 | 6100K013 | 1-1-1-1 | inventory | 2025-10-28 | Outer Enclosure |  | GZ01-Gizan Warehouse | 2025-07-30 | 2025-07-16 | 0
4500595095-[10] | 908321106 : SWGR,SMRT RMU OD,2LBS+1CB,13.8KV,400A | RMU | ROH | 205040951 | M4*16 Phillips countersunk head screw Stainless steel | 4800 | 4800 | 0 | free_stock | R52-A-1-MVBM_SEP | inventory | 2025-10-28 | Outer Enclosure |  | GZ01-Gizan Warehouse | 2025-07-30 | 2025-07-16 | 0
4500595095-[10] | 908321106 : SWGR,SMRT RMU OD,2LBS+1CB,13.8KV,400A | RMU | ROH | 211002077 | M6 Hex nuts Stainless steel | 1600 | 1600 | 0 | 6100K006 | 1-1-1-1 | inventory | 2025-10-28 | Outer Enclosure |  | GZ01-Gizan Warehouse | 2025-07-30 | 2025-07-16 | 0
4500595095-[10] | 908321106 : SWGR,SMRT RMU OD,2LBS+1CB,13.8KV,400A | RMU | ROH | 211002077 | Hex Nut M6 | 5040 | 1760 | 3280 | free_stock | 1-1-1-1 | inventory | 2025-10-28 | DFE-LV |  | GZ01-Gizan Warehouse | 2025-07-30 | 2025-07-16 | 0
4500595095-[10] | 908321106 : SWGR,SMRT RMU OD,2LBS+1CB,13.8KV,400A | RMU | ROH | 211002077 | Hex Nut M6 | 3280 | 1720 | 1560 | free_stock | R58-A-1-K11B_SEP | inventory | 2025-10-28 | DFE-LV |  | GZ01-Gizan Warehouse | 2025-07-30 | 2025-07-16 | 0
4500595095-[10] | 908321106 : SWGR,SMRT RMU OD,2LBS+1CB,13.8KV,400A | RMU | ROH | 211002077 | Hex Nut M6 | 1560 | 1220 | 340 | 6100K013 | 1-1-1-1 | inventory | 2025-10-28 | DFE-LV |  | GZ01-Gizan Warehouse | 2025-07-30 | 2025-07-16 | 0
4500595095-[10] | 908321106 : SWGR,SMRT RMU OD,2LBS+1CB,13.8KV,400A | RMU | ROH | 211002077 | Hex Nut M6 | 340 | 340 | 0 | 6100K006 | 1-1-1-1 | inventory | 2025-10-28 | DFE-LV |  | GZ01-Gizan Warehouse | 2025-07-30 | 2025-07-16 | 0
4500595095-[10] | 908321106 : SWGR,SMRT RMU OD,2LBS+1CB,13.8KV,400A | RMU | ROH | 211002077 | Hex Nut M6 | 6720 | 972 | 5748 | 6100K007 | 1-1-1-1 | inventory | 2025-10-28 | SEP |  | GZ01-Gizan Warehouse | 2025-07-30 | 2025-07-16 | 0
4500595095-[10] | 908321106 : SWGR,SMRT RMU OD,2LBS+1CB,13.8KV,400A | RMU | ROH | 211002077 | Hex Nut M6 | 5748 | 916 | 4832 | free_stock | INC-1-1-K017_SEP | inventory | 2025-10-28 | SEP |  | GZ01-Gizan Warehouse | 2025-07-30 | 2025-07-16 | 0
4500595095-[10] | 908321106 : SWGR,SMRT RMU OD,2LBS+1CB,13.8KV,400A | RMU | ROH | 211002077 | Hex Nut M6 | 4832 | 796 | 4036 | 6100K006 | 1-1-1-1 | inventory | 2025-10-28 | SEP |  | GZ01-Gizan Warehouse | 2025-07-30 | 2025-07-16 | 0
4500595095-[10] | 908321106 : SWGR,SMRT RMU OD,2LBS+1CB,13.8KV,400A | RMU | ROH | 211002077 | Hex Nut M6 | 4036 | 700 | 3336 | free_stock | R51-I-1-MVBM_SEP | inventory | 2025-10-28 | SEP |  | GZ01-Gizan Warehouse | 2025-07-30 | 2025-07-16 | 0
4500595095-[10] | 908321106 : SWGR,SMRT RMU OD,2LBS+1CB,13.8KV,400A | RMU | ROH | 211002077 | Hex Nut M6 | 3336 | 568 | 2768 | free_stock | R58-A-1-K11A_SEP | inventory | 2025-10-28 | SEP |  | GZ01-Gizan Warehouse | 2025-07-30 | 2025-07-16 | 0
4500595095-[10] | 908321106 : SWGR,SMRT RMU OD,2LBS+1CB,13.8KV,400A | RMU | ROH | 211002077 | Hex Nut M6 | 2768 | 480 | 2288 | 6100KDP02 | BOX1-1-1-K013_SEP | inventory | 2025-10-28 | SEP |  | GZ01-Gizan Warehouse | 2025-07-30 | 2025-07-16 | 0
4500595095-[10] | 908321106 : SWGR,SMRT RMU OD,2LBS+1CB,13.8KV,400A | RMU | ROH | 211002077 | Hex Nut M6 | 2288 | 300 | 1988 | free_stock | INC-1-1-K12A_SEP | inventory | 2025-10-28 | SEP |  | GZ01-Gizan Warehouse | 2025-07-30 | 2025-07-16 | 0
4500595095-[10] | 908321106 : SWGR,SMRT RMU OD,2LBS+1CB,13.8KV,400A | RMU | ROH | 211002077 | Hex Nut M6 | 1988 | 84 | 1904 | 6100K013 | R73-I-1-K013_SEP | inventory | 2025-10-28 | SEP |  | GZ01-Gizan Warehouse | 2025-07-30 | 2025-07-16 | 0
4500595095-[10] | 908321106 : SWGR,SMRT RMU OD,2LBS+1CB,13.8KV,400A | RMU | ROH | 211002077 | Hex Nut M6 | 1904 | 38 | 1866 | 6100K013 | R40-G-1-K013_SEP | inventory | 2025-10-28 | SEP |  | GZ01-Gizan Warehouse | 2025-07-30 | 2025-07-16 | 0
4500595095-[10] | 908321106 : SWGR,SMRT RMU OD,2LBS+1CB,13.8KV,400A | RMU | ROH | 211002077 | Hex Nut M6 | 1866 | 1866 | 0 | 6100K013 | 1-1-1-1 | consumption | 2025-11-09 | SEP |  | GZ01-Gizan Warehouse | 2025-07-30 | 2025-07-16 | 0 | [5 empty] | Work in Process Material Issue | 7226788
4500595095-[10] | 908321106 : SWGR,SMRT RMU OD,2LBS+1CB,13.8KV,400A | RMU | ROH | 211002081 | Hex Bolt M6*12 | 5040 | 5040 | 0 | free_stock | R51-I-1-MVBM_SEP | inventory | 2025-10-28 | SEP |  | GZ01-Gizan Warehouse | 2025-07-30 | 2025-07-16 | 0
4500595095-[10] | 908321106 : SWGR,SMRT RMU OD,2LBS+1CB,13.8KV,400A | RMU | ROH | DF211002080 | M6*15 Blind rivet nut Stainless steel (GB/T17880.3) | 32400 | 32400 | 0 | 6100K013 | R55-A-1-K013_SEP | inventory | 2025-10-28 | Outer Enclosure |  | GZ01-Gizan Warehouse | 2025-07-30 | 2025-07-16 | 0
4500595095-[10] | 908321106 : SWGR,SMRT RMU OD,2LBS+1CB,13.8KV,400A | RMU | ROH | 205039200 | Hex Bolt M6*20 | 3640 | 3640 | 0 | 6100K013 | 1-1-1-1 | inventory | 2025-10-28 | DFE-LV |  | GZ01-Gizan Warehouse | 2025-07-30 | 2025-07-16 | 0
4500595095-[10] | 908321106 : SWGR,SMRT RMU OD,2LBS+1CB,13.8KV,400A | RMU | ROH | 205039200 | M6*20 Hex bolts Stainless steel | 32400 | 32400 | 0 | 6100K013 | 1-1-1-1 | inventory | 2025-10-28 | Outer Enclosure |  | GZ01-Gizan Warehouse | 2025-07-30 | 2025-07-16 | 0
4500595095-[10] | 908321106 : SWGR,SMRT RMU OD,2LBS+1CB,13.8KV,400A | RMU | ROH | DF205040952 | M6*20 Phillips countersunk head screw Stainless steel | 1600 | 1600 | 0 | free_stock | R52-A-1-MVBM_SEP | inventory | 2025-10-28 | Outer Enclosure |  | GZ01-Gizan Warehouse | 2025-07-30 | 2025-07-16 | 0
4500595095-[10] | 908321106 : SWGR,SMRT RMU OD,2LBS+1CB,13.8KV,400A | RMU | ROH | 205041930 | Hex Bolt M6*25 | 840 | 840 | 0 | free_stock | 1-1-1-1 | inventory | 2025-10-28 | SEP |  | GZ01-Gizan Warehouse | 2025-07-30 | 2025-07-16 | 0
4500595095-[10] | 908321106 : SWGR,SMRT RMU OD,2LBS+1CB,13.8KV,400A | RMU | ROH | 211002074 | Hex Nut M8 | 280 | 280 | 0 | 6100K013 | 1-1-1-1 | inventory | 2025-10-28 | SEP |  | GZ01-Gizan Warehouse | 2025-07-30 | 2025-07-16 | 0
4500595095-[10] | 908321106 : SWGR,SMRT RMU OD,2LBS+1CB,13.8KV,400A | RMU | ROH | 211002074 | Hex nutsM8 | 800 | 800 | 0 | 6100K013 | 1-1-1-1 | inventory | 2025-10-28 | Outer Enclosure |  | GZ01-Gizan Warehouse | 2025-07-30 | 2025-07-16 | 0
4500595095-[10] | 908321106 : SWGR,SMRT RMU OD,2LBS+1CB,13.8KV,400A | RMU | ROH | 205042589 | Hex Bolt M8*25 | 3080 | 3080 | 0 | free_stock | R51-I-1-MVBM_SEP | inventory | 2025-10-28 | SEP |  | GZ01-Gizan Warehouse | 2025-07-30 | 2025-07-16 | 0
4500595095-[10] | 908321106 : SWGR,SMRT RMU OD,2LBS+1CB,13.8KV,400A | RMU | ROH | DF250227001 | MCB-NDB1-63 C16/2(DFST) | 280 | 280 | 0 | free_stock | 1-1-1-1 | inventory | 2025-10-28 | DFE-LV |  | GZ01-Gizan Warehouse | 2025-07-30 | 2025-07-16 | 0
4500595095-[10] | 908321106 : SWGR,SMRT RMU OD,2LBS+1CB,13.8KV,400A | RMU | ROH | DF250227004 | MCB-NDB1Z-63 C16/2+OF1(DFST) | 280 | 280 | 0 | 6100K013 | 1-1-1-1 | inventory | 2025-10-28 | DFE-LV |  | GZ01-Gizan Warehouse | 2025-07-30 | 2025-07-16 | 0
4500595095-[10] | 908321106 : SWGR,SMRT RMU OD,2LBS+1CB,13.8KV,400A | RMU | ROH | DF250227003 | MCB-NDB1Z-63 C6/2(DFST) | 840 | 840 | 0 | 6100K013 | 1-1-1-1 | inventory | 2025-10-28 | DFE-LV |  | GZ01-Gizan Warehouse | 2025-07-30 | 2025-07-16 | 0
4500595095-[10] | 908321106 : SWGR,SMRT RMU OD,2LBS+1CB,13.8KV,400A | RMU | ROH | DF250227002 | MCB-NDB1Z-63 C6/2+FS1(DFST) | 280 | 280 | 0 | free_stock | R17-I-1-K013_SEP | inventory | 2025-10-28 | DFE-LV |  | GZ01-Gizan Warehouse | 2025-07-30 | 2025-07-16 | 0
4500595095-[10] | 908321106 : SWGR,SMRT RMU OD,2LBS+1CB,13.8KV,400A | RMU | ROH | DF205041560 | Nameplate Stainless Steel | 400 | 400 | 0 | 6100K013 | 1-1-1-1 | consumption | 2025-09-18 | Outer Enclosure |  | GZ01-Gizan Warehouse | 2025-07-30 | 2025-07-16 | 0 | [5 empty] | Work in Process Material Issue | 7408995
4500595095-[10] | 908321106 : SWGR,SMRT RMU OD,2LBS+1CB,13.8KV,400A | RMU | ROH | DF241126028 | OTTA6-T-P/P marking strip (1-10)ZB10 LGS:1-10(1053014:0001) | 560 | 560 | 0 | 6100K013 | 1-1-1-1 | inventory | 2025-10-28 | DFE-LV |  | GZ01-Gizan Warehouse | 2025-07-30 | 2025-07-16 | 0
4500595095-[10] | 908321106 : SWGR,SMRT RMU OD,2LBS+1CB,13.8KV,400A | RMU | ROH | DF250303003 | OTTA6-T-P/P marking strip (12)ZB10 LGS:12(1053014:0001) | 560 | 560 | 0 | free_stock | R18-S-1-K013_SEP | inventory | 2025-10-28 | DFE-LV |  | GZ01-Gizan Warehouse | 2025-07-30 | 2025-07-16 | 0
4500595095-[10] | 908321106 : SWGR,SMRT RMU OD,2LBS+1CB,13.8KV,400A | RMU | ROH | DF241118003 | Open button indicator light | 840 | 840 | 0 | 6100K013 | 1-1-1-1 | inventory | 2025-10-28 | DFE-LV |  | GZ01-Gizan Warehouse | 2025-07-30 | 2025-07-16 | 0
4500595095-[10] | 908321106 : SWGR,SMRT RMU OD,2LBS+1CB,13.8KV,400A | RMU | ROH | DF240510025 | Cable 2*2.5 | 3360 | 3360 | 0 | 6100K013 | 1-1-1-1 | inventory | 2025-10-28 | DFE-LV |  | GZ01-Gizan Warehouse | 2025-07-30 | 2025-07-16 | 0
4500595095-[10] | 908321106 : SWGR,SMRT RMU OD,2LBS+1CB,13.8KV,400A | RMU | ROH | DF240929001 | Paste | 2.2 | 2.2 | 0 | 6100K013 | 1-1-1-1 | inventory | 2025-10-28 | DFE-Gas Tank |  | GZ01-Gizan Warehouse | 2025-07-30 | 2025-07-16 | 0
4500595095-[10] | 908321106 : SWGR,SMRT RMU OD,2LBS+1CB,13.8KV,400A | RMU | ROH | DF240510008 | Paw pad φ6 | 560 | 560 | 0 | 6100K013 | BOX12-1-1-K013_SEP | inventory | 2025-10-28 | DFE-LV |  | GZ01-Gizan Warehouse | 2025-07-30 | 2025-07-16 | 0
4500595095-[10] | 908321106 : SWGR,SMRT RMU OD,2LBS+1CB,13.8KV,400A | RMU | ROH | DF240510008 | Paw pad φ6 | 560 | 560 | 0 | 6100K013 | R54-I-1-K013_SEP | inventory | 2025-10-28 | SEP |  | GZ01-Gizan Warehouse | 2025-07-30 | 2025-07-16 | 0
4500595095-[10] | 908321106 : SWGR,SMRT RMU OD,2LBS+1CB,13.8KV,400A | RMU | ROH | 8DF-580-0056 | Phase-to-phase Bonding | 1320 | 1320 | 0 | 6100K013 | 1-1-1-1 | inventory | 2025-10-28 | DFE-Gas Tank |  | GZ01-Gizan Warehouse | 2025-07-30 | 2025-07-16 | 0
4500595095-[10] | 908321106 : SWGR,SMRT RMU OD,2LBS+1CB,13.8KV,400A | RMU | ROH | DF240510032 | Phoenix current terminal (OTTA-6-P/P) | 3360 | 3360 | 0 | 6100K013 | 1-1-1-1 | inventory | 2025-10-28 | DFE-LV |  | GZ01-Gizan Warehouse | 2025-07-30 | 2025-07-16 | 0
4500595095-[10] | 908321106 : SWGR,SMRT RMU OD,2LBS+1CB,13.8KV,400A | RMU | ROH | DF240510033 | Phoenix current terminal partition (D-OTTA6-T) | 280 | 280 | 0 | 6100K013 | R18-S-1-K013_SEP | inventory | 2025-10-28 | DFE-LV |  | GZ01-Gizan Warehouse | 2025-07-30 | 2025-07-16 | 0
4500595095-[10] | 908321106 : SWGR,SMRT RMU OD,2LBS+1CB,13.8KV,400A | RMU | ROH | DF240510028 | Phoenix voltage terminal (UK-2.5B) | 7840 | 7840 | 0 | 6100K013 | 1-1-1-1 | inventory | 2025-10-28 | DFE-LV |  | GZ01-Gizan Warehouse | 2025-07-30 | 2025-07-16 | 0
4500595095-[10] | 908321106 : SWGR,SMRT RMU OD,2LBS+1CB,13.8KV,400A | RMU | ROH | DF240510049 | Power module (DFE500A-AC220D24-ST-X) | 120 | 120 | 0 | 6100K013 | 1-1-1-1 | inventory | 2025-10-28 | Charger |  | GZ01-Gizan Warehouse | 2025-07-30 | 2025-07-16 | 0
4500595095-[10] | 908321106 : SWGR,SMRT RMU OD,2LBS+1CB,13.8KV,400A | RMU | ROH | DF240510049 | Power module (DFE500A-AC220D24-ST-X) | 280 | 280 | 0 | 6100K013 | 1-1-1-1 | inventory | 2025-10-28 | SEP |  | GZ01-Gizan Warehouse | 2025-07-30 | 2025-07-16 | 0
4500595095-[10] | 908321106 : SWGR,SMRT RMU OD,2LBS+1CB,13.8KV,400A | RMU | ROH | DF240612107 | Pre insulated terminal O-type HRV1.25-6 (BLUE) | 3360 | 3360 | 0 | 6100K013 | 1-1-1-1 | inventory | 2025-10-28 | DFE-LV |  | GZ01-Gizan Warehouse | 2025-07-30 | 2025-07-16 | 0
4500595095-[10] | 908321106 : SWGR,SMRT RMU OD,2LBS+1CB,13.8KV,400A | RMU | ROH | DF240612104 | Pre insulated terminal O-type HRV2-10 (BLUE) | 1680 | 1680 | 0 | 6100K013 | 1-1-1-1 | inventory | 2025-10-28 | DFE-LV |  | GZ01-Gizan Warehouse | 2025-07-30 | 2025-07-16 | 0
4500595095-[10] | 908321106 : SWGR,SMRT RMU OD,2LBS+1CB,13.8KV,400A | RMU | ROH | DF240612101 | Pre insulated terminal O-type HRV2-4S (BLUE) | 1120 | 1120 | 0 | 6100K013 | 1-1-1-1 | inventory | 2025-10-28 | DFE-LV |  | GZ01-Gizan Warehouse | 2025-07-30 | 2025-07-16 | 0
4500595095-[10] | 908321106 : SWGR,SMRT RMU OD,2LBS+1CB,13.8KV,400A | RMU | ROH | DF240612102 | Pre insulated terminal O-type HRV2-5S (BLUE) | 1960 | 1960 | 0 | 6100K013 | 1-1-1-1 | inventory | 2025-10-28 | DFE-LV |  | GZ01-Gizan Warehouse | 2025-07-30 | 2025-07-16 | 0
4500595095-[10] | 908321106 : SWGR,SMRT RMU OD,2LBS+1CB,13.8KV,400A | RMU | ROH | DF240612103 | Pre insulated terminal O-type HRV2-6 (BLUE) | 1680 | 1680 | 0 | 6100K013 | 1-1-1-1 | inventory | 2025-10-28 | DFE-LV |  | GZ01-Gizan Warehouse | 2025-07-30 | 2025-07-16 | 0
4500595095-[10] | 908321106 : SWGR,SMRT RMU OD,2LBS+1CB,13.8KV,400A | RMU | ROH | DF250303005 | Pre insulated terminal O-type HRV3.5-4 (BLUE) | 6160 | 6160 | 0 | 6100K013 | 1-1-1-1 | inventory | 2025-10-28 | DFE-LV |  | GZ01-Gizan Warehouse | 2025-07-30 | 2025-07-16 | 0
4500595095-[10] | 908321106 : SWGR,SMRT RMU OD,2LBS+1CB,13.8KV,400A | RMU | ROH | DF240612106 | Pre insulated terminal O-type HRV3.5-5S (BARE COPPER) | 1120 | 1120 | 0 | 6100K013 | 1-1-1-1 | inventory | 2025-10-28 | DFE-LV |  | GZ01-Gizan Warehouse | 2025-07-30 | 2025-07-16 | 0
4500595095-[10] | 908321106 : SWGR,SMRT RMU OD,2LBS+1CB,13.8KV,400A | RMU | ROH | DF250303004 | Pre insulated terminal O-type HRV3.5-6 (BLUE) | 1680 | 1680 | 0 | 6100K013 | 1-1-1-1 | inventory | 2025-10-28 | DFE-LV |  | GZ01-Gizan Warehouse | 2025-07-30 | 2025-07-16 | 0
4500595095-[10] | 908321106 : SWGR,SMRT RMU OD,2LBS+1CB,13.8KV,400A | RMU | ROH | DF240612105 | Pre insulated terminal O-type HRV5.5-6 (YELLOW) | 2240 | 2240 | 0 | 6100K013 | 1-1-1-1 | inventory | 2025-10-28 | DFE-LV |  | GZ01-Gizan Warehouse | 2025-07-30 | 2025-07-16 | 0
4500595095-[10] | 908321106 : SWGR,SMRT RMU OD,2LBS+1CB,13.8KV,400A | RMU | ROH | DF240907101 | Pre insulated terminal O-type red HRV1.25-5 (Red) | 1320 | 1320 | 0 | 6100K013 | 1-1-1-1 | inventory | 2025-10-28 | DFE-Gas Tank |  | GZ01-Gizan Warehouse | 2025-07-30 | 2025-07-16 | 0
4500595095-[10] | 908321106 : SWGR,SMRT RMU OD,2LBS+1CB,13.8KV,400A | RMU | ROH | DF240612110 | Pre insulated terminal U-type HSV2-4S(BLUE) | 8680 | 8680 | 0 | 6100K013 | 1-1-1-1 | inventory | 2025-10-28 | DFE-LV |  | GZ01-Gizan Warehouse | 2025-07-30 | 2025-07-16 | 0
4500595095-[10] | 908321106 : SWGR,SMRT RMU OD,2LBS+1CB,13.8KV,400A | RMU | ROH | DF240612111 | Pre insulated terminal U-type HSV3.5-3.2S(BLACK) | 1120 | 1120 | 0 | 6100K013 | 1-1-1-1 | inventory | 2025-10-28 | DFE-LV |  | GZ01-Gizan Warehouse | 2025-07-30 | 2025-07-16 | 0
4500595095-[10] | 908321106 : SWGR,SMRT RMU OD,2LBS+1CB,13.8KV,400A | RMU | ROH | DF240612117 | Pre insulated terminal tube type HE0510 (RED) | 2240 | 2240 | 0 | 6100K013 | 1-1-1-1 | inventory | 2025-10-28 | DFE-LV |  | GZ01-Gizan Warehouse | 2025-07-30 | 2025-07-16 | 0
4500595095-[10] | 908321106 : SWGR,SMRT RMU OD,2LBS+1CB,13.8KV,400A | RMU | ROH | DF241126026 | Pre insulated terminal tube type HE1510 (BULE) | 3360 | 3360 | 0 | 6100K013 | 1-1-1-1 | inventory | 2025-10-28 | DFE-LV |  | GZ01-Gizan Warehouse | 2025-07-30 | 2025-07-16 | 0
4500595095-[10] | 908321106 : SWGR,SMRT RMU OD,2LBS+1CB,13.8KV,400A | RMU | ROH | DF240612116 | Pre insulated terminal tube type HE2510 (BLUE) | 7560 | 7560 | 0 | 6100K013 | 1-1-1-1 | inventory | 2025-10-28 | DFE-LV |  | GZ01-Gizan Warehouse | 2025-07-30 | 2025-07-16 | 0
4500595095-[10] | 908321106 : SWGR,SMRT RMU OD,2LBS+1CB,13.8KV,400A | RMU | ROH | DF240612119 | Pre insulated terminal tube type HE4009 (BLACK) | 560 | 560 | 0 | 6100K013 | 1-1-1-1 | inventory | 2025-10-28 | DFE-LV |  | GZ01-Gizan Warehouse | 2025-07-30 | 2025-07-16 | 0
4500595095-[10] | 908321106 : SWGR,SMRT RMU OD,2LBS+1CB,13.8KV,400A | RMU | ROH | DF250303006 | Pre insulated terminal tube type HE4009 (BLUE) | 2240 | 2240 | 0 | free_stock | 1-1-1-1 | inventory | 2025-10-28 | DFE-LV |  | GZ01-Gizan Warehouse | 2025-07-30 | 2025-07-16 | 0
4500595095-[10] | 908321106 : SWGR,SMRT RMU OD,2LBS+1CB,13.8KV,400A | RMU | ROH | 8DF.0816.0045 | Pressure Gauge Pad | 440 | 440 | 0 | 6100K013 | 1-1-1-1 | inventory | 2025-10-28 | DFE-Gas Tank |  | GZ01-Gizan Warehouse | 2025-07-30 | 2025-07-16 | 0
4500595095-[10] | 908321106 : SWGR,SMRT RMU OD,2LBS+1CB,13.8KV,400A | RMU | ROH | 5DF.0816.0230 | Pressure Relief Valve | 220 | 220 | 0 | 6100K013 | 1-1-1-1 | inventory | 2025-10-28 | DFE-Gas Tank |  | GZ01-Gizan Warehouse | 2025-07-30 | 2025-07-16 | 0
4500595095-[10] | 908321106 : SWGR,SMRT RMU OD,2LBS+1CB,13.8KV,400A | RMU | ROH | DF240603004 | Rivet Nut M8*18 | 3640 | 3640 | 0 | 6100K013 | R54-Q-1-K013_SEP | inventory | 2025-10-28 | SEP |  | GZ01-Gizan Warehouse | 2025-07-30 | 2025-07-16 | 0
4500595095-[10] | 908321106 : SWGR,SMRT RMU OD,2LBS+1CB,13.8KV,400A | RMU | ROH | RMU0000000005 | RMU EFI, Make: KRIES, Ord: 2510201_H007 IKI-10-light-W with LED and Flag | 120 | 120 | 0 | 6100K013 | 1-1-1-1 | inventory | 2025-10-28 | EFI |  | GZ01-Gizan Warehouse | 2025-07-30 | 2025-07-16 | 0
4500595095-[10] | 908321106 : SWGR,SMRT RMU OD,2LBS+1CB,13.8KV,400A | RMU | ROH | RMU0000000005 | fault indicator (IKI-101light) | 280 | 280 | 0 | 6100K013 | 1-1-1-1 | inventory | 2025-10-28 | SEP |  | GZ01-Gizan Warehouse | 2025-07-30 | 2025-07-16 | 0
4500595095-[10] | 908321106 : SWGR,SMRT RMU OD,2LBS+1CB,13.8KV,400A | RMU | ROH | RMU0000000004 | RMU Over Current Relay, Make: FANOX, Ord: SIA B 1 1 0 F C 2 3 2 A C | 120 | 120 | 0 | 6100K013 | 1-1-1-1 | inventory | 2025-10-28 | Fanox Relay |  | GZ01-Gizan Warehouse | 2025-07-30 | 2025-07-16 | 0
4500595095-[10] | 908321106 : SWGR,SMRT RMU OD,2LBS+1CB,13.8KV,400A | RMU | ROH | RMU0000000004 | Protect (SIAB110FC232AC) | 280 | 280 | 0 | 6100K013 | 1-1-1-1 | inventory | 2025-10-28 | SEP |  | GZ01-Gizan Warehouse | 2025-07-30 | 2025-07-16 | 0
4500595095-[10] | 908321106 : SWGR,SMRT RMU OD,2LBS+1CB,13.8KV,400A | RMU | ROH | DF241126010 | Communication line | 1540 | 1540 | 0 | 6100K013 | 1-1-1-1 | inventory | 2025-10-28 | DFE-LV |  | GZ01-Gizan Warehouse | 2025-07-30 | 2025-07-16 | 0
4500595095-[10] | 908321106 : SWGR,SMRT RMU OD,2LBS+1CB,13.8KV,400A | RMU | ROH | DF205041498 | Rectangular Sealing Strip D-07 T-79 EPDM | 1600 | 1600 | 0 | 6100K013 | R54-G-1-K013_SEP | inventory | 2025-10-28 | Outer Enclosure |  | GZ01-Gizan Warehouse | 2025-07-30 | 2025-07-16 | 0
4500595095-[10] | 908321106 : SWGR,SMRT RMU OD,2LBS+1CB,13.8KV,400A | RMU | ROH | DF241124007 | Rectangular plastic buckle 6*18 | 280 | 280 | 0 | 6100K013 | 1-1-1-1 | inventory | 2025-10-28 | DFE-Consumables |  | GZ01-Gizan Warehouse | 2025-07-30 | 2025-07-16 | 0
4500595095-[10] | 908321106 : SWGR,SMRT RMU OD,2LBS+1CB,13.8KV,400A | RMU | ROH | DF240603030 | Rectangular plastic buckle 19.8*15 | 560 | 560 | 0 | 6100K013 | R60-B-1-K013_SEP | inventory | 2025-10-28 | DFE-Consumables |  | GZ01-Gizan Warehouse | 2025-07-30 | 2025-07-16 | 0
4500595095-[10] | 908321106 : SWGR,SMRT RMU OD,2LBS+1CB,13.8KV,400A | RMU | ROH | DF241124008 | Round plastic buckle φ54 | 280 | 280 | 0 | 6100K013 | R54-R-1-K013_SEP | inventory | 2025-10-28 | DFE-Consumables |  | GZ01-Gizan Warehouse | 2025-07-30 | 2025-07-16 | 0
4500595095-[10] | 908321106 : SWGR,SMRT RMU OD,2LBS+1CB,13.8KV,400A | RMU | ROH | DF240603028 | Round plastic buckle 40° | 840 | 840 | 0 | 6100K013 | R54-R-1-K013_SEP | inventory | 2025-10-28 | DFE-Consumables |  | GZ01-Gizan Warehouse | 2025-07-30 | 2025-07-16 | 0
4500595095-[10] | 908321106 : SWGR,SMRT RMU OD,2LBS+1CB,13.8KV,400A | RMU | ROH | DF240603027 | Round plastic buckle φ23 | 1680 | 1680 | 0 | 6100K013 | R54-R-1-K013_SEP | inventory | 2025-10-28 | DFE-Consumables |  | GZ01-Gizan Warehouse | 2025-07-30 | 2025-07-16 | 0
4500595095-[10] | 908321106 : SWGR,SMRT RMU OD,2LBS+1CB,13.8KV,400A | RMU | ROH | DF241217001 | Rubber pad 200*360*3 | 280 | 280 | 0 | 6100K013 | 1-1-1-1 | inventory | 2025-10-28 | DFE-LV |  | GZ01-Gizan Warehouse | 2025-07-30 | 2025-07-16 | 0
4500595095-[10] | 908321106 : SWGR,SMRT RMU OD,2LBS+1CB,13.8KV,400A | RMU | ROH | DF205041559 | SEC Logo Board Print + Outdoor Protection | 800 | 800 | 0 | 6100K013 | R66-F-1-K013_SEP | inventory | 2025-10-28 | Outer Enclosure |  | GZ01-Gizan Warehouse | 2025-07-30 | 2025-07-16 | 0
4500595095-[10] | 908321106 : SWGR,SMRT RMU OD,2LBS+1CB,13.8KV,400A | RMU | ROH | DF240424001 | SF6 Gas Density Meter | 220 | 220 | 0 | 6100K013 | 1-1-1-1 | inventory | 2025-10-28 | DFE-Gas Tank |  | GZ01-Gizan Warehouse | 2025-07-30 | 2025-07-16 | 0
4500595095-[10] | 908321106 : SWGR,SMRT RMU OD,2LBS+1CB,13.8KV,400A | RMU | ROH | RMU000000105 | SRMU Breaker Operating Handle ¦ 8DF-253-0001 | 280 | 280 | 0 | 6100K013 | BOX12-1-1-K013_SEP | consumption | 2025-04-08 | DFE-Consumables |  | GZ01-Gizan Warehouse | 2025-07-30 | 2025-07-16 | 0 | [5 empty] | Miscellaneous issue | 6415161
4500595095-[10] | 908321106 : SWGR,SMRT RMU OD,2LBS+1CB,13.8KV,400A | RMU | ROH | DF240510012 | Seahorse rivet (φ6.4*10.5) | 11200 | 11200 | 0 | 6100K013 | R55-H-1-K013_SEP | inventory | 2025-10-28 | DFE-LV |  | GZ01-Gizan Warehouse | 2025-07-30 | 2025-07-16 | 0
4500595095-[10] | 908321106 : SWGR,SMRT RMU OD,2LBS+1CB,13.8KV,400A | RMU | ROH | DF240510012 | Seahorse rivet (φ6.4*10.5) | 29960 | 29960 | 0 | 6100K013 | R55-H-1-K013_SEP | inventory | 2025-10-28 | SEP |  | GZ01-Gizan Warehouse | 2025-07-30 | 2025-07-16 | 0
4500595095-[10] | 908321106 : SWGR,SMRT RMU OD,2LBS+1CB,13.8KV,400A | RMU | ROH | DF240603001 | Seahorse rivet (φ5*10) | 840 | 840 | 0 | 6100K013 | 1-1-1-1 | inventory | 2025-10-28 | DFE-LV |  | GZ01-Gizan Warehouse | 2025-07-30 | 2025-07-16 | 0
4500595095-[10] | 908321106 : SWGR,SMRT RMU OD,2LBS+1CB,13.8KV,400A | RMU | ROH | DF240603001 | Seahorse rivet (φ5*10) | 1120 | 1120 | 0 | 6100K013 | R55-H-1-K013_SEP | inventory | 2025-10-28 | SEP |  | GZ01-Gizan Warehouse | 2025-07-30 | 2025-07-16 | 0
4500595095-[10] | 908321106 : SWGR,SMRT RMU OD,2LBS+1CB,13.8KV,400A | RMU | ROH | DF240907002 | Seahorse rivet φ6.4*12.5 | 3640 | 3640 | 0 | 6100K013 | 1-1-1-1 | inventory | 2025-10-28 | SEP |  | GZ01-Gizan Warehouse | 2025-07-30 | 2025-07-16 | 0
4500595095-[10] | 908321106 : SWGR,SMRT RMU OD,2LBS+1CB,13.8KV,400A | RMU | ROH | DF240907001 | Seahorse rivet φ6.4*16.5 | 3360 | 3360 | 0 | 6100K013 | 1-1-1-1 | consumption | 2025-09-18 | SEP |  | GZ01-Gizan Warehouse | 2025-07-30 | 2025-07-16 | 0 | [5 empty] | Work in Process Material Issue | 7419949
4500595095-[10] | 908321106 : SWGR,SMRT RMU OD,2LBS+1CB,13.8KV,400A | RMU | ROH | DF240603046 | Seahorse countersunk rivet φ6.4*10.5 | 2800 | 2800 | 0 | 6100K013 | 1-1-1-1 | inventory | 2025-10-28 | SEP |  | GZ01-Gizan Warehouse | 2025-07-30 | 2025-07-16 | 0
4500595095-[10] | 908321106 : SWGR,SMRT RMU OD,2LBS+1CB,13.8KV,400A | RMU | ROH | 8DF-580-0057 | Secondary grounding bar | 280 | 280 | 0 | 6100K013 | 1-1-1-1 | inventory | 2025-10-28 | SEP |  | GZ01-Gizan Warehouse | 2025-07-30 | 2025-07-16 | 0
4500595095-[10] | 908321106 : SWGR,SMRT RMU OD,2LBS+1CB,13.8KV,400A | RMU | ROH | DF241115001 | Self-locking Nut M8 | 3740 | 3740 | 0 | 6100K013 | 1-1-1-1 | inventory | 2025-10-28 | DFE-Gas Tank |  | GZ01-Gizan Warehouse | 2025-07-30 | 2025-07-16 | 0
4500595095-[10] | 908321106 : SWGR,SMRT RMU OD,2LBS+1CB,13.8KV,400A | RMU | ROH | DF240907006 | Self-locking nut M3 | 1600 | 1600 | 0 | 6100K013 | R55-Q-1-K013_SEP | inventory | 2025-10-28 | Outer Enclosure |  | GZ01-Gizan Warehouse | 2025-07-30 | 2025-07-16 | 0
4500595095-[10] | 908321106 : SWGR,SMRT RMU OD,2LBS+1CB,13.8KV,400A | RMU | ROH | DF240907006 | Self-locking Nut M3 | 2240 | 2240 | 0 | 6100K013 | 1-1-1-1 | inventory | 2025-10-28 | DFE-LV |  | GZ01-Gizan Warehouse | 2025-07-30 | 2025-07-16 | 0
4500595095-[10] | 908321106 : SWGR,SMRT RMU OD,2LBS+1CB,13.8KV,400A | RMU | ROH | DF240510009 | Self-locking Nut M4 | 4480 | 4480 | 0 | 6100K013 | 1-1-1-1 | inventory | 2025-10-28 | DFE-LV |  | GZ01-Gizan Warehouse | 2025-07-30 | 2025-07-16 | 0
4500595095-[10] | 908321106 : SWGR,SMRT RMU OD,2LBS+1CB,13.8KV,400A | RMU | ROH | DF240510011 | Self-locking Nut M6 | 1120 | 1120 | 0 | 6100K013 | 1-1-1-1 | inventory | 2025-10-28 | SEP |  | GZ01-Gizan Warehouse | 2025-07-30 | 2025-07-16 | 0
4500595095-[10] | 908321106 : SWGR,SMRT RMU OD,2LBS+1CB,13.8KV,400A | RMU | ROH | DF240510011 | Self-locking Nut M6 | 1680 | 1680 | 0 | 6100K013 | 1-1-1-1 | inventory | 2025-10-28 | DFE-LV |  | GZ01-Gizan Warehouse | 2025-07-30 | 2025-07-16 | 0
4500595095-[10] | 908321106 : SWGR,SMRT RMU OD,2LBS+1CB,13.8KV,400A | RMU | ROH | DF240510011 | Self-locking nutsM6 | 8000 | 8000 | 0 | 6100K013 | 1-1-1-1 | inventory | 2025-10-28 | Outer Enclosure |  | GZ01-Gizan Warehouse | 2025-07-30 | 2025-07-16 | 0
4500595095-[10] | 908321106 : SWGR,SMRT RMU OD,2LBS+1CB,13.8KV,400A | RMU | ROH | DF240424027 | Self-locking nutsM8 | 1600 | 1600 | 0 | 6100K013 | 1-1-1-1 | inventory | 2025-10-28 | Outer Enclosure |  | GZ01-Gizan Warehouse | 2025-07-30 | 2025-07-16 | 0
4500595095-[10] | 908321106 : SWGR,SMRT RMU OD,2LBS+1CB,13.8KV,400A | RMU | ROH | DF240424027 | Self-locking Nut M8 | 3080 | 3080 | 0 | 6100K013 | 1-1-1-1 | inventory | 2025-10-28 | SEP |  | GZ01-Gizan Warehouse | 2025-07-30 | 2025-07-16 | 0
4500595095-[10] | 908321106 : SWGR,SMRT RMU OD,2LBS+1CB,13.8KV,400A | RMU | ROH | DF240424002 | Self-sealing Valve | 440 | 440 | 0 | 6100K013 | 1-1-1-1 | inventory | 2025-10-28 | DFE-Gas Tank |  | GZ01-Gizan Warehouse | 2025-07-30 | 2025-07-16 | 0
4500595095-[10] | 908321106 : SWGR,SMRT RMU OD,2LBS+1CB,13.8KV,400A | RMU | ROH | 8DF.0816.0442 | Side Plate Transverse Tar | 880 | 880 | 0 | 6100K013 | 1-1-1-1 | inventory | 2025-10-28 | DFE-Gas Tank |  | GZ01-Gizan Warehouse | 2025-07-30 | 2025-07-16 | 0
4500595095-[10] | 908321106 : SWGR,SMRT RMU OD,2LBS+1CB,13.8KV,400A | RMU | ROH | DF240907003 | Soft connection (YTZ-(X)-35/8-12) | 440 | 440 | 0 | 6100K013 | 1-1-1-1 | inventory | 2025-10-28 | DFE-Gas Tank |  | GZ01-Gizan Warehouse | 2025-07-30 | 2025-07-16 | 0
4500595095-[10] | 908321106 : SWGR,SMRT RMU OD,2LBS+1CB,13.8KV,400A | RMU | ROH | DF240424015 | Spring Washer φ12 | 1980 | 1980 | 0 | 6100K013 | 1-1-1-1 | inventory | 2025-10-28 | DFE-Gas Tank |  | GZ01-Gizan Warehouse | 2025-07-30 | 2025-07-16 | 0
4500595095-[10] | 908321106 : SWGR,SMRT RMU OD,2LBS+1CB,13.8KV,400A | RMU | ROH | 205046789 | Spring Washer φ6 | 8120 | 8120 | 0 | 6100K013 | 1-1-1-1 | inventory | 2025-10-28 | DFE-LV |  | GZ01-Gizan Warehouse | 2025-07-30 | 2025-07-16 | 0
4500595095-[10] | 908321106 : SWGR,SMRT RMU OD,2LBS+1CB,13.8KV,400A | RMU | ROH | 205046789 | Spring Washer φ6 | 14840 | 14840 | 0 | 6100K013 | 1-1-1-1 | inventory | 2025-10-28 | SEP |  | GZ01-Gizan Warehouse | 2025-07-30 | 2025-07-16 | 0
4500595095-[10] | 908321106 : SWGR,SMRT RMU OD,2LBS+1CB,13.8KV,400A | RMU | ROH | 205046789 | φ6 Spring washer Stainleess steel | 34000 | 34000 | 0 | free_stock | R52-A-1-MVBM_SEP | inventory | 2025-10-28 | Outer Enclosure |  | GZ01-Gizan Warehouse | 2025-07-30 | 2025-07-16 | 0
4500595095-[10] | 908321106 : SWGR,SMRT RMU OD,2LBS+1CB,13.8KV,400A | RMU | ROH | 205041916 | Spring Washer φ8 | 9520 | 9520 | 0 | 6100K013 | 1-1-1-1 | inventory | 2025-10-28 | SEP |  | GZ01-Gizan Warehouse | 2025-07-30 | 2025-07-16 | 0
4500595095-[10] | 908321106 : SWGR,SMRT RMU OD,2LBS+1CB,13.8KV,400A | RMU | ROH | 205041916 | Spring Washer φ8 | 16060 | 16060 | 0 | 6100K013 | R41-H-1-K013_SEP | inventory | 2025-10-28 | DFE-Gas Tank |  | GZ01-Gizan Warehouse | 2025-07-30 | 2025-07-16 | 0
4500595095-[10] | 908321106 : SWGR,SMRT RMU OD,2LBS+1CB,13.8KV,400A | RMU | ROH | DF240603021 | Spring Washer φ10 | 6160 | 6160 | 0 | 6100K013 | R55-I-1-K013_SEP | inventory | 2025-10-28 | SEP |  | GZ01-Gizan Warehouse | 2025-07-30 | 2025-07-16 | 0
4500595095-[10] | 908321106 : SWGR,SMRT RMU OD,2LBS+1CB,13.8KV,400A | RMU | ROH | DF240603011 | Spring Washer φ12 | 280 | 243 | 37 | 6100K013 | R55-P-1-K013_SEP | inventory | 2025-10-28 | SEP |  | GZ01-Gizan Warehouse | 2025-07-30 | 2025-07-16 | 0
4500595095-[10] | 908321106 : SWGR,SMRT RMU OD,2LBS+1CB,13.8KV,400A | RMU | ROH | DF240603011 | Spring Washer φ12 | 37 | 37 | 0 | 6100K013 | R54-Q-1-K013_SEP | inventory | 2025-10-28 | SEP |  | GZ01-Gizan Warehouse | 2025-07-30 | 2025-07-16 | 0
4500595095-[10] | 908321106 : SWGR,SMRT RMU OD,2LBS+1CB,13.8KV,400A | RMU | ROH | DF240604001 | Square Nut M6 | 6720 | 6720 | 0 | 6100K013 | R55-P-1-K013_SEP | inventory | 2025-10-28 | SEP |  | GZ01-Gizan Warehouse | 2025-07-30 | 2025-07-16 | 0
4500595095-[10] | 908321106 : SWGR,SMRT RMU OD,2LBS+1CB,13.8KV,400A | RMU | ROH | 8DF.0816.3126 | Stator | 440 | 440 | 0 | 6100K013 | 1-1-1-1 | inventory | 2025-10-28 | DFE-Gas Tank |  | GZ01-Gizan Warehouse | 2025-07-30 | 2025-07-16 | 0
4500595095-[10] | 908321106 : SWGR,SMRT RMU OD,2LBS+1CB,13.8KV,400A | RMU | ROH | DF240510054 | Temperature Sensor (JWB/PT-100-03) | 280 | 280 | 0 | 6100K013 | 1-1-1-1 | inventory | 2025-10-28 | DFE-LV |  | GZ01-Gizan Warehouse | 2025-07-30 | 2025-07-16 | 0
4500595095-[10] | 908321106 : SWGR,SMRT RMU OD,2LBS+1CB,13.8KV,400A | RMU | ROH | DF240510034 | Terminal strip label | 1680 | 1680 | 0 | 6100K013 | 1-1-1-1 | inventory | 2025-10-28 | DFE-LV |  | GZ01-Gizan Warehouse | 2025-07-30 | 2025-07-16 | 0
4500595095-[10] | 908321106 : SWGR,SMRT RMU OD,2LBS+1CB,13.8KV,400A | RMU | ROH | DF241118009 | Test Socket NTC1-332AS6h/250V | 280 | 280 | 0 | 6100K013 | 1-1-1-1 | inventory | 2025-10-28 | DFE-LV |  | GZ01-Gizan Warehouse | 2025-07-30 | 2025-07-16 | 0
4500595095-[10] | 908321106 : SWGR,SMRT RMU OD,2LBS+1CB,13.8KV,400A | RMU | ROH | DF240424017 | Thickened Plain Washer φ10 | 8580 | 8580 | 0 | 6100K013 | 1-1-1-1 | inventory | 2025-10-28 | DFE-Gas Tank |  | GZ01-Gizan Warehouse | 2025-07-30 | 2025-07-16 | 0
4500595095-[10] | 908321106 : SWGR,SMRT RMU OD,2LBS+1CB,13.8KV,400A | RMU | ROH | DF240424014 | Thickened Plain Washer φ12 | 1980 | 1980 | 0 | 6100K013 | 1-1-1-1 | inventory | 2025-10-28 | DFE-Gas Tank |  | GZ01-Gizan Warehouse | 2025-07-30 | 2025-07-16 | 0
4500595095-[10] | 908321106 : SWGR,SMRT RMU OD,2LBS+1CB,13.8KV,400A | RMU | ROH | DF240603039 | Thread sealant | 42 | 42 | 0 | 6100K013 | R67-K-1-KDP2_SEP | inventory | 2025-10-28 | SEP |  | GZ01-Gizan Warehouse | 2025-07-30 | 2025-07-16 | 0
4500595095-[10] | 908321106 : SWGR,SMRT RMU OD,2LBS+1CB,13.8KV,400A | RMU | ROH | 5DF.0815.0002 | Three-station Load Switch | 440 | 440 | 0 | 6100K013 | 1-1-1-1 | inventory | 2025-10-28 | DFE-Gas Tank |  | GZ01-Gizan Warehouse | 2025-07-30 | 2025-07-16 | 0
4500595095-[10] | 908321106 : SWGR,SMRT RMU OD,2LBS+1CB,13.8KV,400A | RMU | ROH | 5DF.0816.0029 | Three-station Load Switch Sealing Assembly | 660 | 660 | 0 | 6100K013 | 1-1-1-1 | inventory | 2025-10-28 | DFE-Gas Tank |  | GZ01-Gizan Warehouse | 2025-07-30 | 2025-07-16 | 0
4500595095-[10] | 908321106 : SWGR,SMRT RMU OD,2LBS+1CB,13.8KV,400A | RMU | ROH | DF240612003 | Tie strap (black) 4*150 | 210000 | 210000 | 0 | 6100K013 | PLT3-1-1-K013_SEP | inventory | 2025-10-28 | DFE-LV |  | GZ01-Gizan Warehouse | 2025-07-30 | 2025-07-16 | 0
4500595095-[10] | 908321106 : SWGR,SMRT RMU OD,2LBS+1CB,13.8KV,400A | RMU | ROH | DF240603026 | Tower seal ring φ115 | 840 | 840 | 0 | 6100K013 | BOX9-1-1-K013_SEP | inventory | 2025-10-28 | SEP |  | GZ01-Gizan Warehouse | 2025-07-30 | 2025-07-16 | 0
4500595095-[10] | 908321106 : SWGR,SMRT RMU OD,2LBS+1CB,13.8KV,400A | RMU | ROH | DF240603025 | Tower seal ring φ40 | 560 | 560 | 0 | 6100K013 | R64-A-1-K013_SEP | inventory | 2025-10-28 | SEP |  | GZ01-Gizan Warehouse | 2025-07-30 | 2025-07-16 | 0
4500595095-[10] | 908321106 : SWGR,SMRT RMU OD,2LBS+1CB,13.8KV,400A | RMU | ROH | DF240510030 | UK-2.5B Fixing (E/UK) | 4480 | 4480 | 0 | 6100K013 | 1-1-1-1 | inventory | 2025-10-28 | DFE-LV |  | GZ01-Gizan Warehouse | 2025-07-30 | 2025-07-16 | 0
4500595095-[10] | 908321106 : SWGR,SMRT RMU OD,2LBS+1CB,13.8KV,400A | RMU | ROH | DF240612011 | UK-2.5B marking strip (1-10) | 560 | 560 | 0 | 6100K013 | 1-1-1-1 | inventory | 2025-10-28 | DFE-LV |  | GZ01-Gizan Warehouse | 2025-07-30 | 2025-07-16 | 0
4500595095-[10] | 908321106 : SWGR,SMRT RMU OD,2LBS+1CB,13.8KV,400A | RMU | ROH | DF240612009 | UK-2.5B marking strip (1-5) | 1680 | 1680 | 0 | 6100K013 | 1-1-1-1 | inventory | 2025-10-28 | DFE-LV |  | GZ01-Gizan Warehouse | 2025-07-30 | 2025-07-16 | 0
4500595095-[10] | 908321106 : SWGR,SMRT RMU OD,2LBS+1CB,13.8KV,400A | RMU | ROH | DF240612010 | UK-2.5B marking strip (1-8) | 560 | 560 | 0 | 6100K013 | 1-1-1-1 | inventory | 2025-10-28 | DFE-LV |  | GZ01-Gizan Warehouse | 2025-07-30 | 2025-07-16 | 0
4500595095-[10] | 908321106 : SWGR,SMRT RMU OD,2LBS+1CB,13.8KV,400A | RMU | ROH | DF240510029 | UK-2.5B voltage terminal partition (D-UK2.5) | 2520 | 2520 | 0 | 6100K013 | 1-1-1-1 | inventory | 2025-10-28 | DFE-LV |  | GZ01-Gizan Warehouse | 2025-07-30 | 2025-07-16 | 0
4500595095-[10] | 908321106 : SWGR,SMRT RMU OD,2LBS+1CB,13.8KV,400A | RMU | ROH | DF240612024 | UK2.5B Center Connection Bar (2 connections)FBI 2-6(0203438) | 1400 | 1400 | 0 | 6100K013 | 1-1-1-1 | inventory | 2025-10-28 | DFE-LV |  | GZ01-Gizan Warehouse | 2025-07-30 | 2025-07-16 | 0
4500595095-[10] | 908321106 : SWGR,SMRT RMU OD,2LBS+1CB,13.8KV,400A | RMU | ROH | DF241118007 | Unlock the locking knob | 840 | 840 | 0 | 6100K013 | 1-1-1-1 | inventory | 2025-10-28 | DFE-LV |  | GZ01-Gizan Warehouse | 2025-07-30 | 2025-07-16 | 0
4500595095-[10] | 908321106 : SWGR,SMRT RMU OD,2LBS+1CB,13.8KV,400A | RMU | ROH | 8DF.0816.0131 | V Common Enclosure Front Plate Transverse Bar | 440 | 440 | 0 | 6100K013 | 1-1-1-1 | inventory | 2025-10-28 | DFE-Gas Tank |  | GZ01-Gizan Warehouse | 2025-07-30 | 2025-07-16 | 0
4500595095-[10] | 908321106 : SWGR,SMRT RMU OD,2LBS+1CB,13.8KV,400A | RMU | ROH | 8DF.0816.0116 | V Common Enclosure Spacer Reinforcing Rib | 220 | 220 | 0 | 6100K013 | 1-1-1-1 | inventory | 2025-10-28 | DFE-Gas Tank |  | GZ01-Gizan Warehouse | 2025-07-30 | 2025-07-16 | 0
4500595095-[10] | 908321106 : SWGR,SMRT RMU OD,2LBS+1CB,13.8KV,400A | RMU | ROH | 5DF.0816.0046 | V Strut Welding | 440 | 440 | 0 | 6100K013 | 1-1-1-1 | inventory | 2025-10-28 | DFE-Gas Tank |  | GZ01-Gizan Warehouse | 2025-07-30 | 2025-07-16 | 0
4500595095-[10] | 908321106 : SWGR,SMRT RMU OD,2LBS+1CB,13.8KV,400A | RMU | ROH | 8DF.0818.0015 | V-A Phase Bus | 220 | 220 | 0 | 6100K013 | 1-1-1-1 | inventory | 2025-10-28 | DFE-Gas Tank |  | GZ01-Gizan Warehouse | 2025-07-30 | 2025-07-16 | 0
4500595095-[10] | 908321106 : SWGR,SMRT RMU OD,2LBS+1CB,13.8KV,400A | RMU | ROH | 8DF.0818.0016 | V-B Phase Bus | 220 | 220 | 0 | 6100K013 | 1-1-1-1 | inventory | 2025-10-28 | DFE-Gas Tank |  | GZ01-Gizan Warehouse | 2025-07-30 | 2025-07-16 | 0
4500595095-[10] | 908321106 : SWGR,SMRT RMU OD,2LBS+1CB,13.8KV,400A | RMU | ROH | 8DF.0818.0017 | V-C Phase Bus | 220 | 220 | 0 | 6100K013 | 1-1-1-1 | inventory | 2025-10-28 | DFE-Gas Tank |  | GZ01-Gizan Warehouse | 2025-07-30 | 2025-07-16 | 0
4500595095-[10] | 908321106 : SWGR,SMRT RMU OD,2LBS+1CB,13.8KV,400A | RMU | HALB | 8DF.0818.0007 | VC Bonding Bar M410 | 660 | 660 | 0 | 6100K013 | 1-1-1-1 | inventory | 2025-10-28 | DFE-Gas Tank |  | GZ01-Gizan Warehouse | 2025-07-30 | 2025-07-16 | 0
4500595095-[10] | 908321106 : SWGR,SMRT RMU OD,2LBS+1CB,13.8KV,400A | RMU | ROH | 5DF.0816.0050 | VC Strut Welding | 880 | 525 | 355 | 6100K013 | BOX42-1-1-K013_SEP | inventory | 2025-10-28 | DFE-Gas Tank |  | GZ01-Gizan Warehouse | 2025-07-30 | 2025-07-16 | 0
4500595095-[10] | 908321106 : SWGR,SMRT RMU OD,2LBS+1CB,13.8KV,400A | RMU | ROH | 5DF.0816.0050 | VC Strut Welding | 355 | 355 | 0 | 6100K013 | 1-1-1-1 | inventory | 2025-10-28 | DFE-Gas Tank |  | GZ01-Gizan Warehouse | 2025-07-30 | 2025-07-16 | 0
4500595095-[10] | 908321106 : SWGR,SMRT RMU OD,2LBS+1CB,13.8KV,400A | RMU | ROH | DF240424023 | Vacuum Silicone Grease | 11000 | 11000 | 0 | 6100K013 | 1-1-1-1 | inventory | 2025-10-28 | DFE-Gas Tank |  | GZ01-Gizan Warehouse | 2025-07-30 | 2025-07-16 | 0
4500595095-[10] | 908321106 : SWGR,SMRT RMU OD,2LBS+1CB,13.8KV,400A | RMU | ROH | DF240510026 | Wiring Channel 80 * 40 | 912.8 | 912.8 | 0 | 6100K013 | 1-1-1-1 | inventory | 2025-10-28 | DFE-LV |  | GZ01-Gizan Warehouse | 2025-07-30 | 2025-07-16 | 0
4500595095-[10] | 908321106 : SWGR,SMRT RMU OD,2LBS+1CB,13.8KV,400A | RMU | ROH | DF205041558 | Warning Sign (Print + Outdoor Protection) | 800 | 800 | 0 | 6100K013 | R66-F-1-K013_SEP | inventory | 2025-10-28 | Outer Enclosure |  | GZ01-Gizan Warehouse | 2025-07-30 | 2025-07-16 | 0
4500595095-[10] | 908321106 : SWGR,SMRT RMU OD,2LBS+1CB,13.8KV,400A | RMU | ROH | DF205041497 | Waterproof Adhesive Tape (Large) UC-15 EPDM | 2920 | 2920 | 0 | free_stock | 1-1-1-1 | inventory | 2025-10-28 | Outer Enclosure |  | GZ01-Gizan Warehouse | 2025-07-30 | 2025-07-16 | 0
4500595095-[10] | 908321106 : SWGR,SMRT RMU OD,2LBS+1CB,13.8KV,400A | RMU | ROH | DF205041499 | Waterproof Adhesive Tape (Large) UD-07 EPDM | 520 | 520 | 0 | free_stock | R53-R-1-MVBM_SEP | inventory | 2025-10-28 | Outer Enclosure |  | GZ01-Gizan Warehouse | 2025-07-30 | 2025-07-16 | 0
4500595095-[10] | 908321106 : SWGR,SMRT RMU OD,2LBS+1CB,13.8KV,400A | RMU | ROH | DF240311001 | Welded Stud M8*35 | 5280 | 5280 | 0 | free_stock | NEW.FLR-1-1-MVBM_SEP | inventory | 2025-10-28 | DFE-Gas Tank |  | GZ01-Gizan Warehouse | 2025-07-30 | 2025-07-16 | 0
4500595095-[10] | 908321106 : SWGR,SMRT RMU OD,2LBS+1CB,13.8KV,400A | RMU | ROH | 211002912 | Welded Stud M8*20 | 19580 | 19580 | 0 | free_stock | NEW.FLR-1-1-MVBM_SEP | inventory | 2025-10-28 | DFE-Gas Tank |  | GZ01-Gizan Warehouse | 2025-07-30 | 2025-07-16 | 0
4500595095-[10] | 908321106 : SWGR,SMRT RMU OD,2LBS+1CB,13.8KV,400A | RMU | ROH | DF241118100 | Welded Stud M8*25 | 1320 | 1320 | 0 | 6100K013 | 1-1-1-1 | inventory | 2025-10-28 | DFE-Gas Tank |  | GZ01-Gizan Warehouse | 2025-07-30 | 2025-07-16 | 0
4500595095-[10] | 908321106 : SWGR,SMRT RMU OD,2LBS+1CB,13.8KV,400A | RMU | ROH | DF240510007 | Welded stud M6*16 | 1120 | 1120 | 0 | 6100KDP02 | R60-I-1-K013_SEP | inventory | 2025-10-28 | SEP |  | GZ01-Gizan Warehouse | 2025-07-30 | 2025-07-16 | 0
4500595095-[10] | 908321106 : SWGR,SMRT RMU OD,2LBS+1CB,13.8KV,400A | RMU | ROH | DF240510007 | Welded stud M6*16 | 3920 | 3920 | 0 | 6100KDP02 | R60-I-1-K013_SEP | inventory | 2025-10-28 | DFE-LV |  | GZ01-Gizan Warehouse | 2025-07-30 | 2025-07-16 | 0
4500595095-[10] | 908321106 : SWGR,SMRT RMU OD,2LBS+1CB,13.8KV,400A | RMU | ROH | DF240603032 | White nylon washer (φ6-12 1.3mm) | 6720 | 4566 | 2154 | 6100K013 | R55-I-1-K013_SEP | inventory | 2025-10-28 | SEP |  | GZ01-Gizan Warehouse | 2025-07-30 | 2025-07-16 | 0
4500595095-[10] | 908321106 : SWGR,SMRT RMU OD,2LBS+1CB,13.8KV,400A | RMU | ROH | DF240603032 | White nylon washer (φ6-12 1.3mm) | 2154 | 2154 | 0 | 6100K013 | 1-1-1-1 | inventory | 2025-10-28 | SEP |  | GZ01-Gizan Warehouse | 2025-07-30 | 2025-07-16 | 0
4500595095-[10] | 908321106 : SWGR,SMRT RMU OD,2LBS+1CB,13.8KV,400A | RMU | ROH | DF240510055 | Control module (ISCU-01E) | 560 | 560 | 0 | 6100K013 | 1-1-1-1 | inventory | 2025-10-28 | DFE-LV |  | GZ01-Gizan Warehouse | 2025-07-30 | 2025-07-16 | 0
4500595095-[10] | 908321106 : SWGR,SMRT RMU OD,2LBS+1CB,13.8KV,400A | RMU | ROH | 8DF.0818.1053 | Upper door hook | 840 | 840 | 0 | 6100K013 | 1-1-1-1 | inventory | 2025-10-28 | SEP |  | GZ01-Gizan Warehouse | 2025-07-30 | 2025-07-16 | 0
4500595095-[10] | 908321106 : SWGR,SMRT RMU OD,2LBS+1CB,13.8KV,400A | RMU | ROH | DF240510036 | Door lock (MS705 GH-18) | 560 | 560 | 0 | 6100K013 | 1-1-1-1 | inventory | 2025-10-28 | DFE-LV |  | GZ01-Gizan Warehouse | 2025-07-30 | 2025-07-16 | 0
4500595095-[10] | 908321106 : SWGR,SMRT RMU OD,2LBS+1CB,13.8KV,400A | RMU | HALB | 8DF.0818.1296 | Door stop fixing | 560 | 560 | 0 | 6100K013 | INC-1-1-K013_SEP | inventory | 2025-10-28 | SEP |  | GZ01-Gizan Warehouse | 2025-07-30 | 2025-07-16 | 0
4500595095-[10] | 908321106 : SWGR,SMRT RMU OD,2LBS+1CB,13.8KV,400A | RMU | HALB | 8DF.0818.1295 | Door stop tongue | 560 | 560 | 0 | 6100K013 | 1-1-1-1 | inventory | 2025-10-28 | SEP |  | GZ01-Gizan Warehouse | 2025-07-30 | 2025-07-16 | 0
4500595095-[10] | 908321106 : SWGR,SMRT RMU OD,2LBS+1CB,13.8KV,400A | RMU | ROH | DF240510046 | Flashlight (LED T5) | 280 | 280 | 0 | 6100K013 | 1-1-1-1 | inventory | 2025-10-28 | DFE-LV |  | GZ01-Gizan Warehouse | 2025-07-30 | 2025-07-16 | 0
4500595095-[10] | 908321106 : SWGR,SMRT RMU OD,2LBS+1CB,13.8KV,400A | RMU | ROH | DF205040961 | Plastic buckle M4.5*10 | 2520 | 1348 | 1172 | 6100K013 | 1-1-1-1 | inventory | 2025-10-28 | SEP |  | GZ01-Gizan Warehouse | 2025-07-30 | 2025-07-16 | 0
4500595095-[10] | 908321106 : SWGR,SMRT RMU OD,2LBS+1CB,13.8KV,400A | RMU | ROH | DF205040961 | Plastic buckle M4.5*10 | 1172 | 638 | 534 | free_stock | R52-A-1-MVBM_SEP | inventory | 2025-10-28 | SEP |  | GZ01-Gizan Warehouse | 2025-07-30 | 2025-07-16 | 0
4500595095-[10] | 908321106 : SWGR,SMRT RMU OD,2LBS+1CB,13.8KV,400A | RMU | ROH | DF205040961 | Plastic buckle M4.5*10 | 534 | 534 | 0 | 6100K013 | R40-G-1-K013_SEP | inventory | 2025-10-28 | SEP |  | GZ01-Gizan Warehouse | 2025-07-30 | 2025-07-16 | 0
4500595095-[10] | 908321106 : SWGR,SMRT RMU OD,2LBS+1CB,13.8KV,400A | RMU | ROH | DF205040961 | M4.5*10 Plastic rivets ABS plastic | 3600 | 410 | 3190 | 6100K013 | R54-R-1-K013_SEP | inventory | 2025-10-28 | Outer Enclosure |  | GZ01-Gizan Warehouse | 2025-07-30 | 2025-07-16 | 0
4500595095-[10] | 908321106 : SWGR,SMRT RMU OD,2LBS+1CB,13.8KV,400A | RMU | ROH | DF205040961 | M4.5*10 Plastic rivets ABS plastic | 3190 | 360 | 2830 | 6100KDP02 | BOX1-1-1-K013_SEP | inventory | 2025-10-28 | Outer Enclosure |  | GZ01-Gizan Warehouse | 2025-07-30 | 2025-07-16 | 0
4500595095-[10] | 908321106 : SWGR,SMRT RMU OD,2LBS+1CB,13.8KV,400A | RMU | ROH | DF205040961 | M4.5*10 Plastic rivets ABS plastic | 2830 | 51 | 2779 | 6100K013 | R40-G-1-K013_SEP | inventory | 2025-10-28 | Outer Enclosure |  | GZ01-Gizan Warehouse | 2025-07-30 | 2025-07-16 | 0
4500595095-[10] | 908321106 : SWGR,SMRT RMU OD,2LBS+1CB,13.8KV,400A | RMU | ROH | DF205040961 | M4.5*10 Plastic rivets ABS plastic | 2779 | 12 | 2767 | 6100K013 | R60-B-1-K013_SEP | inventory | 2025-10-28 | Outer Enclosure |  | GZ01-Gizan Warehouse | 2025-07-30 | 2025-07-16 | 0
4500595095-[10] | 908321106 : SWGR,SMRT RMU OD,2LBS+1CB,13.8KV,400A | RMU | ROH | DF205040961 | M4.5*10 Plastic rivets ABS plastic | 2767 | 2300 | 467 | 6100K013 | 1-1-1-1 | consumption | 2025-10-16 | Outer Enclosure |  | GZ01-Gizan Warehouse | 2025-07-30 | 2025-07-16 | 0 | [5 empty] | Work in Process Pick | 8149468
4500595095-[10] | 908321106 : SWGR,SMRT RMU OD,2LBS+1CB,13.8KV,400A | RMU | ROH | DF205040961 | M4.5*10 Plastic rivets ABS plastic | 467 | 467 | 0 | 6100K013 | 1-1-1-1 | consumption | 2025-09-17 | Outer Enclosure |  | GZ01-Gizan Warehouse | 2025-07-30 | 2025-07-16 | 0 | [5 empty] | Work in Process Material Issue | 7370425
4500595095-[10] | 908321106 : SWGR,SMRT RMU OD,2LBS+1CB,13.8KV,400A | RMU | ROH | DF240510061 | Relay (RXM2LB2BD) Including base and buckle | 840 | 840 | 0 | 6100K013 | 1-1-1-1 | inventory | 2025-10-28 | DFE-LV |  | GZ01-Gizan Warehouse | 2025-07-30 | 2025-07-16 | 0
4500595095-[10] | 908321106 : SWGR,SMRT RMU OD,2LBS+1CB,13.8KV,400A | RMU | ROH | DF240510060 | Relay (RXM4AB2BD) Including base and buckle | 280 | 280 | 0 | 6100K013 | 1-1-1-1 | inventory | 2025-10-28 | DFE-LV |  | GZ01-Gizan Warehouse | 2025-07-30 | 2025-07-16 | 0
4500595095-[10] | 908321106 : SWGR,SMRT RMU OD,2LBS+1CB,13.8KV,400A | RMU | ROH | DF205041496 | Sealing Strip 2018EVA EPDM (thickness 3mm width 10mm) | 5320 | 3032.6 | 2287.4 | free_stock | 1-1-1-1 | inventory | 2025-10-28 | Outer Enclosure |  | GZ01-Gizan Warehouse | 2025-07-30 | 2025-07-16 | 0
4500595095-[10] | 908321106 : SWGR,SMRT RMU OD,2LBS+1CB,13.8KV,400A | RMU | ROH | DF205041496 | Sealing Strip 2018EVA EPDM (thickness 3mm width 10mm) | 2287.4 | 2287.4 | 0 | 6100K013 | 1-1-1-1 | consumption | 2025-09-17 | Outer Enclosure |  | GZ01-Gizan Warehouse | 2025-07-30 | 2025-07-16 | 0 | [5 empty] | Work in Process Material Issue | 7370447
4500595095-[10] | 908321106 : SWGR,SMRT RMU OD,2LBS+1CB,13.8KV,400A | RMU | ROH | DF205041496 | Sealing strip (2018EVA) | 6048 | 2128.2 | 3919.8 | 6100K013 | 1-1-1-1 | consumption | 2025-09-17 | SEP |  | GZ01-Gizan Warehouse | 2025-07-30 | 2025-07-16 | 0 | [5 empty] | Work in Process Material Issue | 7370447
4500595095-[10] | 908321106 : SWGR,SMRT RMU OD,2LBS+1CB,13.8KV,400A | RMU | ROH | DF205041496 | Sealing strip (2018EVA) | 3919.8 | 3919.8 | 0 | 6100K013 | 1-1-1-1 | consumption | 2025-09-18 | SEP |  | GZ01-Gizan Warehouse | 2025-07-30 | 2025-07-16 | 0 | [5 empty] | Work in Process Material Issue | 7406394
4500595095-[10] | 908321106 : SWGR,SMRT RMU OD,2LBS+1CB,13.8KV,400A | RMU | ROH | DF240510047 | Socket (13A/60HZ) | 280 | 280 | 0 | 6100K013 | 1-1-1-1 | inventory | 2025-10-28 | DFE-LV |  | GZ01-Gizan Warehouse | 2025-07-30 | 2025-07-16 | 0
4500595095-[10] | 908321106 : SWGR,SMRT RMU OD,2LBS+1CB,13.8KV,400A | RMU | ROH | DF241128001 | Spring Washer φ4 | 560 | 560 | 0 | 6100K013 | 1-1-1-1 | inventory | 2025-10-28 | DFE-LV |  | GZ01-Gizan Warehouse | 2025-07-30 | 2025-07-16 | 0
4500595095-[10] | 908321106 : SWGR,SMRT RMU OD,2LBS+1CB,13.8KV,400A | RMU | ROH | 205046790 | φ10 spring washer Stainless steel | 3200 | 3200 | 0 | 6100K013 | R55-Q-1-K013_SEP | inventory | 2025-10-28 | Outer Enclosure |  | GZ01-Gizan Warehouse | 2025-07-30 | 2025-07-16 | 0
4500595095-[10] | 908321106 : SWGR,SMRT RMU OD,2LBS+1CB,13.8KV,400A | RMU | ROH | DF211001964 | φ10-30 large flat pad Stainless steel | 3200 | 3200 | 0 | 6100K013 | 1-1-1-1 | inventory | 2025-10-28 | Outer Enclosure |  | GZ01-Gizan Warehouse | 2025-07-30 | 2025-07-16 | 0
4500595095-[10] | 908321106 : SWGR,SMRT RMU OD,2LBS+1CB,13.8KV,400A | RMU | ROH | 205042612 | φ3.2*16 Cotter pin Stainless steel | 400 | 400 | 0 | 6100K013 | 1-1-1-1 | inventory | 2025-10-28 | Outer Enclosure |  | GZ01-Gizan Warehouse | 2025-07-30 | 2025-07-16 | 0
4500595095-[10] | 908321106 : SWGR,SMRT RMU OD,2LBS+1CB,13.8KV,400A | RMU | ROH | 205042517 | ø4 Flat pad Stainless steel | 4800 | 4800 | 0 | 6100K013 | R40-I-1-K013_SEP | inventory | 2025-10-28 | Outer Enclosure |  | GZ01-Gizan Warehouse | 2025-07-30 | 2025-07-16 | 0
4500595095-[10] | 908321106 : SWGR,SMRT RMU OD,2LBS+1CB,13.8KV,400A | RMU | ROH | 205042515 | φ4 Spring washer Stainless steel | 4800 | 4800 | 0 | 6100K013 | R40-I-1-K013_SEP | inventory | 2025-10-28 | Outer Enclosure |  | GZ01-Gizan Warehouse | 2025-07-30 | 2025-07-16 | 0
4500595095-[10] | 908321106 : SWGR,SMRT RMU OD,2LBS+1CB,13.8KV,400A | RMU | ROH | DF205040971 | φ4*12 Waterproof blind rivets Stainless steel | 12800 | 11452 | 1348 | 6100K013 | R55-Q-1-K013_SEP | inventory | 2025-10-28 | Outer Enclosure |  | GZ01-Gizan Warehouse | 2025-07-30 | 2025-07-16 | 0
4500595095-[10] | 908321106 : SWGR,SMRT RMU OD,2LBS+1CB,13.8KV,400A | RMU | ROH | DF205040971 | φ4*12 Waterproof blind rivets Stainless steel | 1348 | 1348 | 0 | 6100K013 | 1-1-1-1 | inventory | 2025-10-28 | Outer Enclosure |  | GZ01-Gizan Warehouse | 2025-07-30 | 2025-07-16 | 0
4500595095-[10] | 908321106 : SWGR,SMRT RMU OD,2LBS+1CB,13.8KV,400A | RMU | ROH | 211001963 | Large Flat Washer φ6-18 | 5880 | 5880 | 0 | 6100K013 | R55-Q-1-K013_SEP | inventory | 2025-10-28 | DFE-LV |  | GZ01-Gizan Warehouse | 2025-07-30 | 2025-07-16 | 0
4500595095-[10] | 908321106 : SWGR,SMRT RMU OD,2LBS+1CB,13.8KV,400A | RMU | ROH | 211001963 | Large Flat Washer φ6-18 | 6440 | 6440 | 0 | 6100K013 | R55-Q-1-K013_SEP | inventory | 2025-10-28 | SEP |  | GZ01-Gizan Warehouse | 2025-07-30 | 2025-07-16 | 0
4500595095-[10] | 908321106 : SWGR,SMRT RMU OD,2LBS+1CB,13.8KV,400A | RMU | ROH | 211001963 | φ6-18 Large flat pad Stainless steel | 21200 | 21200 | 0 | 6100K013 | R55-Q-1-K013_SEP | inventory | 2025-10-28 | Outer Enclosure |  | GZ01-Gizan Warehouse | 2025-07-30 | 2025-07-16 | 0
4500595095-[10] | 908321106 : SWGR,SMRT RMU OD,2LBS+1CB,13.8KV,400A | RMU | ROH | DF205040982 | φ6.4*10.5 Seahorse rivets Stainless steel (SS/HFIX0813) | 21600 | 21600 | 0 | 6100K013 | R55-A-1-K013_SEP | inventory | 2025-10-28 | Outer Enclosure |  | GZ01-Gizan Warehouse | 2025-07-30 | 2025-07-16 | 0
4500595095-[10] | 908321106 : SWGR,SMRT RMU OD,2LBS+1CB,13.8KV,400A | RMU | ROH | DF205040983 | φ6.4*16.5 Countersunk Seahorse blind rivets Stainless steel | 1600 | 1600 | 0 | 6100K013 | R55-Q-1-K013_SEP | inventory | 2025-10-28 | Outer Enclosure |  | GZ01-Gizan Warehouse | 2025-07-30 | 2025-07-16 | 0
4500595095-[10] | 908321106 : SWGR,SMRT RMU OD,2LBS+1CB,13.8KV,400A | RMU | ROH | 205036418 | Flat Washer φ8 | 280 | 280 | 0 | 6100K013 | R55-P-1-K013_SEP | inventory | 2025-10-28 | SEP |  | GZ01-Gizan Warehouse | 2025-07-30 | 2025-07-16 | 0
4500595095-[10] | 908321106 : SWGR,SMRT RMU OD,2LBS+1CB,13.8KV,400A | RMU | ROH | 205038987 | Spring Washer φ8 | 280 | 280 | 0 | 6100K013 | 1-1-1-1 | inventory | 2025-10-28 | SEP |  | GZ01-Gizan Warehouse | 2025-07-30 | 2025-07-16 | 0
4500595095-[10] | 908321106 : SWGR,SMRT RMU OD,2LBS+1CB,13.8KV,400A | RMU | ROH | SEP10160 | TRAFFOLYTE, BLACK/WHITE/WHITE - BLACK/TRAFFOLYTE | 140 | 4 | 136 | free_stock | R14-A-1-MVBM_SEP | inventory | 2025-10-28 | SEP |  | GZ01-Gizan Warehouse | 2025-07-30 | 2025-07-16 | 0
4500595095-[10] | 908321106 : SWGR,SMRT RMU OD,2LBS+1CB,13.8KV,400A | RMU | ROH | SEP10160 | TRAFFOLYTE, BLACK/WHITE/WHITE - BLACK/TRAFFOLYTE | 136 | 136 | 0 | 6100K013 | R14-A-1-MVBM_SEP | consumption | 2025-10-19 | SEP |  | GZ01-Gizan Warehouse | 2025-07-30 | 2025-07-16 | 0 | [5 empty] | Project Transfer | 8181111
4500587803-[10] | 908334004 : SECTIONALIZER:NETWORK,SMART SECTIONALIZE | LBS | ROH | 13-B100DY | GREEN PUSH BOTTON WITH START ADAPTER | 175 | 175 | 0 | 6100K013 | R57-G-1-1 | inventory | 2025-10-28 | LV |  | HL01-Hail Warehouse | 2025-07-30 | 2025-07-16 | 0
4500587803-[10] | 908334004 : SECTIONALIZER:NETWORK,SMART SECTIONALIZE | LBS | ROH | 13-B200DK | RED PUSH BOTTON WITH ADAPTER STOP | 175 | 175 | 0 | 6100K013 | R56-J-1-1 | inventory | 2025-10-28 | LV |  | HL01-Hail Warehouse | 2025-07-30 | 2025-07-16 | 0
4500587803-[10] | 908334004 : SECTIONALIZER:NETWORK,SMART SECTIONALIZE | LBS | ROH | 13-B3 | BA9S ILLUMINATION CONTACT BLOCK HOLDER | 350 | 350 | 0 | 6100K013 | R57-O-1-1 | inventory | 2025-10-28 | LV |  | HL01-Hail Warehouse | 2025-07-30 | 2025-07-16 | 0
4500587803-[10] | 908334004 : SECTIONALIZER:NETWORK,SMART SECTIONALIZE | LBS | ROH | 13-LED24K | 24V BA9S LED LAMP RED | 175 | 175 | 0 | 6100K013 | R57-G-1-1 | inventory | 2025-10-28 | LV |  | HL01-Hail Warehouse | 2025-07-30 | 2025-07-16 | 0
4500587803-[10] | 908334004 : SECTIONALIZER:NETWORK,SMART SECTIONALIZE | LBS | ROH | 13-LED24Y | 24V BA9S LED LAMP GREEN | 175 | 175 | 0 | 6100K013 | R57-G-1-1 | inventory | 2025-10-28 | LV |  | HL01-Hail Warehouse | 2025-07-30 | 2025-07-16 | 0
4500587803-[10] | 908334004 : SECTIONALIZER:NETWORK,SMART SECTIONALIZE | LBS | ROH | 13-MBSD24S | INDICATION LIGHT YELLOW 24V AC/DC | 175 | 175 | 0 | free_stock | 1-1-1-1 | inventory | 2025-10-28 | LV |  | HL01-Hail Warehouse | 2025-07-30 | 2025-07-16 | 0
4500587803-[10] | 908334004 : SECTIONALIZER:NETWORK,SMART SECTIONALIZE | LBS | ROH | LL10-W | ABB_LL10-W / LL10-W, AC/DC90-264V 50/60HZ | 175 | 175 | 0 | free_stock | 1-1-1-1 | inventory | 2025-10-28 | LV | Automated: Replaced 1YAB53301XIX0000 by LL10-W. | HL01-Hail Warehouse | 2025-07-30 | 2025-07-16 | 0
4500587803-[10] | 908334004 : SECTIONALIZER:NETWORK,SMART SECTIONALIZE | LBS | ROH | 1YAB5355CAB0000 | End Cover, D-OTTA6-T ¦ 790459 ¦ PHOENIX | 175 | 175 | 0 | free_stock | 1-1-1-1 | inventory | 2025-10-28 | LV |  | HL01-Hail Warehouse | 2025-07-30 | 2025-07-16 | 0
4500587803-[10] | 908334004 : SECTIONALIZER:NETWORK,SMART SECTIONALIZE | LBS | ROH | 1YAB5355DXB0000 | Marker, Terminal Strip, KLM-A ¦ 1004348 ¦ PHOENIX | 875 | 875 | 0 | free_stock | R59-G-1-MVBM_SEP | inventory | 2025-10-28 | LV |  | HL01-Hail Warehouse | 2025-07-30 | 2025-07-16 | 0
4500587803-[10] | 908334004 : SECTIONALIZER:NETWORK,SMART SECTIONALIZE | LBS | ROH | 1YHT480008P0311 | Empty LV Box for LBS & Sectionalizer (SECTOS 13.8kV & 33kV) with bracket for single pole | 175 | 167 | 8 | 6100K006 | 1-1-1-1 | inventory | 2025-10-28 | LV |  | HL01-Hail Warehouse | 2025-07-30 | 2025-07-16 | 0
4500587803-[10] | 908334004 : SECTIONALIZER:NETWORK,SMART SECTIONALIZE | LBS | ROH | 1YHT480008P0311 | Empty LV Box for LBS & Sectionalizer (SECTOS 13.8kV & 33kV) with bracket for single pole | 8 | 8 | 0 | 6100K012B | WH2-1-1-K12B_SEP | inventory | 2025-10-28 | LV |  | HL01-Hail Warehouse | 2025-07-30 | 2025-07-16 | 0
4500587803-[10] | 908334004 : SECTIONALIZER:NETWORK,SMART SECTIONALIZE | LBS | ROH | 205036416 | Flat Washersφ4 | 1050 | 1050 | 0 | 6100K013 | PLT1-1-1-K013_SEP | inventory | 2025-10-28 | LV |  | HL01-Hail Warehouse | 2025-07-30 | 2025-07-16 | 0
4500587803-[10] | 908334004 : SECTIONALIZER:NETWORK,SMART SECTIONALIZE | LBS | ROH | 205041920 | Flat Washersφ6 | 700 | 700 | 0 | free_stock | 1-1-1-1 | inventory | 2025-10-28 | LV |  | HL01-Hail Warehouse | 2025-07-30 | 2025-07-16 | 0
4500587803-[10] | 908334004 : SECTIONALIZER:NETWORK,SMART SECTIONALIZE | LBS | ROH | 208004917 | 4G Communication Module, Make: China inhand, ,Ord:: Inhand IR302-FQ58 with Mushroom Antenna | 175 | 175 | 0 | 6100K013 | 1-1-1-1 | inventory | 2025-10-28 | LV |  | HL01-Hail Warehouse | 2025-07-30 | 2025-07-16 | 0
4500587803-[10] | 908334004 : SECTIONALIZER:NETWORK,SMART SECTIONALIZE | LBS | ROH | 211002077 | Hex nut M6 | 700 | 700 | 0 | 6100K013 | 1-1-1-1 | consumption | 2025-11-09 | LV |  | HL01-Hail Warehouse | 2025-07-30 | 2025-07-16 | 0 | [5 empty] | Work in Process Material Issue | 7226788
4500587803-[10] | 908334004 : SECTIONALIZER:NETWORK,SMART SECTIONALIZE | LBS | ROH | 5XECD.086.051 | Single Pole Mounting Brackets for LBS & Sectionalizer GT(SECTOS 13.8kV & 33kV) | 175 | 175 | 0 | free_stock | 1-1-1-1 | inventory | 2025-10-28 | Bracket |  | HL01-Hail Warehouse | 2025-07-30 | 2025-07-16 | 0
4500587803-[10] | 908334004 : SECTIONALIZER:NETWORK,SMART SECTIONALIZE | LBS | ROH | 5XECD.086.093.1 | Single Pole Mounting Brackets for CPT for LBS/Sectionalizer/Auto Recloser (SECTOS / OVR 13.8kV & 33kV) | 175 | 98 | 77 | free_stock | NEW.FLR-1-1-K12B_SEP | inventory | 2025-10-28 | Bracket |  | HL01-Hail Warehouse | 2025-07-30 | 2025-07-16 | 0
4500587803-[10] | 908334004 : SECTIONALIZER:NETWORK,SMART SECTIONALIZE | LBS | ROH | 5XECD.086.093.1 | Single Pole Mounting Brackets for CPT for LBS/Sectionalizer/Auto Recloser (SECTOS / OVR 13.8kV & 33kV) | 77 | 77 | 0 | 6100K006 | WH2-1-1-K006_SEP | inventory | 2025-10-28 | Bracket |  | HL01-Hail Warehouse | 2025-07-30 | 2025-07-16 | 0
4500587803-[10] | 908334004 : SECTIONALIZER:NETWORK,SMART SECTIONALIZE | LBS | ROH | 6-CNFJ-22 | ZHE_6-CNFJ-22 / 12V 22Ah STORAGE BATTERY | 350 | 350 | 0 | 6100K007 | 1-1-1-1 | inventory | 2025-10-28 | LV |  | HL01-Hail Warehouse | 2025-07-30 | 2025-07-16 | 0
4500587803-[10] | 908334004 : SECTIONALIZER:NETWORK,SMART SECTIONALIZE | LBS | ROH | RMU000000106 | BOLT SOCKET CAP HEAD M5x60 ¦ 9ABA450075F1001 ¦ Local | 700 | 700 | 0 | 6100K007 | 1-1-1-1 | inventory | 2025-10-28 | LV | Automated: Replaced 9ABA450075F1001 by RMU000000106. | HL01-Hail Warehouse | 2025-07-30 | 2025-07-16 | 0
4500587803-[10] | 908334004 : SECTIONALIZER:NETWORK,SMART SECTIONALIZE | LBS | ROH | RMU000000107 | Bush Inner Dia 7x49 ¦ 9ABA450075F1002 ¦ Local | 700 | 700 | 0 | free_stock | R58-A-1-K11B_SEP | inventory | 2025-10-28 | LV | Automated: Replaced 9ABA450075F1002 by RMU000000107. | HL01-Hail Warehouse | 2025-07-30 | 2025-07-16 | 0
4500587803-[10] | 908334004 : SECTIONALIZER:NETWORK,SMART SECTIONALIZE | LBS | ROH | RMU000000109 | BOLT SOCKET CAP HEAD M5x20 ¦ 9ABA450075F1004 ¦ Local | 1750 | 1750 | 0 | free_stock | 1-1-1-1 | inventory | 2025-10-28 | LV | Automated: Replaced 9ABA450075F1004 by RMU000000109. | HL01-Hail Warehouse | 2025-07-30 | 2025-07-16 | 0
4500587803-[10] | 908334004 : SECTIONALIZER:NETWORK,SMART SECTIONALIZE | LBS | ROH | RMU000000110 | BOLT SOCKET CAP HEAD M4x45 ¦ 9ABA450075F1005 ¦ Local | 350 | 350 | 0 | free_stock | 1-1-1-1 | inventory | 2025-10-28 | LV | Automated: Replaced 9ABA450075F1005 by RMU000000110. | HL01-Hail Warehouse | 2025-07-30 | 2025-07-16 | 0
4500587803-[10] | 908334004 : SECTIONALIZER:NETWORK,SMART SECTIONALIZE | LBS | ROH | RMU000000112 | BOLT SOCKET CAP HEAD M5x16 ¦ 9ABA450075F1007 ¦ Local | 2100 | 2100 | 0 | free_stock | 1-1-1-1 | inventory | 2025-10-28 | LV | Automated: Replaced 9ABA450075F1007 by RMU000000112. | HL01-Hail Warehouse | 2025-07-30 | 2025-07-16 | 0
4500587803-[10] | 908334004 : SECTIONALIZER:NETWORK,SMART SECTIONALIZE | LBS | ROH | RMU000000113 | Lock Washer M5 ¦ 9ABA450075F1008 ¦ Local | 2100 | 2100 | 0 | free_stock | 1-1-1-1 | inventory | 2025-10-28 | LV | Automated: Replaced 9ABA450075F1008 by RMU000000113. | HL01-Hail Warehouse | 2025-07-30 | 2025-07-16 | 0
4500587803-[10] | 908334004 : SECTIONALIZER:NETWORK,SMART SECTIONALIZE | LBS | ROH | RMU000000114 | BOLT SOCKET CAP HEAD M3x20 ¦ 9ABA450075F1009 ¦ Local | 700 | 700 | 0 | free_stock | 1-1-1-1 | inventory | 2025-10-28 | LV | Automated: Replaced 9ABA450075F1009 by RMU000000114. | HL01-Hail Warehouse | 2025-07-30 | 2025-07-16 | 0
4500587803-[10] | 908334004 : SECTIONALIZER:NETWORK,SMART SECTIONALIZE | LBS | ROH | RMU000000115 | Lock Washer M3 ¦ 9ABA450075F1010 ¦ Local | 700 | 700 | 0 | 6100K006 | 1-1-1-1 | inventory | 2025-10-28 | LV | Automated: Replaced 9ABA450075F1010 by RMU000000115. | HL01-Hail Warehouse | 2025-07-30 | 2025-07-16 | 0
4500587803-[10] | 908334004 : SECTIONALIZER:NETWORK,SMART SECTIONALIZE | LBS | ROH | RMU000000116 | Polycarbonate for limit switch ¦ 9ABA450075F1011 ¦ Local | 175 | 175 | 0 | free_stock | 1-1-1-1 | inventory | 2025-10-28 | LV | Automated: Replaced 9ABA450075F1011 by RMU000000116. | HL01-Hail Warehouse | 2025-07-30 | 2025-07-16 | 0
4500587803-[10] | 908334004 : SECTIONALIZER:NETWORK,SMART SECTIONALIZE | LBS | ROH | RMU000000117 | BOLT SOCKET CAP HEAD M4x40 ¦ 9ABA450075F1012 ¦ Local | 350 | 350 | 0 | free_stock | R58-A-1-K12B_SEP | inventory | 2025-10-28 | LV | Automated: Replaced 9ABA450075F1012 by RMU000000117. | HL01-Hail Warehouse | 2025-07-30 | 2025-07-16 | 0
4500587803-[10] | 908334004 : SECTIONALIZER:NETWORK,SMART SECTIONALIZE | LBS | ROH | RMU000000118 | Bush Inner Dia 7x25 ¦ 9ABA450075F1013 ¦ Local | 350 | 350 | 0 | free_stock | 1-1-1-1 | inventory | 2025-10-28 | LV | Automated: Replaced 9ABA450075F1013 by RMU000000118. | HL01-Hail Warehouse | 2025-07-30 | 2025-07-16 | 0
4500587803-[10] | 908334004 : SECTIONALIZER:NETWORK,SMART SECTIONALIZE | LBS | ROH | AE2000-1865-14 | Tube, Ferrule, Red, Inner Diameter 3.5 mm, 1.5 Wire | 1750 | 1590 | 160 | 6100K013 | INC-1-1-MVBM_SEP | consumption | 2025-09-22 | LV |  | HL01-Hail Warehouse | 2025-07-30 | 2025-07-16 | 0 | [5 empty] | Material Issue Order_MIO | 7506465
4500587803-[10] | 908334004 : SECTIONALIZER:NETWORK,SMART SECTIONALIZE | LBS | ROH | AX3122 | CHINT_AUXILIARY CONTACT FOR MCB 1NO 1NC AC | 175 | 175 | 0 | free_stock | R62-G-1-K017_SEP | inventory | 2025-10-28 | LV |  | HL01-Hail Warehouse | 2025-07-30 | 2025-07-16 | 0
4500587803-[10] | 908334004 : SECTIONALIZER:NETWORK,SMART SECTIONALIZE | LBS | ROH | CSB25A9PS2E- B L/R | 2 POSITION, LATCHING, SELECTOR SWITCH, 90DEGREES, 2 CONTACTS EACH, PAD LOCKABLE IN EACH POS (LOCAL/REMOTE) CSB25A9PS2E- B L/R | 175 | 156 | 19 | 6100K006 | 1-1-1-1 | inventory | 2025-10-28 | LV |  | HL01-Hail Warehouse | 2025-07-30 | 2025-07-16 | 0
4500587803-[10] | 908334004 : SECTIONALIZER:NETWORK,SMART SECTIONALIZE | LBS | ROH | CSB25A9PS2E- B L/R | 2 POSITION, LATCHING, SELECTOR SWITCH, 90DEGREES, 2 CONTACTS EACH, PAD LOCKABLE IN EACH POS (LOCAL/REMOTE) CSB25A9PS2E- B L/R | 19 | 19 | 0 | 6100K007 | 1-1-1-1 | inventory | 2025-10-28 | LV |  | HL01-Hail Warehouse | 2025-07-30 | 2025-07-16 | 0
4500587803-[10] | 908334004 : SECTIONALIZER:NETWORK,SMART SECTIONALIZE | LBS | ROH | CSB25A9PS2E- B OH/S | 2 POSITION, LATCHING, SELECTOR SWITCH, 90DEGREES, 2 CONTACTS EACH, PAD LOCKABLE IN EACH POS (OH-LBS/SECTIONALIZER) CSB25A9PS2E- B OH/S | 175 | 165 | 10 | 6100K007 | 1-1-1-1 | inventory | 2025-10-28 | LV |  | HL01-Hail Warehouse | 2025-07-30 | 2025-07-16 | 0
4500587803-[10] | 908334004 : SECTIONALIZER:NETWORK,SMART SECTIONALIZE | LBS | ROH | CSB25A9PS2E- B OH/S | 2 POSITION, LATCHING, SELECTOR SWITCH, 90DEGREES, 2 CONTACTS EACH, PAD LOCKABLE IN EACH POS (OH-LBS/SECTIONALIZER) CSB25A9PS2E- B OH/S | 10 | 10 | 0 | free_stock | 1-1-1-1 | inventory | 2025-10-28 | LV |  | HL01-Hail Warehouse | 2025-07-30 | 2025-07-16 | 0
4500587803-[10] | 908334004 : SECTIONALIZER:NETWORK,SMART SECTIONALIZE | LBS | ROH | DF205040971 | φ4*12 Waterproof blind rivets Stainless steel | 3500 | 3500 | 0 | free_stock | R58-A-1-K11B_SEP | inventory | 2025-10-28 | LV |  | HL01-Hail Warehouse | 2025-07-30 | 2025-07-16 | 0
4500587803-[10] | 908334004 : SECTIONALIZER:NETWORK,SMART SECTIONALIZE | LBS | ROH | DF240510009 | Self-locking nuts M4 | 350 | 350 | 0 | 6100K013 | 1-1-1-1 | inventory | 2025-10-28 | LV |  | HL01-Hail Warehouse | 2025-07-30 | 2025-07-16 | 0
4500587803-[10] | 908334004 : SECTIONALIZER:NETWORK,SMART SECTIONALIZE | LBS | ROH | DF240612003 | KSS-CV-150BK CABLE TIES 150X3.6 BALCK | 4375 | 4375 | 0 | 6100K013 | 1-1-1-1 | inventory | 2025-10-28 | LV |  | HL01-Hail Warehouse | 2025-07-30 | 2025-07-16 | 0
4500587803-[10] | 908334004 : SECTIONALIZER:NETWORK,SMART SECTIONALIZE | LBS | ROH | DF240612004 | HT-EXS25 EXPANDABLE SLEEVE - 25MM 100MTR/ROL | 175 | 175 | 0 | 6100K013 | 1-1-1-1 | inventory | 2025-10-28 | LV |  | HL01-Hail Warehouse | 2025-07-30 | 2025-07-16 | 0
4500587803-[10] | 908334004 : SECTIONALIZER:NETWORK,SMART SECTIONALIZE | LBS | ROH | DF240612005 | HT-EXS32 EXPANDABLE SLEEVE - 32MM 100MTR/ROL | 175 | 175 | 0 | 6100K013 | 1-1-1-1 | inventory | 2025-10-28 | LV |  | HL01-Hail Warehouse | 2025-07-30 | 2025-07-16 | 0
4500587803-[10] | 908334004 : SECTIONALIZER:NETWORK,SMART SECTIONALIZE | LBS | ROH | DF240612006 | KSS-KS-8B 8MM SPIRAL 15-60 WRAPPING BAND 10MTR/BAG | 175 | 175 | 0 | 6100K013 | 1-1-1-1 | inventory | 2025-10-28 | LV |  | HL01-Hail Warehouse | 2025-07-30 | 2025-07-16 | 0
4500587803-[10] | 908334004 : SECTIONALIZER:NETWORK,SMART SECTIONALIZE | LBS | ROH | DF240612007 | KSS-KS-12B 12MM SPIRAL 20-65 WRAPPING BAND 10MTR/BAG | 175 | 175 | 0 | 6100KDP02 | R54-A-1-K013_SEP | inventory | 2025-10-28 | LV |  | HL01-Hail Warehouse | 2025-07-30 | 2025-07-16 | 0
4500587803-[10] | 908334004 : SECTIONALIZER:NETWORK,SMART SECTIONALIZE | LBS | ROH | DF241124003 | Spring washersφ6 Stainless steel | 700 | 700 | 0 | 6100K013 | R55-I-1-K013_SEP | inventory | 2025-10-28 | LV |  | HL01-Hail Warehouse | 2025-07-30 | 2025-07-16 | 0
4500587803-[10] | 908334004 : SECTIONALIZER:NETWORK,SMART SECTIONALIZE | LBS | ROH | DF241126013 | KSS-CV-200MBK BLACK NYLON CABLE TIES (200MMX2.5MM) | 4375 | 4375 | 0 | 6100K013 | 1-1-1-1 | inventory | 2025-10-28 | LV |  | HL01-Hail Warehouse | 2025-07-30 | 2025-07-16 | 0
4500587803-[10] | 908334004 : SECTIONALIZER:NETWORK,SMART SECTIONALIZE | LBS | ROH | DF241128001 | spring washerφ4 Stainless Steel | 700 | 700 | 0 | 6100K007 | 1-1-1-1 | inventory | 2025-10-28 | LV |  | HL01-Hail Warehouse | 2025-07-30 | 2025-07-16 | 0
4500587803-[10] | 908334004 : SECTIONALIZER:NETWORK,SMART SECTIONALIZE | LBS | ROH | DF241128002 | Hex nuts M4 | 700 | 700 | 0 | free_stock | R58-A-1-K017_SEP | inventory | 2025-10-28 | LV |  | HL01-Hail Warehouse | 2025-07-30 | 2025-07-16 | 0
4500587803-[10] | 908334004 : SECTIONALIZER:NETWORK,SMART SECTIONALIZE | LBS | ROH | DMS 2121 2467-366 | SCREW SELF TAPPING TORX M6 X 12 | 3500 | 3500 | 0 | free_stock | R58-A-1-K11B_SEP | inventory | 2025-10-28 | LV |  | HL01-Hail Warehouse | 2025-07-30 | 2025-07-16 | 0
4500587803-[10] | 908334004 : SECTIONALIZER:NETWORK,SMART SECTIONALIZE | LBS | ROH | DMS 2121 2519-295 | BOLT SOCKET HEAD M4X20 | 350 | 350 | 0 | free_stock | R58-A-1-K11B_SEP | inventory | 2025-10-28 | LV |  | HL01-Hail Warehouse | 2025-07-30 | 2025-07-16 | 0
4500587803-[10] | 908334004 : SECTIONALIZER:NETWORK,SMART SECTIONALIZE | LBS | ROH | DMS 2121 2519-368 | BOLT SOCKET CAP HEAD M6X16 | 700 | 700 | 0 | free_stock | R58-A-1-K017_SEP | inventory | 2025-10-28 | LV |  | HL01-Hail Warehouse | 2025-07-30 | 2025-07-16 | 0
4500587803-[10] | 908334004 : SECTIONALIZER:NETWORK,SMART SECTIONALIZE | LBS | ROH | DMS 2126 2011-114 | NUT, HEX M5 | 4200 | 4200 | 0 | 6100K013 | NEW.FLR-1-1-K013_SEP | inventory | 2025-10-28 | LV |  | HL01-Hail Warehouse | 2025-07-30 | 2025-07-16 | 0
4500587803-[10] | 908334004 : SECTIONALIZER:NETWORK,SMART SECTIONALIZE | LBS | ROH | EC-DIODE-BY255 | Flash light BY255_EC-DIODE-BY255 / EC-DIODE-BY255 Urrm=1300V In=3A | 875 | 875 | 0 | 6100K007 | 1-1-1-1 | inventory | 2025-10-28 | LV |  | HL01-Hail Warehouse | 2025-07-30 | 2025-07-16 | 0
4500587803-[10] | 908334004 : SECTIONALIZER:NETWORK,SMART SECTIONALIZE | LBS | ROH | HBCBABNCBD1BBBD21G | REC615 2.0- HBCBABNCBD1BBBD21G | 175 | 175 | 0 | 6100K012B | 1-1-1-1 | inventory | 2025-10-28 | LV |  | HL01-Hail Warehouse | 2025-07-30 | 2025-07-16 | 0
4500587803-[10] | 908334004 : SECTIONALIZER:NETWORK,SMART SECTIONALIZE | LBS | ROH | IN76350001-2 | APT_THERMOSTAT WITHOUT STEM,SETTING: 0-60 DEG.CENTIGRADE | 175 | 175 | 0 | 6100K007 | 1-1-1-1 | inventory | 2025-10-28 | LV |  | HL01-Hail Warehouse | 2025-07-30 | 2025-07-16 | 0
4500587803-[10] | 908334004 : SECTIONALIZER:NETWORK,SMART SECTIONALIZE | LBS | ROH | LSA-AD11J50CA | R&Y_AD11-J50CA/LXR23 RED ALARM LAMP 24VDC | 175 | 175 | 0 | 6100K007 | 1-1-1-1 | inventory | 2025-10-28 | LV |  | HL01-Hail Warehouse | 2025-07-30 | 2025-07-16 | 0
4500587803-[10] | 908334004 : SECTIONALIZER:NETWORK,SMART SECTIONALIZE | LBS | ROH | LXW18-11B | SHF_LXW18-11B / LIMIT SWITCH 1NO+1NC | 350 | 350 | 0 | free_stock | 1-1-1-1 | inventory | 2025-10-28 | LV |  | HL01-Hail Warehouse | 2025-07-30 | 2025-07-16 | 0
4500587803-[10] | 908334004 : SECTIONALIZER:NETWORK,SMART SECTIONALIZE | LBS | ROH | MMCM-C4/2 | CHINT_AC MINIATURE CIRCUIT BREAKER 2P 4A mMCM-C4/2 | 175 | 175 | 0 | free_stock | R62-G-1-K017_SEP | inventory | 2025-10-28 | LV |  | HL01-Hail Warehouse | 2025-07-30 | 2025-07-16 | 0
4500587803-[10] | 908334004 : SECTIONALIZER:NETWORK,SMART SECTIONALIZE | LBS | ROH | MV-OHL-CPT-33KV-DP | Double Pole Control PT . Primary 33 kV : secondary 0.23kV, 200VA, Class 1. 700VAth .Frequency 60Hz .Out door type . Ambient 55 Degree C. Insulation level 36/95/200kV , Voltage factor :1.2Un Cont, As per IEC 61869-1&3 Class E.Primary terminal suitable for cable connection (clamp type) .Colour Grey for out door installation.Type test and routine test reports will be required .Laser printed name plate required. As per SEC Distribution standard Specification. | 175 | 175 | 0 | 6100K012B | 1-1-1-1 | inventory | 2025-10-28 | CPT |  | HL01-Hail Warehouse | 2025-07-30 | 2025-07-16 | 0
4500587803-[10] | 908334004 : SECTIONALIZER:NETWORK,SMART SECTIONALIZE | LBS | ROH | MV2000-1685-06-W | WHITE TUBE, INNER DIA 3.5MM (1.5 WIRE) | 3500 | 3500 | 0 | free_stock | 1-1-1-1 | inventory | 2025-10-28 | LV |  | HL01-Hail Warehouse | 2025-07-30 | 2025-07-16 | 0
4500587803-[10] | 908334004 : SECTIONALIZER:NETWORK,SMART SECTIONALIZE | LBS | ROH | MV2000-1865-01-W | WHITE TUBE, INNER DIA 4.0MM (2.5 WIRE) | 1750 | 620 | 1130 | 6100K013 | INC-1-1-MVBM_SEP | consumption | 2025-09-22 | LV |  | HL01-Hail Warehouse | 2025-07-30 | 2025-07-16 | 0 | [5 empty] | Material Issue Order_MIO | 7506470
4500587803-[10] | 908334004 : SECTIONALIZER:NETWORK,SMART SECTIONALIZE | LBS | ROH | MV2000-1865-01-W | WHITE TUBE, INNER DIA 4.0MM (2.5 WIRE) | 1130 | 600 | 530 | 6100K006 | INC-1-1-MVBM_SEP | consumption | 2025-09-22 | LV |  | HL01-Hail Warehouse | 2025-07-30 | 2025-07-16 | 0 | [5 empty] | Material Issue Order_MIO | 7506469
4500587803-[10] | 908334004 : SECTIONALIZER:NETWORK,SMART SECTIONALIZE | LBS | ROH | SEP10650 | WHITE TUBE, INNER DIA. 4.0MM (2.5 WIRE) | 530 | 32.4 | 497.6 | free_stock | INC-1-1-K006_SEP | inventory | 2025-10-28 | LV | Automated: Replaced MV2000-1865-01-W by SEP10650. | HL01-Hail Warehouse | 2025-07-30 | 2025-07-16 | 0
4500587803-[10] | 908334004 : SECTIONALIZER:NETWORK,SMART SECTIONALIZE | LBS | ROH | SEP10650 | WHITE TUBE, INNER DIA. 4.0MM (2.5 WIRE) | 497.6 | 12 | 485.6 | free_stock | WH2-1-1-K11A_SEP | inventory | 2025-10-28 | LV | Automated: Replaced MV2000-1865-01-W by SEP10650. | HL01-Hail Warehouse | 2025-07-30 | 2025-07-16 | 0
4500587803-[10] | 908334004 : SECTIONALIZER:NETWORK,SMART SECTIONALIZE | LBS | ROH | SEP10650 | WHITE TUBE, INNER DIA. 4.0MM (2.5 WIRE) | 485.6 | 8.2 | 477.4 | free_stock | R14-L-1-K006_SEP | inventory | 2025-10-28 | LV | Automated: Replaced MV2000-1865-01-W by SEP10650. | HL01-Hail Warehouse | 2025-07-30 | 2025-07-16 | 0
4500587803-[10] | 908334004 : SECTIONALIZER:NETWORK,SMART SECTIONALIZE | LBS | ROH | SEP10650 | WHITE TUBE, INNER DIA. 4.0MM (2.5 WIRE) | 477.4 | 8 | 469.4 | free_stock | WH2-1-1-K12A_SEP | inventory | 2025-10-28 | LV | Automated: Replaced MV2000-1865-01-W by SEP10650. | HL01-Hail Warehouse | 2025-07-30 | 2025-07-16 | 0
4500587803-[10] | 908334004 : SECTIONALIZER:NETWORK,SMART SECTIONALIZE | LBS | ROH | SEP10650 | WHITE TUBE, INNER DIA. 4.0MM (2.5 WIRE) | 469.4 | 7.4 | 462 | free_stock | INC-1-1-K007_SEP | inventory | 2025-10-28 | LV | Automated: Replaced MV2000-1865-01-W by SEP10650. | HL01-Hail Warehouse | 2025-07-30 | 2025-07-16 | 0
4500587803-[10] | 908334004 : SECTIONALIZER:NETWORK,SMART SECTIONALIZE | LBS | ROH | NB1-10DC 1P | Miniature Circuit Breaker, MCB, 10A, 1P, C Type, DC | 350 | 350 | 0 | free_stock | R62-G-1-K017_SEP | inventory | 2025-10-28 | LV |  | HL01-Hail Warehouse | 2025-07-30 | 2025-07-16 | 0
4500587803-[10] | 908334004 : SECTIONALIZER:NETWORK,SMART SECTIONALIZE | LBS | ROH | NB1-6DC 1P | Miniature Circuit Breaker, MCB, 6A, 1P, C Type, DC | 175 | 175 | 0 | 6100K007 | 1-1-1-1 | inventory | 2025-10-28 | LV |  | HL01-Hail Warehouse | 2025-07-30 | 2025-07-16 | 0
4500587803-[10] | 908334004 : SECTIONALIZER:NETWORK,SMART SECTIONALIZE | LBS | ROH | NXA36CK630AM4-1 | Smart Outdoor LBS or Sectionalizer, 33kV,3P,400A,60Hz,200kV Bil,PM,SF6,1178MM MV-LBS& Sectionalizer SEC Item # 908334004 & SWITCH, DISC,LBS,SF6, LBS, 33kV 60Hz, 200kV BIL SEC Item #908305009 & 908305010 NXA36CK630AM4/Manual-Lock/Gauge/3CT/terminal-Cap-G/SA-Bracket/Painting/Counter | 175 | 161 | 14 | 6100K012B | 1-1-1-1 | inventory | 2025-10-28 | Gas Tank |  | HL01-Hail Warehouse | 2025-07-30 | 2025-07-16 | 0
4500587803-[10] | 908334004 : SECTIONALIZER:NETWORK,SMART SECTIONALIZE | LBS | ROH | NXA36CK630AM4-1 | Smart Outdoor LBS or Sectionalizer, 33kV,3P,400A,60Hz,200kV Bil,PM,SF6,1178MM MV-LBS& Sectionalizer SEC Item # 908334004 & SWITCH, DISC,LBS,SF6, LBS, 33kV 60Hz, 200kV BIL SEC Item #908305009 & 908305010 NXA36CK630AM4/Manual-Lock/Gauge/3CT/terminal-Cap-G/SA-Bracket/Painting/Counter | 14 | 14 | 0 | 6100K007 | 1-1-1-1 | inventory | 2025-10-28 | Gas Tank |  | HL01-Hail Warehouse | 2025-07-30 | 2025-07-16 | 0
4500587803-[10] | 908334004 : SECTIONALIZER:NETWORK,SMART SECTIONALIZE | LBS | ROH | OP-PLT-SEC-T3-230-2907919 | C&J_CJ-T2-AC 10-20kA T2 2P, Ur=230VAC,Uo=255VAC (SURGE PROTECTION UNIT) | 175 | 175 | 0 | free_stock | 1-1-1-1 | inventory | 2025-10-28 | LV |  | HL01-Hail Warehouse | 2025-07-30 | 2025-07-16 | 0
4500587803-[10] | 908334004 : SECTIONALIZER:NETWORK,SMART SECTIONALIZE | LBS | ROH | PL.AC30 | WZAZURE_PL.AC30 / THREE PIN SOCKET DIN RAIL MOUNTED | 175 | 175 | 0 | free_stock | R56-O-1-K11B_SEP | inventory | 2025-10-28 | LV |  | HL01-Hail Warehouse | 2025-07-30 | 2025-07-16 | 0
4500587803-[10] | 908334004 : SECTIONALIZER:NETWORK,SMART SECTIONALIZE | LBS | ROH | PXC-0311171 | FB 10- RTK/S - Screw bridge, pitch: 8.2 mm, number of positions: 10, color: silver | 875 | 875 | 0 | 6100K012B | 1-1-1-1 | inventory | 2025-10-28 | LV |  | HL01-Hail Warehouse | 2025-07-30 | 2025-07-16 | 0
4500587803-[10] | 908334004 : SECTIONALIZER:NETWORK,SMART SECTIONALIZE | LBS | ROH | PXC-3000834 | SCBI 10-6 W - Screw bridge, with spring washer and insulating collar, pitch: 6.2 mm, number of positions: 10, color: silver | 1575 | 1434 | 141 | free_stock | R15-B-1-K11A_SEP | inventory | 2025-10-28 | LV |  | HL01-Hail Warehouse | 2025-07-30 | 2025-07-16 | 0
4500587803-[10] | 908334004 : SECTIONALIZER:NETWORK,SMART SECTIONALIZE | LBS | ROH | PXC-3000834 | SCBI 10-6 W - Screw bridge, with spring washer and insulating collar, pitch: 6.2 mm, number of positions: 10, color: silver | 141 | 141 | 0 | 6100K007 | 1-1-1-1 | inventory | 2025-10-28 | LV |  | HL01-Hail Warehouse | 2025-07-30 | 2025-07-16 | 0
4500587803-[10] | 908334004 : SECTIONALIZER:NETWORK,SMART SECTIONALIZE | LBS | ROH | PXC-3022218 | CLIPFIX 35 - End bracket, Quick mounting end clamp for NS 35/7,5 DIN rail or NS 35/15 DIN rail, with marking option, width: 9.5 mm, color: gray | 875 | 875 | 0 | 6100K012B | 1-1-1-1 | inventory | 2025-10-28 | LV |  | HL01-Hail Warehouse | 2025-07-30 | 2025-07-16 | 0
4500587803-[10] | 908334004 : SECTIONALIZER:NETWORK,SMART SECTIONALIZE | LBS | ROH | PXC-3059809 | D-TB 4/10 - Cover, depth: 35.9 mm, width: 1.8 mm, height: 42.5 mm, color: dark gray | 1750 | 1668 | 82 | free_stock | 1-1-1-1 | inventory | 2025-10-28 | LV |  | HL01-Hail Warehouse | 2025-07-30 | 2025-07-16 | 0
4500587803-[10] | 908334004 : SECTIONALIZER:NETWORK,SMART SECTIONALIZE | LBS | ROH | PXC-3059809 | D-TB 4/10 - Cover, depth: 35.9 mm, width: 1.8 mm, height: 42.5 mm, color: dark gray | 82 | 82 | 0 | 6100K012B | 1-1-1-1 | inventory | 2025-10-28 | LV |  | HL01-Hail Warehouse | 2025-07-30 | 2025-07-16 | 0
4500587803-[10] | 908334004 : SECTIONALIZER:NETWORK,SMART SECTIONALIZE | LBS | ROH | PXC-3246966 | E/TB - End bracket, for assembly on NS 32 or NS 35/7.5 DIN rail | 1575 | 1494 | 81 | 6100K007 | 1-1-1-1 | inventory | 2025-10-28 | LV |  | HL01-Hail Warehouse | 2025-07-30 | 2025-07-16 | 0
4500587803-[10] | 908334004 : SECTIONALIZER:NETWORK,SMART SECTIONALIZE | LBS | ROH | PXC-3246966 | E/TB - End bracket, for assembly on NS 32 or NS 35/7.5 DIN rail | 81 | 81 | 0 | 6100K006 | 1-1-1-1 | inventory | 2025-10-28 | LV |  | HL01-Hail Warehouse | 2025-07-30 | 2025-07-16 | 0
4500587803-[10] | 908334004 : SECTIONALIZER:NETWORK,SMART SECTIONALIZE | LBS | ROH | PXC.3246023 | PHOENIX CONTACT_TB 4 EI / SCREW TERMINAL, 2PTS, 4 SQMM GREY | 10500 | 10500 | 0 | free_stock | R67-O-1-K11B_SEP | inventory | 2025-10-28 | LV |  | HL01-Hail Warehouse | 2025-07-30 | 2025-07-16 | 0
4500587803-[10] | 908334004 : SECTIONALIZER:NETWORK,SMART SECTIONALIZE | LBS | ROH | PXC.5775287 | PHOENIX CONTACT_TB6-RTK-02 / DISCONNECT TERMINAL BLOCK 6 SQMM | 4200 | 4200 | 0 | free_stock | R15-I-1-K11A_SEP | inventory | 2025-10-28 | LV |  | HL01-Hail Warehouse | 2025-07-30 | 2025-07-16 | 0
4500587803-[10] | 908334004 : SECTIONALIZER:NETWORK,SMART SECTIONALIZE | LBS | ROH | RH050 | VISHAY_HEATER RH050, 50W 4.7KOHM, 120-240V AC/DC | 175 | 175 | 0 | 6100K006 | 1-1-1-1 | inventory | 2025-10-28 | LV |  | HL01-Hail Warehouse | 2025-07-30 | 2025-07-16 | 0
4500587803-[10] | 908334004 : SECTIONALIZER:NETWORK,SMART SECTIONALIZE | LBS | ROH | RMU000000108 | Plain Washer M5 ¦ 9ABA450075F1003 ¦ Local | 4725 | 4725 | 0 | free_stock | 1-1-1-1 | inventory | 2025-10-28 | LV |  | HL01-Hail Warehouse | 2025-07-30 | 2025-07-16 | 0
4500587803-[10] | 908334004 : SECTIONALIZER:NETWORK,SMART SECTIONALIZE | LBS | ROH | RMU000000113 | Lock Washer M5 ¦ 9ABA450075F1008 ¦ Local | 525 | 525 | 0 | 6100K012B | 1-1-1-1 | inventory | 2025-10-28 | LV |  | HL01-Hail Warehouse | 2025-07-30 | 2025-07-16 | 0
4500587803-[10] | 908334004 : SECTIONALIZER:NETWORK,SMART SECTIONALIZE | LBS | ROH | RMU000000298 | CHINT_AUXILIARY CONTACT FOR MCB 1NO 1NC DC (XF9) | 175 | 175 | 0 | free_stock | 1-1-1-1 | inventory | 2025-10-28 | LV |  | HL01-Hail Warehouse | 2025-07-30 | 2025-07-16 | 0
4500587803-[10] | 908334004 : SECTIONALIZER:NETWORK,SMART SECTIONALIZE | LBS | ROH | SEP10052 | ‭DISCONNECTING TB FOR CT, OTTA 6-T, BOLT W/O SPRING/0790462/OTTA 6-T P/P‬ | 1050 | 1050 | 0 | 6100K006 | 1-1-1-1 | inventory | 2025-10-28 | LV |  | HL01-Hail Warehouse | 2025-07-30 | 2025-07-16 | 0
4500587803-[10] | 908334004 : SECTIONALIZER:NETWORK,SMART SECTIONALIZE | LBS | ROH | SEP10120 | ‭TIE MOUNT FOR SPARE TIE/HC-102/HC-102‬ | 1750 | 1750 | 0 | free_stock | R58-R-1-K006_SEP | inventory | 2025-10-28 | LV |  | HL01-Hail Warehouse | 2025-07-30 | 2025-07-16 | 0
4500587803-[10] | 908334004 : SECTIONALIZER:NETWORK,SMART SECTIONALIZE | LBS | ROH | SEP10128 | ‭DIN RAIL SLOTTED/35X15X1.5X2 - HOLE/DIN RAIL‬ | 87.5 | 87.5 | 0 | free_stock | 1-1-1-1 | inventory | 2025-10-28 | LV |  | HL01-Hail Warehouse | 2025-07-30 | 2025-07-16 | 0
4500587803-[10] | 908334004 : SECTIONALIZER:NETWORK,SMART SECTIONALIZE | LBS | ROH | SEP10160 | TRAFFOLYTE, BLACK/WHITE/WHITE - BLACK/TRAFFOLYTE | 87.5 | 87.5 | 0 | 6100K013 | R14-A-1-MVBM_SEP | consumption | 2025-10-19 | LV |  | HL01-Hail Warehouse | 2025-07-30 | 2025-07-16 | 0 | [5 empty] | Project Transfer | 8181111
4500587803-[10] | 908334004 : SECTIONALIZER:NETWORK,SMART SECTIONALIZE | LBS | ROH | SEP10481 | End Cover, D-URTK ¦ 310020 ¦ PHOENIX | 175 | 175 | 0 | free_stock | 1-1-1-1 | inventory | 2025-10-28 | LV |  | HL01-Hail Warehouse | 2025-07-30 | 2025-07-16 | 0
4500587803-[10] | 908334004 : SECTIONALIZER:NETWORK,SMART SECTIONALIZE | LBS | ROH | SEP10555 | TB NUMBERING MARKER (BLANK), UCT-TM 6 / 0828736 | 1750 | 1750 | 0 | free_stock | 1-1-1-1 | inventory | 2025-10-28 | LV |  | HL01-Hail Warehouse | 2025-07-30 | 2025-07-16 | 0
4500587803-[10] | 908334004 : SECTIONALIZER:NETWORK,SMART SECTIONALIZE | LBS | ROH | SEP10556 | TB NUMBERING MARKER (BLANK), UCT-TM 8 / 0828740 | 1050 | 1050 | 0 | free_stock | 1-1-1-1 | inventory | 2025-10-28 | LV |  | HL01-Hail Warehouse | 2025-07-30 | 2025-07-16 | 0
4500587803-[10] | 908334004 : SECTIONALIZER:NETWORK,SMART SECTIONALIZE | LBS | ROH | SEP10962 | TB, Terminal block, plastic, for 2.5mm wires, 12 connections per set | 29.1667 | 12.5 | 16.6667 | free_stock | 1-1-1-1 | inventory | 2025-10-28 | LV |  | HL01-Hail Warehouse | 2025-07-30 | 2025-07-16 | 0
4500587803-[10] | 908334004 : SECTIONALIZER:NETWORK,SMART SECTIONALIZE | LBS | ROH | SEP10962 | TB, Terminal block, plastic, for 2.5mm wires, 12 connections per set | 16.6667 | 16.6667 | 0 | 6100K012B | IFLR-1-1-K006_SEP | consumption | 2025-10-13 | LV |  | HL01-Hail Warehouse | 2025-07-30 | 2025-07-16 | 0 | [5 empty] | Work in Process Pick | 8077369
4500587803-[10] | 908334004 : SECTIONALIZER:NETWORK,SMART SECTIONALIZE | LBS | ROH | SEP11131 | Cable, Control, 1 CORE CU/PVC, 1.0 Sq.mm, Black, 105°, 600/1000V , 1 x 91.4 m | 87.5 | 16 | 71.5 | 6100K011B | NEW.FLR-1-1-K12B_SEP | consumption | 2025-10-16 | LV |  | HL01-Hail Warehouse | 2025-07-30 | 2025-07-16 | 0 | [5 empty] | Work in Process Pick | 8151029
4500587803-[10] | 908334004 : SECTIONALIZER:NETWORK,SMART SECTIONALIZE | LBS | ROH | SEP11131 | Cable, Control, 1 CORE CU/PVC, 1.0 Sq.mm, Black, 105°, 600/1000V , 1 x 91.4 m | 71.5 | 10 | 61.5 | 6100K012B | NEW.FLR-1-1-K11B_SEP | consumption | 2025-10-16 | LV |  | HL01-Hail Warehouse | 2025-07-30 | 2025-07-16 | 0 | [5 empty] | Work in Process Pick | 8151017
4500587803-[10] | 908334004 : SECTIONALIZER:NETWORK,SMART SECTIONALIZE | LBS | ROH | SEP11131 | Cable, Control, 1 CORE CU/PVC, 1.0 Sq.mm, Black, 105°, 600/1000V , 1 x 91.4 m | 61.5 | 7 | 54.5 | 6100K011B | NEW.FLR-1-1-K006_SEP | consumption | 2025-10-16 | LV |  | HL01-Hail Warehouse | 2025-07-30 | 2025-07-16 | 0 | [5 empty] | Work in Process Pick | 8151020
4500587803-[10] | 908334004 : SECTIONALIZER:NETWORK,SMART SECTIONALIZE | LBS | ROH | SEP11131 | Cable, Control, 1 CORE CU/PVC, 1.0 Sq.mm, Black, 105°, 600/1000V , 1 x 91.4 m | 54.5 | 6 | 48.5 | 6100K011B | NEW.FLR-1-1-K007_SEP | consumption | 2025-10-16 | LV |  | HL01-Hail Warehouse | 2025-07-30 | 2025-07-16 | 0 | [5 empty] | Work in Process Pick | 8151023
4500587803-[10] | 908334004 : SECTIONALIZER:NETWORK,SMART SECTIONALIZE | LBS | ROH | SEP11131 | Cable, Control, 1 CORE CU/PVC, 1.0 Sq.mm, Black, 105°, 600/1000V , 1 x 91.4 m | 48.5 | 3.5 | 45 | 6100K011B | NEW.FLR-1-1-K11B_SEP | consumption | 2025-10-16 | LV |  | HL01-Hail Warehouse | 2025-07-30 | 2025-07-16 | 0 | [5 empty] | Work in Process Pick | 8151038
4500587803-[10] | 908334004 : SECTIONALIZER:NETWORK,SMART SECTIONALIZE | LBS | ROH | SEP11131 | Cable, Control, 1 CORE CU/PVC, 1.0 Sq.mm, Black, 105°, 600/1000V , 1 x 91.4 m | 45 | 3 | 42 | 6100K011B | NEW.FLR-1-1-K008_SEP | consumption | 2025-10-16 | LV |  | HL01-Hail Warehouse | 2025-07-30 | 2025-07-16 | 0 | [5 empty] | Work in Process Pick | 8151026
4500587803-[10] | 908334004 : SECTIONALIZER:NETWORK,SMART SECTIONALIZE | LBS | ROH | SEP11131 | Cable, Control, 1 CORE CU/PVC, 1.0 Sq.mm, Black, 105°, 600/1000V , 1 x 91.4 m | 42 | 1 | 41 | 6100K011B | NEW.FLR-1-1-K010_SEP | consumption | 2025-10-16 | LV |  | HL01-Hail Warehouse | 2025-07-30 | 2025-07-16 | 0 | [5 empty] | Work in Process Pick | 8151035
4500587803-[10] | 908334004 : SECTIONALIZER:NETWORK,SMART SECTIONALIZE | LBS | ROH | SEP11143 | Cable, Control, 1 CORE CU/PVC, 2.5 Sq.mm, Red, 105°, 600/1000V , 1 x 91.4 m | 52.5 | 52.5 | 0 | free_stock | 1-1-1-1 | inventory | 2025-10-28 | LV |  | HL01-Hail Warehouse | 2025-07-30 | 2025-07-16 | 0
4500587803-[10] | 908334004 : SECTIONALIZER:NETWORK,SMART SECTIONALIZE | LBS | ROH | SEP11146 | Cable, Control, 1 CORE CU/PVC, 2.5 Sq.mm, Black, 105°, 600/1000V , 1 x 91.4 m | 175 | 175 | 0 | free_stock | 1-1-1-1 | inventory | 2025-10-28 | LV |  | HL01-Hail Warehouse | 2025-07-30 | 2025-07-16 | 0
4500587803-[10] | 908334004 : SECTIONALIZER:NETWORK,SMART SECTIONALIZE | LBS | ROH | SEP11151 | Cable, Control, 1 CORE CU/PVC, 2.5 Sq.mm Yellow/Green, 105°, 600/1000V , 1 x 91.4 m | 52.5 | 52.5 | 0 | free_stock | R14-J-1-MVBM_SEP | inventory | 2025-10-28 | LV |  | HL01-Hail Warehouse | 2025-07-30 | 2025-07-16 | 0
4500587803-[10] | 908334004 : SECTIONALIZER:NETWORK,SMART SECTIONALIZE | LBS | ROH | SFB220A24H300 | BEB OR DFE_SFB220A24H300/24VDC / BATTERY CHARGER INPUT 220VAC,OUTPUT 24VDC | 175 | 175 | 0 | free_stock | 1-1-1-1 | inventory | 2025-10-28 | LV |  | HL01-Hail Warehouse | 2025-07-30 | 2025-07-16 | 0
4500587803-[10] | 908334004 : SECTIONALIZER:NETWORK,SMART SECTIONALIZE | LBS | ROH | VBC6-30-01-01 | ABB_VBC6-30-01-01 MINI REVERSING CONTACTOR | 175 | 175 | 0 | free_stock | R57-I-1-1 | inventory | 2025-10-28 | LV |  | HL01-Hail Warehouse | 2025-07-30 | 2025-07-16 | 0
4500587803-[10] | 908334004 : SECTIONALIZER:NETWORK,SMART SECTIONALIZE | LBS | ROH | RMU000000119 | BOLT SOCKET CAP HEAD M3x12 ¦ 9ABA450075F1014 ¦ Local | 2100 | 2100 | 0 | free_stock | R58-A-1-K12B_SEP | inventory | 2025-10-28 | LV | Automated: Replaced 9ABA450075F1014 by RMU000000119. | HL01-Hail Warehouse | 2025-07-30 | 2025-07-16 | 0
4500587803-[10] | 908334004 : SECTIONALIZER:NETWORK,SMART SECTIONALIZE | LBS | ROH | RMU000000120 | SEC Logo (Alminum 136x76) ¦ 9ABA450075F1015 ¦ Local | 175 | 175 | 0 | 6100K007 | 1-1-1-1 | inventory | 2025-10-28 | LV | Automated: Replaced 9ABA450075F1015 by RMU000000120. | HL01-Hail Warehouse | 2025-07-30 | 2025-07-16 | 0
4500587803-[10] | 908334004 : SECTIONALIZER:NETWORK,SMART SECTIONALIZE | LBS | ROH | RMU000000121 | Danger Sign (Alminum 136x76) ¦ 9ABA450075F1016 ¦ Local | 175 | 175 | 0 | free_stock | INC-1-1-K12B_SEP | inventory | 2025-10-28 | LV | Automated: Replaced 9ABA450075F1016 by RMU000000121. | HL01-Hail Warehouse | 2025-07-30 | 2025-07-16 | 0
4500587803-[10] | 908334004 : SECTIONALIZER:NETWORK,SMART SECTIONALIZE | LBS | ROH | RMU000000123 | LBS/Sectionalizer SEP Branding Label ¦ 9ABA450075F1018 ¦ Local | 175 | 175 | 0 | free_stock | INC-1-1-K11B_SEP | inventory | 2025-10-28 | LV | Automated: Replaced 9ABA450075F1018 by RMU000000123. | HL01-Hail Warehouse | 2025-07-30 | 2025-07-16 | 0
4500587803-[10] | 908334004 : SECTIONALIZER:NETWORK,SMART SECTIONALIZE | LBS | ROH | DF240907005 | Flat Washers φ3 Stainless Steel | 2800 | 2800 | 0 | free_stock | R58-A-1-K017_SEP | inventory | 2025-10-28 | LV |  | HL01-Hail Warehouse | 2025-07-30 | 2025-07-16 | 0
4500587803-[10] | 908334004 : SECTIONALIZER:NETWORK,SMART SECTIONALIZE | LBS | ROH | DMS 2126 2011-111 | NUT, HEX M3 | 2800 | 2800 | 0 | free_stock | 1-1-1-1 | inventory | 2025-10-28 | LV |  | HL01-Hail Warehouse | 2025-07-30 | 2025-07-16 | 0
4500587803-[10] | 908334004 : SECTIONALIZER:NETWORK,SMART SECTIONALIZE | LBS | ROH | MV-CPT -CABL-ASSY | Cable Assembly - Outdoor flexible cable Black PVC 450/750 V, 95 °C heat & flame retardent, stranded annealed copper conductor, 4Cx 2.5 mm² of length 12 meter with connector type HQ-005-M (male connector) with H3A-MTG-M20 (hood) and DLX-M20 (gland) with H3A-KDBP (cover) terminated on one end (opposite end do not require processing), with steel cable tags on both cable ends, cable tag text "CPT cable" and loose supply of 1 base type H3A-MAG (base) with HQ-005-F (female connector) and H3A-KDTP (cover) - Used for OVR/LBS/Sectionalizer CPT connection | 175 | 175 | 0 | 6100K006 | 1-1-1-1 | inventory | 2025-10-28 | Cable |  | HL01-Hail Warehouse | 2025-07-30 | 2025-07-16 | 0
4500587803-[10] | 908334004 : SECTIONALIZER:NETWORK,SMART SECTIONALIZE | LBS | ROH | MV-CT -C-CABL-ASSY-LBS | Cable Assembly - Outdoor flexible cable Black PVC 450/750 V, 95 °C heat & flame retardent, stranded annealed copper conductor, 10Cx 1.0 mm² of length 12 meter with connector type HQ-012-M (male connector) with H3A-MTG-M20 (hood) and DLX-M20 (gland) with H3A-KDBP (cover) terminated on one end (opposite end do not require processing), with steel cable tags on both cable ends, cable tag text "CT cable" and loose supply of 1 base type H3A-MAG (base) with HQ-012-F (female connector) and H3A-KDTP (cover) -Used for LBS/Sectionalizer CT connection | 175 | 175 | 0 | 6100K007 | 1-1-1-1 | inventory | 2025-10-28 | Cable |  | HL01-Hail Warehouse | 2025-07-30 | 2025-07-16 | 0
4500587803-[10] | 908334004 : SECTIONALIZER:NETWORK,SMART SECTIONALIZE | LBS | ROH | MV-CVD-CABL-ASSY-LBS | Cable Assembly - Outdoor flexible cable Black PVC 450/750 V, 95 °C heat & flame retardent, stranded annealed copper conductor, 10C x 2 x 0.22 mm² of length 12 meter with connector type YD41-16TK-D20 terminated on one end (opposite end do not require processing), with steel cable tags on both cable ends, cable tag text "CVD cable" and loose supply of 1 base type YD41-16ZJ - Used for LBS/Sectionalizer CVD connection | 175 | 175 | 0 | 6100K007 | 1-1-1-1 | inventory | 2025-10-28 | Cable |  | HL01-Hail Warehouse | 2025-07-30 | 2025-07-16 | 0
4500587803-[10] | 908334004 : SECTIONALIZER:NETWORK,SMART SECTIONALIZE | LBS | ROH | MV-MOT-C-CABL-ASSY-LBS | Cable Assembly | 175 | 175 | 0 | 6100K012B | 1-1-1-1 | inventory | 2025-10-28 | Cable | Automated: Replaced MV-MOT -C-CABL-ASSY-LBS by MV-MOT-C-CABL-ASSY-LBS. | HL01-Hail Warehouse | 2025-07-30 | 2025-07-16 | 0
4500587810-[10] | 908334005 : SECTIONALIZER:NETWORK,SMART SECTIONALIZE | LBS | ROH | 13-B100DY | GREEN PUSH BOTTON WITH START ADAPTER | 2 | 2 | 0 | free_stock | R57-G-1-1 | inventory | 2025-10-28 | LV |  | JD01-Jeddah Central Warehouse | 2025-07-30 | 2025-07-16 | 0
4500587810-[10] | 908334005 : SECTIONALIZER:NETWORK,SMART SECTIONALIZE | LBS | ROH | 13-B200DK | RED PUSH BOTTON WITH ADAPTER STOP | 2 | 2 | 0 | 6100K013 | R56-J-1-1 | inventory | 2025-10-28 | LV |  | JD01-Jeddah Central Warehouse | 2025-07-30 | 2025-07-16 | 0
4500587810-[10] | 908334005 : SECTIONALIZER:NETWORK,SMART SECTIONALIZE | LBS | ROH | 13-B3 | BA9S ILLUMINATION CONTACT BLOCK HOLDER | 4 | 4 | 0 | 6100K013 | R57-O-1-1 | inventory | 2025-10-28 | LV |  | JD01-Jeddah Central Warehouse | 2025-07-30 | 2025-07-16 | 0
4500587810-[10] | 908334005 : SECTIONALIZER:NETWORK,SMART SECTIONALIZE | LBS | ROH | 13-LED24K | 24V BA9S LED LAMP RED | 2 | 2 | 0 | 6100K013 | R57-G-1-1 | inventory | 2025-10-28 | LV |  | JD01-Jeddah Central Warehouse | 2025-07-30 | 2025-07-16 | 0
4500587810-[10] | 908334005 : SECTIONALIZER:NETWORK,SMART SECTIONALIZE | LBS | ROH | 13-LED24Y | 24V BA9S LED LAMP GREEN | 2 | 2 | 0 | 6100K013 | R57-G-1-1 | inventory | 2025-10-28 | LV |  | JD01-Jeddah Central Warehouse | 2025-07-30 | 2025-07-16 | 0
4500587810-[10] | 908334005 : SECTIONALIZER:NETWORK,SMART SECTIONALIZE | LBS | ROH | 13-MBSD24S | INDICATION LIGHT YELLOW 24V AC/DC | 2 | 2 | 0 | 6100K007 | 1-1-1-1 | inventory | 2025-10-28 | LV |  | JD01-Jeddah Central Warehouse | 2025-07-30 | 2025-07-16 | 0
4500587810-[10] | 908334005 : SECTIONALIZER:NETWORK,SMART SECTIONALIZE | LBS | ROH | LL10-W | ABB_LL10-W / LL10-W, AC/DC90-264V 50/60HZ | 2 | 2 | 0 | free_stock | R15-I-1-K017_SEP | inventory | 2025-10-28 | LV | Automated: Replaced 1YAB53301XIX0000 by LL10-W. | JD01-Jeddah Central Warehouse | 2025-07-30 | 2025-07-16 | 0
4500587810-[10] | 908334005 : SECTIONALIZER:NETWORK,SMART SECTIONALIZE | LBS | ROH | 1YAB5355CAB0000 | End Cover, D-OTTA6-T ¦ 790459 ¦ PHOENIX | 2 | 2 | 0 | 6100K023 | R53-R-1-K013_SEP | inventory | 2025-10-28 | LV |  | JD01-Jeddah Central Warehouse | 2025-07-30 | 2025-07-16 | 0
4500587810-[10] | 908334005 : SECTIONALIZER:NETWORK,SMART SECTIONALIZE | LBS | ROH | 1YAB5355DXB0000 | Marker, Terminal Strip, KLM-A ¦ 1004348 ¦ PHOENIX | 10 | 10 | 0 | free_stock | 1-1-1-1 | inventory | 2025-10-28 | LV |  | JD01-Jeddah Central Warehouse | 2025-07-30 | 2025-07-16 | 0
4500587810-[10] | 908334005 : SECTIONALIZER:NETWORK,SMART SECTIONALIZE | LBS | ROH | 1YHT480008P0311 | Empty LV Box for LBS & Sectionalizer (SECTOS 13.8kV & 33kV) with bracket for single pole | 2 | 2 | 0 | 6100K012B | WH2-1-1-K12B_SEP | inventory | 2025-10-28 | LV |  | JD01-Jeddah Central Warehouse | 2025-07-30 | 2025-07-16 | 0
4500587810-[10] | 908334005 : SECTIONALIZER:NETWORK,SMART SECTIONALIZE | LBS | ROH | 205036416 | Flat Washersφ4 | 12 | 12 | 0 | 6100K013 | PLT1-1-1-K013_SEP | inventory | 2025-10-28 | LV |  | JD01-Jeddah Central Warehouse | 2025-07-30 | 2025-07-16 | 0
4500587810-[10] | 908334005 : SECTIONALIZER:NETWORK,SMART SECTIONALIZE | LBS | ROH | 205041920 | Flat Washersφ6 | 8 | 8 | 0 | free_stock | 1-1-1-1 | inventory | 2025-10-28 | LV |  | JD01-Jeddah Central Warehouse | 2025-07-30 | 2025-07-16 | 0
4500587810-[10] | 908334005 : SECTIONALIZER:NETWORK,SMART SECTIONALIZE | LBS | ROH | 208004917 | 4G Communication Module, Make: China inhand, ,Ord:: Inhand IR302-FQ58 with Mushroom Antenna | 2 | 2 | 0 | 6100K013 | 1-1-1-1 | inventory | 2025-10-28 | LV |  | JD01-Jeddah Central Warehouse | 2025-07-30 | 2025-07-16 | 0
4500587810-[10] | 908334005 : SECTIONALIZER:NETWORK,SMART SECTIONALIZE | LBS | ROH | 211002077 | Hex nut M6 | 8 | 8 | 0 | 6100K013 | 1-1-1-1 | consumption | 2025-11-09 | LV |  | JD01-Jeddah Central Warehouse | 2025-07-30 | 2025-07-16 | 0 | [5 empty] | Work in Process Material Issue | 7226788
4500587810-[10] | 908334005 : SECTIONALIZER:NETWORK,SMART SECTIONALIZE | LBS | ROH | 5XECD.086.051 | Single Pole Mounting Brackets for LBS & Sectionalizer GT(SECTOS 13.8kV & 33kV) | 2 | 2 | 0 | 6100K011B | WH2-1-1-K11B_SEP | inventory | 2025-10-28 | Bracket |  | JD01-Jeddah Central Warehouse | 2025-07-30 | 2025-07-16 | 0
4500587810-[10] | 908334005 : SECTIONALIZER:NETWORK,SMART SECTIONALIZE | LBS | ROH | 5XECD.086.093.1 | Single Pole Mounting Brackets for CPT for LBS/Sectionalizer/Auto Recloser (SECTOS / OVR 13.8kV & 33kV) | 2 | 2 | 0 | free_stock | 1-1-1-1 | inventory | 2025-10-28 | Bracket |  | JD01-Jeddah Central Warehouse | 2025-07-30 | 2025-07-16 | 0
4500587810-[10] | 908334005 : SECTIONALIZER:NETWORK,SMART SECTIONALIZE | LBS | ROH | 6-CNFJ-22 | ZHE_6-CNFJ-22 / 12V 22Ah STORAGE BATTERY | 4 | 4 | 0 | free_stock | WH2-1-1-K11B_SEP | inventory | 2025-10-28 | LV |  | JD01-Jeddah Central Warehouse | 2025-07-30 | 2025-07-16 | 0
4500587810-[10] | 908334005 : SECTIONALIZER:NETWORK,SMART SECTIONALIZE | LBS | ROH | RMU000000106 | BOLT SOCKET CAP HEAD M5x60 ¦ 9ABA450075F1001 ¦ Local | 8 | 8 | 0 | 6100K006 | 1-1-1-1 | inventory | 2025-10-28 | LV | Automated: Replaced 9ABA450075F1001 by RMU000000106. | JD01-Jeddah Central Warehouse | 2025-07-30 | 2025-07-16 | 0
4500587810-[10] | 908334005 : SECTIONALIZER:NETWORK,SMART SECTIONALIZE | LBS | ROH | RMU000000107 | Bush Inner Dia 7x49 ¦ 9ABA450075F1002 ¦ Local | 8 | 8 | 0 | 6100K006 | 1-1-1-1 | inventory | 2025-10-28 | LV | Automated: Replaced 9ABA450075F1002 by RMU000000107. | JD01-Jeddah Central Warehouse | 2025-07-30 | 2025-07-16 | 0
4500587810-[10] | 908334005 : SECTIONALIZER:NETWORK,SMART SECTIONALIZE | LBS | ROH | RMU000000109 | BOLT SOCKET CAP HEAD M5x20 ¦ 9ABA450075F1004 ¦ Local | 20 | 20 | 0 | free_stock | R58-A-1-K11B_SEP | inventory | 2025-10-28 | LV | Automated: Replaced 9ABA450075F1004 by RMU000000109. | JD01-Jeddah Central Warehouse | 2025-07-30 | 2025-07-16 | 0
4500587810-[10] | 908334005 : SECTIONALIZER:NETWORK,SMART SECTIONALIZE | LBS | ROH | RMU000000110 | BOLT SOCKET CAP HEAD M4x45 ¦ 9ABA450075F1005 ¦ Local | 4 | 4 | 0 | 6100K007 | 1-1-1-1 | inventory | 2025-10-28 | LV | Automated: Replaced 9ABA450075F1005 by RMU000000110. | JD01-Jeddah Central Warehouse | 2025-07-30 | 2025-07-16 | 0
4500587810-[10] | 908334005 : SECTIONALIZER:NETWORK,SMART SECTIONALIZE | LBS | ROH | RMU000000112 | BOLT SOCKET CAP HEAD M5x16 ¦ 9ABA450075F1007 ¦ Local | 24 | 24 | 0 | 6100K007 | 1-1-1-1 | inventory | 2025-10-28 | LV | Automated: Replaced 9ABA450075F1007 by RMU000000112. | JD01-Jeddah Central Warehouse | 2025-07-30 | 2025-07-16 | 0
4500587810-[10] | 908334005 : SECTIONALIZER:NETWORK,SMART SECTIONALIZE | LBS | ROH | RMU000000113 | Lock Washer M5 ¦ 9ABA450075F1008 ¦ Local | 24 | 24 | 0 | 6100K007 | 1-1-1-1 | inventory | 2025-10-28 | LV | Automated: Replaced 9ABA450075F1008 by RMU000000113. | JD01-Jeddah Central Warehouse | 2025-07-30 | 2025-07-16 | 0
4500587810-[10] | 908334005 : SECTIONALIZER:NETWORK,SMART SECTIONALIZE | LBS | ROH | RMU000000114 | BOLT SOCKET CAP HEAD M3x20 ¦ 9ABA450075F1009 ¦ Local | 8 | 8 | 0 | 6100K007 | 1-1-1-1 | inventory | 2025-10-28 | LV | Automated: Replaced 9ABA450075F1009 by RMU000000114. | JD01-Jeddah Central Warehouse | 2025-07-30 | 2025-07-16 | 0
4500587810-[10] | 908334005 : SECTIONALIZER:NETWORK,SMART SECTIONALIZE | LBS | ROH | RMU000000115 | Lock Washer M3 ¦ 9ABA450075F1010 ¦ Local | 8 | 8 | 0 | 6100K007 | 1-1-1-1 | inventory | 2025-10-28 | LV | Automated: Replaced 9ABA450075F1010 by RMU000000115. | JD01-Jeddah Central Warehouse | 2025-07-30 | 2025-07-16 | 0
4500587810-[10] | 908334005 : SECTIONALIZER:NETWORK,SMART SECTIONALIZE | LBS | ROH | RMU000000116 | Polycarbonate for limit switch ¦ 9ABA450075F1011 ¦ Local | 2 | 2 | 0 | free_stock | R56-R-1-K11B_SEP | inventory | 2025-10-28 | LV | Automated: Replaced 9ABA450075F1011 by RMU000000116. | JD01-Jeddah Central Warehouse | 2025-07-30 | 2025-07-16 | 0
4500587810-[10] | 908334005 : SECTIONALIZER:NETWORK,SMART SECTIONALIZE | LBS | ROH | RMU000000117 | BOLT SOCKET CAP HEAD M4x40 ¦ 9ABA450075F1012 ¦ Local | 4 | 4 | 0 | 6100K007 | 1-1-1-1 | inventory | 2025-10-28 | LV | Automated: Replaced 9ABA450075F1012 by RMU000000117. | JD01-Jeddah Central Warehouse | 2025-07-30 | 2025-07-16 | 0
4500587810-[10] | 908334005 : SECTIONALIZER:NETWORK,SMART SECTIONALIZE | LBS | ROH | RMU000000118 | Bush Inner Dia 7x25 ¦ 9ABA450075F1013 ¦ Local | 4 | 4 | 0 | 6100K007 | 1-1-1-1 | inventory | 2025-10-28 | LV | Automated: Replaced 9ABA450075F1013 by RMU000000118. | JD01-Jeddah Central Warehouse | 2025-07-30 | 2025-07-16 | 0
4500587810-[10] | 908334005 : SECTIONALIZER:NETWORK,SMART SECTIONALIZE | LBS | ROH | AX3122 | CHINT_AUXILIARY CONTACT FOR MCB 1NO 1NC AC | 2 | 2 | 0 | free_stock | R62-G-1-K017_SEP | inventory | 2025-10-28 | LV |  | JD01-Jeddah Central Warehouse | 2025-07-30 | 2025-07-16 | 0
4500587810-[10] | 908334005 : SECTIONALIZER:NETWORK,SMART SECTIONALIZE | LBS | ROH | CSB25A9PS2E- B L/R | 2 POSITION, LATCHING, SELECTOR SWITCH, 90DEGREES, 2 CONTACTS EACH, PAD LOCKABLE IN EACH POS (LOCAL/REMOTE) CSB25A9PS2E- B L/R | 2 | 2 | 0 | 6100K012B | 1-1-1-1 | inventory | 2025-10-28 | LV |  | JD01-Jeddah Central Warehouse | 2025-07-30 | 2025-07-16 | 0
4500587810-[10] | 908334005 : SECTIONALIZER:NETWORK,SMART SECTIONALIZE | LBS | ROH | CSB25A9PS2E- B OH/S | 2 POSITION, LATCHING, SELECTOR SWITCH, 90DEGREES, 2 CONTACTS EACH, PAD LOCKABLE IN EACH POS (OH-LBS/SECTIONALIZER) CSB25A9PS2E- B OH/S | 2 | 2 | 0 | free_stock | 1-1-1-1 | inventory | 2025-10-28 | LV |  | JD01-Jeddah Central Warehouse | 2025-07-30 | 2025-07-16 | 0
4500587810-[10] | 908334005 : SECTIONALIZER:NETWORK,SMART SECTIONALIZE | LBS | ROH | DF205040971 | φ4*12 Waterproof blind rivets Stainless steel | 40 | 40 | 0 | 6100K013 | 1-1-1-1 | inventory | 2025-10-28 | LV |  | JD01-Jeddah Central Warehouse | 2025-07-30 | 2025-07-16 | 0
4500587810-[10] | 908334005 : SECTIONALIZER:NETWORK,SMART SECTIONALIZE | LBS | ROH | DF240510009 | Self-locking nuts M4 | 4 | 4 | 0 | 6100K013 | 1-1-1-1 | inventory | 2025-10-28 | LV |  | JD01-Jeddah Central Warehouse | 2025-07-30 | 2025-07-16 | 0
4500587810-[10] | 908334005 : SECTIONALIZER:NETWORK,SMART SECTIONALIZE | LBS | ROH | DF240612003 | KSS-CV-150BK CABLE TIES 150X3.6 BALCK | 50 | 50 | 0 | 6100K013 | 1-1-1-1 | inventory | 2025-10-28 | LV |  | JD01-Jeddah Central Warehouse | 2025-07-30 | 2025-07-16 | 0
4500587810-[10] | 908334005 : SECTIONALIZER:NETWORK,SMART SECTIONALIZE | LBS | ROH | DF240612004 | HT-EXS25 EXPANDABLE SLEEVE - 25MM 100MTR/ROL | 2 | 2 | 0 | 6100K013 | 1-1-1-1 | inventory | 2025-10-28 | LV |  | JD01-Jeddah Central Warehouse | 2025-07-30 | 2025-07-16 | 0
4500587810-[10] | 908334005 : SECTIONALIZER:NETWORK,SMART SECTIONALIZE | LBS | ROH | DF240612005 | HT-EXS32 EXPANDABLE SLEEVE - 32MM 100MTR/ROL | 2 | 2 | 0 | 6100K013 | 1-1-1-1 | inventory | 2025-10-28 | LV |  | JD01-Jeddah Central Warehouse | 2025-07-30 | 2025-07-16 | 0
4500587810-[10] | 908334005 : SECTIONALIZER:NETWORK,SMART SECTIONALIZE | LBS | ROH | DF240612006 | KSS-KS-8B 8MM SPIRAL 15-60 WRAPPING BAND 10MTR/BAG | 2 | 2 | 0 | 6100K013 | 1-1-1-1 | inventory | 2025-10-28 | LV |  | JD01-Jeddah Central Warehouse | 2025-07-30 | 2025-07-16 | 0
4500587810-[10] | 908334005 : SECTIONALIZER:NETWORK,SMART SECTIONALIZE | LBS | ROH | DF240612007 | KSS-KS-12B 12MM SPIRAL 20-65 WRAPPING BAND 10MTR/BAG | 2 | 2 | 0 | 6100KDP02 | R54-A-1-K013_SEP | inventory | 2025-10-28 | LV |  | JD01-Jeddah Central Warehouse | 2025-07-30 | 2025-07-16 | 0
4500587810-[10] | 908334005 : SECTIONALIZER:NETWORK,SMART SECTIONALIZE | LBS | ROH | DF241124003 | Spring washersφ6 Stainless steel | 8 | 8 | 0 | 6100K013 | R55-I-1-K013_SEP | inventory | 2025-10-28 | LV |  | JD01-Jeddah Central Warehouse | 2025-07-30 | 2025-07-16 | 0
4500587810-[10] | 908334005 : SECTIONALIZER:NETWORK,SMART SECTIONALIZE | LBS | ROH | DF241126013 | KSS-CV-200MBK BLACK NYLON CABLE TIES (200MMX2.5MM) | 50 | 50 | 0 | 6100K013 | PLT2-1-1-K013_SEP | inventory | 2025-10-28 | LV |  | JD01-Jeddah Central Warehouse | 2025-07-30 | 2025-07-16 | 0
4500587810-[10] | 908334005 : SECTIONALIZER:NETWORK,SMART SECTIONALIZE | LBS | ROH | DF241128001 | spring washerφ4 Stainless Steel | 8 | 8 | 0 | free_stock | R58-A-1-K017_SEP | inventory | 2025-10-28 | LV |  | JD01-Jeddah Central Warehouse | 2025-07-30 | 2025-07-16 | 0
4500587810-[10] | 908334005 : SECTIONALIZER:NETWORK,SMART SECTIONALIZE | LBS | ROH | DF241128002 | Hex nuts M4 | 8 | 8 | 0 | 6100K013 | 1-1-1-1 | inventory | 2025-10-28 | LV |  | JD01-Jeddah Central Warehouse | 2025-07-30 | 2025-07-16 | 0
4500587810-[10] | 908334005 : SECTIONALIZER:NETWORK,SMART SECTIONALIZE | LBS | ROH | DMS 2121 2467-366 | SCREW SELF TAPPING TORX M6 X 12 | 40 | 40 | 0 | free_stock | 1-1-1-1 | inventory | 2025-10-28 | LV |  | JD01-Jeddah Central Warehouse | 2025-07-30 | 2025-07-16 | 0
4500587810-[10] | 908334005 : SECTIONALIZER:NETWORK,SMART SECTIONALIZE | LBS | ROH | DMS 2121 2519-295 | BOLT SOCKET HEAD M4X20 | 4 | 4 | 0 | 6100K012B | 1-1-1-1 | inventory | 2025-10-28 | LV |  | JD01-Jeddah Central Warehouse | 2025-07-30 | 2025-07-16 | 0
4500587810-[10] | 908334005 : SECTIONALIZER:NETWORK,SMART SECTIONALIZE | LBS | ROH | DMS 2121 2519-368 | BOLT SOCKET CAP HEAD M6X16 | 8 | 8 | 0 | free_stock | 1-1-1-1 | inventory | 2025-10-28 | LV |  | JD01-Jeddah Central Warehouse | 2025-07-30 | 2025-07-16 | 0
4500587810-[10] | 908334005 : SECTIONALIZER:NETWORK,SMART SECTIONALIZE | LBS | ROH | DMS 2126 2011-114 | NUT, HEX M5 | 48 | 48 | 0 | free_stock | R58-A-1-K11B_SEP | inventory | 2025-10-28 | LV |  | JD01-Jeddah Central Warehouse | 2025-07-30 | 2025-07-16 | 0
4500587810-[10] | 908334005 : SECTIONALIZER:NETWORK,SMART SECTIONALIZE | LBS | ROH | EC-DIODE-BY255 | Flash light BY255_EC-DIODE-BY255 / EC-DIODE-BY255 Urrm=1300V In=3A | 10 | 10 | 0 | free_stock | 1-1-1-1 | inventory | 2025-10-28 | LV |  | JD01-Jeddah Central Warehouse | 2025-07-30 | 2025-07-16 | 0
4500587810-[10] | 908334005 : SECTIONALIZER:NETWORK,SMART SECTIONALIZE | LBS | ROH | HBCBABNCBD1BBBD21G | REC615 2.0- HBCBABNCBD1BBBD21G | 2 | 2 | 0 | 6100K007 | 1-1-1-1 | inventory | 2025-10-28 | LV |  | JD01-Jeddah Central Warehouse | 2025-07-30 | 2025-07-16 | 0
4500587810-[10] | 908334005 : SECTIONALIZER:NETWORK,SMART SECTIONALIZE | LBS | ROH | IN76350001-2 | APT_THERMOSTAT WITHOUT STEM,SETTING: 0-60 DEG.CENTIGRADE | 2 | 2 | 0 | 6100K006 | 1-1-1-1 | inventory | 2025-10-28 | LV |  | JD01-Jeddah Central Warehouse | 2025-07-30 | 2025-07-16 | 0
4500587810-[10] | 908334005 : SECTIONALIZER:NETWORK,SMART SECTIONALIZE | LBS | ROH | LSA-AD11J50CA | R&Y_AD11-J50CA/LXR23 RED ALARM LAMP 24VDC | 2 | 2 | 0 | free_stock | 1-1-1-1 | inventory | 2025-10-28 | LV |  | JD01-Jeddah Central Warehouse | 2025-07-30 | 2025-07-16 | 0
4500587810-[10] | 908334005 : SECTIONALIZER:NETWORK,SMART SECTIONALIZE | LBS | ROH | LXW18-11B | SHF_LXW18-11B / LIMIT SWITCH 1NO+1NC | 4 | 4 | 0 | 6100K007 | 1-1-1-1 | inventory | 2025-10-28 | LV |  | JD01-Jeddah Central Warehouse | 2025-07-30 | 2025-07-16 | 0
4500587810-[10] | 908334005 : SECTIONALIZER:NETWORK,SMART SECTIONALIZE | LBS | ROH | MMCM-C4/2 | CHINT_AC MINIATURE CIRCUIT BREAKER 2P 4A mMCM-C4/2 | 2 | 2 | 0 | 6100K007 | 1-1-1-1 | inventory | 2025-10-28 | LV |  | JD01-Jeddah Central Warehouse | 2025-07-30 | 2025-07-16 | 0
4500587810-[10] | 908334005 : SECTIONALIZER:NETWORK,SMART SECTIONALIZE | LBS | ROH | MV-OHL-CPT-13.8KV-DP | Double Pole Control PT . Primary 13.8 kV : secondary 0.23kV, 200VA, Class 1. 500VAth .Frequency 60Hz . Out door type . Ambient 55 Degree C. Insulation level 17.5/50/110kV , Voltage factor :1.2Un Cont, As per IEC 61869-1&3. Class E .Primary terminal suitable for cable connection (clamp type) .Colour Grey for out door installation.Type test and routine test reports will be required .Laser printed name plate required.As per SEC Distribution standard Specification. | 2 | 2 | 0 | 6100K017 | 1-1-1-1 | inventory | 2025-10-28 | CPT |  | JD01-Jeddah Central Warehouse | 2025-07-30 | 2025-07-16 | 0
4500587810-[10] | 908334005 : SECTIONALIZER:NETWORK,SMART SECTIONALIZE | LBS | ROH | MV2000-1685-06-W | WHITE TUBE, INNER DIA 3.5MM (1.5 WIRE) | 40 | 40 | 0 | free_stock | 1-1-1-1 | inventory | 2025-10-28 | LV |  | JD01-Jeddah Central Warehouse | 2025-07-30 | 2025-07-16 | 0
4500587810-[10] | 908334005 : SECTIONALIZER:NETWORK,SMART SECTIONALIZE | LBS | ROH | SEP10650 | WHITE TUBE, INNER DIA. 4.0MM (2.5 WIRE) | 20 | 12 | 8 | free_stock | WH2-1-1-K11A_SEP | inventory | 2025-10-28 | LV | Automated: Replaced MV2000-1865-01-W by SEP10650. | JD01-Jeddah Central Warehouse | 2025-07-30 | 2025-07-16 | 0
4500587810-[10] | 908334005 : SECTIONALIZER:NETWORK,SMART SECTIONALIZE | LBS | ROH | SEP10650 | WHITE TUBE, INNER DIA. 4.0MM (2.5 WIRE) | 8 | 8 | 0 | free_stock | R14-L-1-K006_SEP | inventory | 2025-10-28 | LV | Automated: Replaced MV2000-1865-01-W by SEP10650. | JD01-Jeddah Central Warehouse | 2025-07-30 | 2025-07-16 | 0
4500587810-[10] | 908334005 : SECTIONALIZER:NETWORK,SMART SECTIONALIZE | LBS | ROH | NB1-10DC 1P | Miniature Circuit Breaker, MCB, 10A, 1P, C Type, DC | 4 | 4 | 0 | 6100K007 | 1-1-1-1 | inventory | 2025-10-28 | LV |  | JD01-Jeddah Central Warehouse | 2025-07-30 | 2025-07-16 | 0
4500587810-[10] | 908334005 : SECTIONALIZER:NETWORK,SMART SECTIONALIZE | LBS | ROH | NB1-6DC 1P | Miniature Circuit Breaker, MCB, 6A, 1P, C Type, DC | 2 | 2 | 0 | free_stock | R62-G-1-K11B_SEP | inventory | 2025-10-28 | LV |  | JD01-Jeddah Central Warehouse | 2025-07-30 | 2025-07-16 | 0
4500587810-[10] | 908334005 : SECTIONALIZER:NETWORK,SMART SECTIONALIZE | LBS | ROH | NXB24CK630AM4 | Smart Outdoor LBS or Sectionalizer, 13.8kV,3P,600A,60Hz,110kV Bil,PM,SF6,543MM MV-13.8kV /110KV BIL - SEC Item # SW Disc. (90830512),(90830511)LBS & Sectionalizer (908334005) NXB24CK630AM4/Manual-Lock/Gauge/3CT/terminal-Cap-G/SA-Bracket/Painting/Counter | 2 | 2 | 0 | 6100K017 | NEW.FLR-1-1-K017_SEP | inventory | 2025-10-28 | Gas Tank |  | JD01-Jeddah Central Warehouse | 2025-07-30 | 2025-07-16 | 0
4500587810-[10] | 908334005 : SECTIONALIZER:NETWORK,SMART SECTIONALIZE | LBS | ROH | OP-PLT-SEC-T3-230-2907919 | C&J_CJ-T2-AC 10-20kA T2 2P, Ur=230VAC,Uo=255VAC (SURGE PROTECTION UNIT) | 2 | 2 | 0 | 6100K007 | 1-1-1-1 | inventory | 2025-10-28 | LV |  | JD01-Jeddah Central Warehouse | 2025-07-30 | 2025-07-16 | 0
4500587810-[10] | 908334005 : SECTIONALIZER:NETWORK,SMART SECTIONALIZE | LBS | ROH | PL.AC30 | WZAZURE_PL.AC30 / THREE PIN SOCKET DIN RAIL MOUNTED | 2 | 2 | 0 | 6100K006 | 1-1-1-1 | inventory | 2025-10-28 | LV |  | JD01-Jeddah Central Warehouse | 2025-07-30 | 2025-07-16 | 0
4500587810-[10] | 908334005 : SECTIONALIZER:NETWORK,SMART SECTIONALIZE | LBS | ROH | PXC-0311171 | FB 10- RTK/S - Screw bridge, pitch: 8.2 mm, number of positions: 10, color: silver | 10 | 10 | 0 | free_stock | 1-1-1-1 | inventory | 2025-10-28 | LV |  | JD01-Jeddah Central Warehouse | 2025-07-30 | 2025-07-16 | 0
4500587810-[10] | 908334005 : SECTIONALIZER:NETWORK,SMART SECTIONALIZE | LBS | ROH | PXC-3000834 | SCBI 10-6 W - Screw bridge, with spring washer and insulating collar, pitch: 6.2 mm, number of positions: 10, color: silver | 18 | 18 | 0 | 6100K007 | 1-1-1-1 | inventory | 2025-10-28 | LV |  | JD01-Jeddah Central Warehouse | 2025-07-30 | 2025-07-16 | 0
4500587810-[10] | 908334005 : SECTIONALIZER:NETWORK,SMART SECTIONALIZE | LBS | ROH | PXC-3022218 | CLIPFIX 35 - End bracket, Quick mounting end clamp for NS 35/7,5 DIN rail or NS 35/15 DIN rail, with marking option, width: 9.5 mm, color: gray | 10 | 10 | 0 | 6100K007 | 1-1-1-1 | inventory | 2025-10-28 | LV |  | JD01-Jeddah Central Warehouse | 2025-07-30 | 2025-07-16 | 0
4500587810-[10] | 908334005 : SECTIONALIZER:NETWORK,SMART SECTIONALIZE | LBS | ROH | PXC-3059809 | D-TB 4/10 - Cover, depth: 35.9 mm, width: 1.8 mm, height: 42.5 mm, color: dark gray | 20 | 20 | 0 | 6100K012B | 1-1-1-1 | inventory | 2025-10-28 | LV |  | JD01-Jeddah Central Warehouse | 2025-07-30 | 2025-07-16 | 0
4500587810-[10] | 908334005 : SECTIONALIZER:NETWORK,SMART SECTIONALIZE | LBS | ROH | PXC-3246966 | E/TB - End bracket, for assembly on NS 32 or NS 35/7.5 DIN rail | 18 | 18 | 0 | free_stock | 1-1-1-1 | inventory | 2025-10-28 | LV |  | JD01-Jeddah Central Warehouse | 2025-07-30 | 2025-07-16 | 0
4500587810-[10] | 908334005 : SECTIONALIZER:NETWORK,SMART SECTIONALIZE | LBS | ROH | PXC.3246023 | PHOENIX CONTACT_TB 4 EI / SCREW TERMINAL, 2PTS, 4 SQMM GREY | 120 | 120 | 0 | 6100K012B | 1-1-1-1 | inventory | 2025-10-28 | LV |  | JD01-Jeddah Central Warehouse | 2025-07-30 | 2025-07-16 | 0
4500587810-[10] | 908334005 : SECTIONALIZER:NETWORK,SMART SECTIONALIZE | LBS | ROH | PXC.5775287 | PHOENIX CONTACT_TB6-RTK-02 / DISCONNECT TERMINAL BLOCK 6 SQMM | 48 | 48 | 0 | 6100K007 | 1-1-1-1 | inventory | 2025-10-28 | LV |  | JD01-Jeddah Central Warehouse | 2025-07-30 | 2025-07-16 | 0
4500587810-[10] | 908334005 : SECTIONALIZER:NETWORK,SMART SECTIONALIZE | LBS | ROH | RH050 | VISHAY_HEATER RH050, 50W 4.7KOHM, 120-240V AC/DC | 2 | 2 | 0 | free_stock | R16-B-1-K11B_SEP | inventory | 2025-10-28 | LV |  | JD01-Jeddah Central Warehouse | 2025-07-30 | 2025-07-16 | 0
4500587810-[10] | 908334005 : SECTIONALIZER:NETWORK,SMART SECTIONALIZE | LBS | ROH | RMU000000108 | Plain Washer M5 ¦ 9ABA450075F1003 ¦ Local | 54 | 54 | 0 | 6100K007 | 1-1-1-1 | inventory | 2025-10-28 | LV |  | JD01-Jeddah Central Warehouse | 2025-07-30 | 2025-07-16 | 0
4500587810-[10] | 908334005 : SECTIONALIZER:NETWORK,SMART SECTIONALIZE | LBS | ROH | RMU000000113 | Lock Washer M5 ¦ 9ABA450075F1008 ¦ Local | 6 | 6 | 0 | free_stock | INC-1-1-K12B_SEP | inventory | 2025-10-28 | LV |  | JD01-Jeddah Central Warehouse | 2025-07-30 | 2025-07-16 | 0
4500587810-[10] | 908334005 : SECTIONALIZER:NETWORK,SMART SECTIONALIZE | LBS | ROH | RMU000000298 | CHINT_AUXILIARY CONTACT FOR MCB 1NO 1NC DC (XF9) | 2 | 2 | 0 | free_stock | INC-1-1-K11B_SEP | inventory | 2025-10-28 | LV |  | JD01-Jeddah Central Warehouse | 2025-07-30 | 2025-07-16 | 0
4500587810-[10] | 908334005 : SECTIONALIZER:NETWORK,SMART SECTIONALIZE | LBS | ROH | SEP10052 | ‭DISCONNECTING TB FOR CT, OTTA 6-T, BOLT W/O SPRING/0790462/OTTA 6-T P/P‬ | 12 | 12 | 0 | free_stock | R67-O-1-K017_SEP | inventory | 2025-10-28 | LV |  | JD01-Jeddah Central Warehouse | 2025-07-30 | 2025-07-16 | 0
4500587810-[10] | 908334005 : SECTIONALIZER:NETWORK,SMART SECTIONALIZE | LBS | ROH | SEP10120 | ‭TIE MOUNT FOR SPARE TIE/HC-102/HC-102‬ | 20 | 20 | 0 | free_stock | R58-R-1-K007_SEP | inventory | 2025-10-28 | LV |  | JD01-Jeddah Central Warehouse | 2025-07-30 | 2025-07-16 | 0
4500587810-[10] | 908334005 : SECTIONALIZER:NETWORK,SMART SECTIONALIZE | LBS | ROH | SEP10128 | ‭DIN RAIL SLOTTED/35X15X1.5X2 - HOLE/DIN RAIL‬ | 1 | 1 | 0 | 6100K006 | 1-1-1-1 | inventory | 2025-10-28 | LV |  | JD01-Jeddah Central Warehouse | 2025-07-30 | 2025-07-16 | 0
4500587810-[10] | 908334005 : SECTIONALIZER:NETWORK,SMART SECTIONALIZE | LBS | ROH | SEP10160 | TRAFFOLYTE, BLACK/WHITE/WHITE - BLACK/TRAFFOLYTE | 1 | 1 | 0 | 6100K013 | R14-A-1-MVBM_SEP | consumption | 2025-10-19 | LV |  | JD01-Jeddah Central Warehouse | 2025-07-30 | 2025-07-16 | 0 | [5 empty] | Project Transfer | 8181111
4500587810-[10] | 908334005 : SECTIONALIZER:NETWORK,SMART SECTIONALIZE | LBS | ROH | SEP10481 | End Cover, D-URTK ¦ 310020 ¦ PHOENIX | 2 | 2 | 0 | free_stock | R59-G-1-MVBM_SEP | inventory | 2025-10-28 | LV |  | JD01-Jeddah Central Warehouse | 2025-07-30 | 2025-07-16 | 0
4500587810-[10] | 908334005 : SECTIONALIZER:NETWORK,SMART SECTIONALIZE | LBS | ROH | SEP10555 | TB NUMBERING MARKER (BLANK), UCT-TM 6 / 0828736 | 20 | 20 | 0 | free_stock | R15-B-1-K006_SEP | inventory | 2025-10-28 | LV |  | JD01-Jeddah Central Warehouse | 2025-07-30 | 2025-07-16 | 0
4500587810-[10] | 908334005 : SECTIONALIZER:NETWORK,SMART SECTIONALIZE | LBS | ROH | SEP10556 | TB NUMBERING MARKER (BLANK), UCT-TM 8 / 0828740 | 12 | 12 | 0 | free_stock | R57-A-1-K017_SEP | inventory | 2025-10-28 | LV |  | JD01-Jeddah Central Warehouse | 2025-07-30 | 2025-07-16 | 0
4500587810-[10] | 908334005 : SECTIONALIZER:NETWORK,SMART SECTIONALIZE | LBS | ROH | SEP10962 | TB, Terminal block, plastic, for 2.5mm wires, 12 connections per set | 0.33333 | 0.33333 | 0 | 6100K012B | IFLR-1-1-K006_SEP | consumption | 2025-10-13 | LV |  | JD01-Jeddah Central Warehouse | 2025-07-30 | 2025-07-16 | 0 | [5 empty] | Work in Process Pick | 8077369
4500587810-[10] | 908334005 : SECTIONALIZER:NETWORK,SMART SECTIONALIZE | LBS | ROH | SEP11143 | Cable, Control, 1 CORE CU/PVC, 2.5 Sq.mm, Red, 105°, 600/1000V , 1 x 91.4 m | 0.6 | 0.6 | 0 | free_stock | R56-A-1-KDP1_SEP | inventory | 2025-10-28 | LV |  | JD01-Jeddah Central Warehouse | 2025-07-30 | 2025-07-16 | 0
4500587810-[10] | 908334005 : SECTIONALIZER:NETWORK,SMART SECTIONALIZE | LBS | ROH | SEP11146 | Cable, Control, 1 CORE CU/PVC, 2.5 Sq.mm, Black, 105°, 600/1000V , 1 x 91.4 m | 2 | 2 | 0 | free_stock | 1-1-1-1 | inventory | 2025-10-28 | LV |  | JD01-Jeddah Central Warehouse | 2025-07-30 | 2025-07-16 | 0
4500587810-[10] | 908334005 : SECTIONALIZER:NETWORK,SMART SECTIONALIZE | LBS | ROH | SEP11151 | Cable, Control, 1 CORE CU/PVC, 2.5 Sq.mm Yellow/Green, 105°, 600/1000V , 1 x 91.4 m | 0.6 | 0.6 | 0 | 6100KDP02 | NEW.FLR-1-1-MVBM_SEP | inventory | 2025-10-28 | LV |  | JD01-Jeddah Central Warehouse | 2025-07-30 | 2025-07-16 | 0
4500587810-[10] | 908334005 : SECTIONALIZER:NETWORK,SMART SECTIONALIZE | LBS | ROH | SFB220A24H300 | BEB OR DFE_SFB220A24H300/24VDC / BATTERY CHARGER INPUT 220VAC,OUTPUT 24VDC | 2 | 2 | 0 | 6100K012B | 1-1-1-1 | inventory | 2025-10-28 | LV |  | JD01-Jeddah Central Warehouse | 2025-07-30 | 2025-07-16 | 0
4500587810-[10] | 908334005 : SECTIONALIZER:NETWORK,SMART SECTIONALIZE | LBS | ROH | VBC6-30-01-01 | ABB_VBC6-30-01-01 MINI REVERSING CONTACTOR | 2 | 2 | 0 | 6100K007 | 1-1-1-1 | inventory | 2025-10-28 | LV |  | JD01-Jeddah Central Warehouse | 2025-07-30 | 2025-07-16 | 0
4500587810-[10] | 908334005 : SECTIONALIZER:NETWORK,SMART SECTIONALIZE | LBS | ROH | RMU000000119 | BOLT SOCKET CAP HEAD M3x12 ¦ 9ABA450075F1014 ¦ Local | 24 | 24 | 0 | 6100K006 | 1-1-1-1 | inventory | 2025-10-28 | LV | Automated: Replaced 9ABA450075F1014 by RMU000000119. | JD01-Jeddah Central Warehouse | 2025-07-30 | 2025-07-16 | 0
4500587810-[10] | 908334005 : SECTIONALIZER:NETWORK,SMART SECTIONALIZE | LBS | ROH | RMU000000120 | SEC Logo (Alminum 136x76) ¦ 9ABA450075F1015 ¦ Local | 2 | 2 | 0 | free_stock | 1-1-1-1 | inventory | 2025-10-28 | LV | Automated: Replaced 9ABA450075F1015 by RMU000000120. | JD01-Jeddah Central Warehouse | 2025-07-30 | 2025-07-16 | 0
4500587810-[10] | 908334005 : SECTIONALIZER:NETWORK,SMART SECTIONALIZE | LBS | ROH | RMU000000121 | Danger Sign (Alminum 136x76) ¦ 9ABA450075F1016 ¦ Local | 2 | 2 | 0 | free_stock | INC-1-1-K017_SEP | inventory | 2025-10-28 | LV | Automated: Replaced 9ABA450075F1016 by RMU000000121. | JD01-Jeddah Central Warehouse | 2025-07-30 | 2025-07-16 | 0
4500587810-[10] | 908334005 : SECTIONALIZER:NETWORK,SMART SECTIONALIZE | LBS | ROH | RMU000000123 | LBS/Sectionalizer SEP Branding Label ¦ 9ABA450075F1018 ¦ Local | 2 | 2 | 0 | free_stock | INC-1-1-K017_SEP | inventory | 2025-10-28 | LV | Automated: Replaced 9ABA450075F1018 by RMU000000123. | JD01-Jeddah Central Warehouse | 2025-07-30 | 2025-07-16 | 0
4500587810-[10] | 908334005 : SECTIONALIZER:NETWORK,SMART SECTIONALIZE | LBS | ROH | DF240907005 | Flat Washers φ3 Stainless Steel | 32 | 32 | 0 | free_stock | R58-A-1-K12B_SEP | inventory | 2025-10-28 | LV |  | JD01-Jeddah Central Warehouse | 2025-07-30 | 2025-07-16 | 0
4500587810-[10] | 908334005 : SECTIONALIZER:NETWORK,SMART SECTIONALIZE | LBS | ROH | DMS 2126 2011-111 | NUT, HEX M3 | 32 | 32 | 0 | 6100K007 | 1-1-1-1 | inventory | 2025-10-28 | LV |  | JD01-Jeddah Central Warehouse | 2025-07-30 | 2025-07-16 | 0
4500587810-[10] | 908334005 : SECTIONALIZER:NETWORK,SMART SECTIONALIZE | LBS | ROH | MV-CPT -CABL-ASSY | Cable Assembly - Outdoor flexible cable Black PVC 450/750 V, 95 °C heat & flame retardent, stranded annealed copper conductor, 4Cx 2.5 mm² of length 12 meter with connector type HQ-005-M (male connector) with H3A-MTG-M20 (hood) and DLX-M20 (gland) with H3A-KDBP (cover) terminated on one end (opposite end do not require processing), with steel cable tags on both cable ends, cable tag text "CPT cable" and loose supply of 1 base type H3A-MAG (base) with HQ-005-F (female connector) and H3A-KDTP (cover) - Used for OVR/LBS/Sectionalizer CPT connection | 2 | 2 | 0 | 6100K012B | 1-1-1-1 | inventory | 2025-10-28 | Cable |  | JD01-Jeddah Central Warehouse | 2025-07-30 | 2025-07-16 | 0
4500587810-[10] | 908334005 : SECTIONALIZER:NETWORK,SMART SECTIONALIZE | LBS | ROH | MV-CT -C-CABL-ASSY-LBS | Cable Assembly - Outdoor flexible cable Black PVC 450/750 V, 95 °C heat & flame retardent, stranded annealed copper conductor, 10Cx 1.0 mm² of length 12 meter with connector type HQ-012-M (male connector) with H3A-MTG-M20 (hood) and DLX-M20 (gland) with H3A-KDBP (cover) terminated on one end (opposite end do not require processing), with steel cable tags on both cable ends, cable tag text "CT cable" and loose supply of 1 base type H3A-MAG (base) with HQ-012-F (female connector) and H3A-KDTP (cover) -Used for LBS/Sectionalizer CT connection | 2 | 2 | 0 | 6100K012B | 1-1-1-1 | inventory | 2025-10-28 | Cable |  | JD01-Jeddah Central Warehouse | 2025-07-30 | 2025-07-16 | 0
4500587810-[10] | 908334005 : SECTIONALIZER:NETWORK,SMART SECTIONALIZE | LBS | ROH | MV-CVD-CABL-ASSY-LBS | Cable Assembly - Outdoor flexible cable Black PVC 450/750 V, 95 °C heat & flame retardent, stranded annealed copper conductor, 10C x 2 x 0.22 mm² of length 12 meter with connector type YD41-16TK-D20 terminated on one end (opposite end do not require processing), with steel cable tags on both cable ends, cable tag text "CVD cable" and loose supply of 1 base type YD41-16ZJ - Used for LBS/Sectionalizer CVD connection | 2 | 2 | 0 | 6100K012B | 1-1-1-1 | inventory | 2025-10-28 | Cable |  | JD01-Jeddah Central Warehouse | 2025-07-30 | 2025-07-16 | 0
4500587810-[10] | 908334005 : SECTIONALIZER:NETWORK,SMART SECTIONALIZE | LBS | ROH | MV-MOT-C-CABL-ASSY-LBS | Cable Assembly | 2 | 2 | 0 | 6100K011B | 1-1-1-1 | inventory | 2025-10-28 | Cable | Automated: Replaced MV-MOT -C-CABL-ASSY-LBS by MV-MOT-C-CABL-ASSY-LBS. | JD01-Jeddah Central Warehouse | 2025-07-30 | 2025-07-16 | 0
4500587810-[20] | 908334005 : SECTIONALIZER:NETWORK,SMART SECTIONALIZE | LBS | ROH | 13-B100DY | GREEN PUSH BOTTON WITH START ADAPTER | 8 | 8 | 0 | free_stock | R57-G-1-1 | inventory | 2025-10-28 | LV |  | MK01-Makkah Central Warehouse | 2025-07-30 | 2025-07-16 | 0
4500587810-[20] | 908334005 : SECTIONALIZER:NETWORK,SMART SECTIONALIZE | LBS | ROH | 13-B200DK | RED PUSH BOTTON WITH ADAPTER STOP | 8 | 8 | 0 | 6100K013 | R56-J-1-1 | inventory | 2025-10-28 | LV |  | MK01-Makkah Central Warehouse | 2025-07-30 | 2025-07-16 | 0
4500587810-[20] | 908334005 : SECTIONALIZER:NETWORK,SMART SECTIONALIZE | LBS | ROH | 13-B3 | BA9S ILLUMINATION CONTACT BLOCK HOLDER | 16 | 16 | 0 | 6100K013 | R57-O-1-1 | inventory | 2025-10-28 | LV |  | MK01-Makkah Central Warehouse | 2025-07-30 | 2025-07-16 | 0
4500587810-[20] | 908334005 : SECTIONALIZER:NETWORK,SMART SECTIONALIZE | LBS | ROH | 13-LED24K | 24V BA9S LED LAMP RED | 8 | 8 | 0 | 6100K013 | R57-G-1-1 | inventory | 2025-10-28 | LV |  | MK01-Makkah Central Warehouse | 2025-07-30 | 2025-07-16 | 0
4500587810-[20] | 908334005 : SECTIONALIZER:NETWORK,SMART SECTIONALIZE | LBS | ROH | 13-LED24Y | 24V BA9S LED LAMP GREEN | 8 | 8 | 0 | 6100K013 | R57-G-1-1 | inventory | 2025-10-28 | LV |  | MK01-Makkah Central Warehouse | 2025-07-30 | 2025-07-16 | 0
4500587810-[20] | 908334005 : SECTIONALIZER:NETWORK,SMART SECTIONALIZE | LBS | ROH | 13-MBSD24S | INDICATION LIGHT YELLOW 24V AC/DC | 8 | 8 | 0 | 6100K007 | 1-1-1-1 | inventory | 2025-10-28 | LV |  | MK01-Makkah Central Warehouse | 2025-07-30 | 2025-07-16 | 0
4500587810-[20] | 908334005 : SECTIONALIZER:NETWORK,SMART SECTIONALIZE | LBS | ROH | LL10-W | ABB_LL10-W / LL10-W, AC/DC90-264V 50/60HZ | 8 | 8 | 0 | free_stock | R15-I-1-K017_SEP | inventory | 2025-10-28 | LV | Automated: Replaced 1YAB53301XIX0000 by LL10-W. | MK01-Makkah Central Warehouse | 2025-07-30 | 2025-07-16 | 0
4500587810-[20] | 908334005 : SECTIONALIZER:NETWORK,SMART SECTIONALIZE | LBS | ROH | 1YAB5355CAB0000 | End Cover, D-OTTA6-T ¦ 790459 ¦ PHOENIX | 8 | 8 | 0 | 6100K023 | R53-R-1-K013_SEP | inventory | 2025-10-28 | LV |  | MK01-Makkah Central Warehouse | 2025-07-30 | 2025-07-16 | 0
4500587810-[20] | 908334005 : SECTIONALIZER:NETWORK,SMART SECTIONALIZE | LBS | ROH | 1YAB5355DXB0000 | Marker, Terminal Strip, KLM-A ¦ 1004348 ¦ PHOENIX | 40 | 40 | 0 | free_stock | 1-1-1-1 | inventory | 2025-10-28 | LV |  | MK01-Makkah Central Warehouse | 2025-07-30 | 2025-07-16 | 0
4500587810-[20] | 908334005 : SECTIONALIZER:NETWORK,SMART SECTIONALIZE | LBS | ROH | 1YHT480008P0311 | Empty LV Box for LBS & Sectionalizer (SECTOS 13.8kV & 33kV) with bracket for single pole | 8 | 8 | 0 | 6100K012B | WH2-1-1-K12B_SEP | inventory | 2025-10-28 | LV |  | MK01-Makkah Central Warehouse | 2025-07-30 | 2025-07-16 | 0
4500587810-[20] | 908334005 : SECTIONALIZER:NETWORK,SMART SECTIONALIZE | LBS | ROH | 205036416 | Flat Washersφ4 | 48 | 48 | 0 | 6100K013 | PLT1-1-1-K013_SEP | inventory | 2025-10-28 | LV |  | MK01-Makkah Central Warehouse | 2025-07-30 | 2025-07-16 | 0
4500587810-[20] | 908334005 : SECTIONALIZER:NETWORK,SMART SECTIONALIZE | LBS | ROH | 205041920 | Flat Washersφ6 | 32 | 32 | 0 | free_stock | 1-1-1-1 | inventory | 2025-10-28 | LV |  | MK01-Makkah Central Warehouse | 2025-07-30 | 2025-07-16 | 0
4500587810-[20] | 908334005 : SECTIONALIZER:NETWORK,SMART SECTIONALIZE | LBS | ROH | 208004917 | 4G Communication Module, Make: China inhand, ,Ord:: Inhand IR302-FQ58 with Mushroom Antenna | 8 | 8 | 0 | 6100K013 | 1-1-1-1 | inventory | 2025-10-28 | LV |  | MK01-Makkah Central Warehouse | 2025-07-30 | 2025-07-16 | 0
4500587810-[20] | 908334005 : SECTIONALIZER:NETWORK,SMART SECTIONALIZE | LBS | ROH | 211002077 | Hex nut M6 | 32 | 32 | 0 | 6100K013 | 1-1-1-1 | consumption | 2025-11-09 | LV |  | MK01-Makkah Central Warehouse | 2025-07-30 | 2025-07-16 | 0 | [5 empty] | Work in Process Material Issue | 7226788
4500587810-[20] | 908334005 : SECTIONALIZER:NETWORK,SMART SECTIONALIZE | LBS | ROH | 5XECD.086.051 | Single Pole Mounting Brackets for LBS & Sectionalizer GT(SECTOS 13.8kV & 33kV) | 8 | 8 | 0 | 6100K011B | WH2-1-1-K11B_SEP | inventory | 2025-10-28 | Bracket |  | MK01-Makkah Central Warehouse | 2025-07-30 | 2025-07-16 | 0
4500587810-[20] | 908334005 : SECTIONALIZER:NETWORK,SMART SECTIONALIZE | LBS | ROH | 5XECD.086.093.1 | Single Pole Mounting Brackets for CPT for LBS/Sectionalizer/Auto Recloser (SECTOS / OVR 13.8kV & 33kV) | 8 | 8 | 0 | free_stock | 1-1-1-1 | inventory | 2025-10-28 | Bracket |  | MK01-Makkah Central Warehouse | 2025-07-30 | 2025-07-16 | 0
4500587810-[20] | 908334005 : SECTIONALIZER:NETWORK,SMART SECTIONALIZE | LBS | ROH | 6-CNFJ-22 | ZHE_6-CNFJ-22 / 12V 22Ah STORAGE BATTERY | 16 | 16 | 0 | 6100K006 | 1-1-1-1 | inventory | 2025-10-28 | LV |  | MK01-Makkah Central Warehouse | 2025-07-30 | 2025-07-16 | 0
4500587810-[20] | 908334005 : SECTIONALIZER:NETWORK,SMART SECTIONALIZE | LBS | ROH | RMU000000106 | BOLT SOCKET CAP HEAD M5x60 ¦ 9ABA450075F1001 ¦ Local | 32 | 32 | 0 | 6100K006 | 1-1-1-1 | inventory | 2025-10-28 | LV | Automated: Replaced 9ABA450075F1001 by RMU000000106. | MK01-Makkah Central Warehouse | 2025-07-30 | 2025-07-16 | 0
4500587810-[20] | 908334005 : SECTIONALIZER:NETWORK,SMART SECTIONALIZE | LBS | ROH | RMU000000107 | Bush Inner Dia 7x49 ¦ 9ABA450075F1002 ¦ Local | 32 | 32 | 0 | 6100K006 | 1-1-1-1 | inventory | 2025-10-28 | LV | Automated: Replaced 9ABA450075F1002 by RMU000000107. | MK01-Makkah Central Warehouse | 2025-07-30 | 2025-07-16 | 0
4500587810-[20] | 908334005 : SECTIONALIZER:NETWORK,SMART SECTIONALIZE | LBS | ROH | RMU000000109 | BOLT SOCKET CAP HEAD M5x20 ¦ 9ABA450075F1004 ¦ Local | 80 | 80 | 0 | free_stock | R58-A-1-K11B_SEP | inventory | 2025-10-28 | LV | Automated: Replaced 9ABA450075F1004 by RMU000000109. | MK01-Makkah Central Warehouse | 2025-07-30 | 2025-07-16 | 0
4500587810-[20] | 908334005 : SECTIONALIZER:NETWORK,SMART SECTIONALIZE | LBS | ROH | RMU000000110 | BOLT SOCKET CAP HEAD M4x45 ¦ 9ABA450075F1005 ¦ Local | 16 | 16 | 0 | 6100K007 | 1-1-1-1 | inventory | 2025-10-28 | LV | Automated: Replaced 9ABA450075F1005 by RMU000000110. | MK01-Makkah Central Warehouse | 2025-07-30 | 2025-07-16 | 0
4500587810-[20] | 908334005 : SECTIONALIZER:NETWORK,SMART SECTIONALIZE | LBS | ROH | RMU000000112 | BOLT SOCKET CAP HEAD M5x16 ¦ 9ABA450075F1007 ¦ Local | 96 | 96 | 0 | 6100K007 | 1-1-1-1 | inventory | 2025-10-28 | LV | Automated: Replaced 9ABA450075F1007 by RMU000000112. | MK01-Makkah Central Warehouse | 2025-07-30 | 2025-07-16 | 0
4500587810-[20] | 908334005 : SECTIONALIZER:NETWORK,SMART SECTIONALIZE | LBS | ROH | RMU000000113 | Lock Washer M5 ¦ 9ABA450075F1008 ¦ Local | 96 | 96 | 0 | free_stock | INC-1-1-K12B_SEP | inventory | 2025-10-28 | LV | Automated: Replaced 9ABA450075F1008 by RMU000000113. | MK01-Makkah Central Warehouse | 2025-07-30 | 2025-07-16 | 0
4500587810-[20] | 908334005 : SECTIONALIZER:NETWORK,SMART SECTIONALIZE | LBS | ROH | RMU000000114 | BOLT SOCKET CAP HEAD M3x20 ¦ 9ABA450075F1009 ¦ Local | 32 | 32 | 0 | 6100K007 | 1-1-1-1 | inventory | 2025-10-28 | LV | Automated: Replaced 9ABA450075F1009 by RMU000000114. | MK01-Makkah Central Warehouse | 2025-07-30 | 2025-07-16 | 0
4500587810-[20] | 908334005 : SECTIONALIZER:NETWORK,SMART SECTIONALIZE | LBS | ROH | RMU000000115 | Lock Washer M3 ¦ 9ABA450075F1010 ¦ Local | 32 | 32 | 0 | 6100K012B | 1-1-1-1 | inventory | 2025-10-28 | LV | Automated: Replaced 9ABA450075F1010 by RMU000000115. | MK01-Makkah Central Warehouse | 2025-07-30 | 2025-07-16 | 0
4500587810-[20] | 908334005 : SECTIONALIZER:NETWORK,SMART SECTIONALIZE | LBS | ROH | RMU000000116 | Polycarbonate for limit switch ¦ 9ABA450075F1011 ¦ Local | 8 | 8 | 0 | free_stock | R56-R-1-K11B_SEP | inventory | 2025-10-28 | LV | Automated: Replaced 9ABA450075F1011 by RMU000000116. | MK01-Makkah Central Warehouse | 2025-07-30 | 2025-07-16 | 0
4500587810-[20] | 908334005 : SECTIONALIZER:NETWORK,SMART SECTIONALIZE | LBS | ROH | RMU000000117 | BOLT SOCKET CAP HEAD M4x40 ¦ 9ABA450075F1012 ¦ Local | 16 | 16 | 0 | 6100K007 | 1-1-1-1 | inventory | 2025-10-28 | LV | Automated: Replaced 9ABA450075F1012 by RMU000000117. | MK01-Makkah Central Warehouse | 2025-07-30 | 2025-07-16 | 0
4500587810-[20] | 908334005 : SECTIONALIZER:NETWORK,SMART SECTIONALIZE | LBS | ROH | RMU000000118 | Bush Inner Dia 7x25 ¦ 9ABA450075F1013 ¦ Local | 16 | 16 | 0 | 6100K007 | 1-1-1-1 | inventory | 2025-10-28 | LV | Automated: Replaced 9ABA450075F1013 by RMU000000118. | MK01-Makkah Central Warehouse | 2025-07-30 | 2025-07-16 | 0
4500587810-[20] | 908334005 : SECTIONALIZER:NETWORK,SMART SECTIONALIZE | LBS | ROH | AX3122 | CHINT_AUXILIARY CONTACT FOR MCB 1NO 1NC AC | 8 | 8 | 0 | free_stock | R62-G-1-K017_SEP | inventory | 2025-10-28 | LV |  | MK01-Makkah Central Warehouse | 2025-07-30 | 2025-07-16 | 0
4500587810-[20] | 908334005 : SECTIONALIZER:NETWORK,SMART SECTIONALIZE | LBS | ROH | CSB25A9PS2E- B L/R | 2 POSITION, LATCHING, SELECTOR SWITCH, 90DEGREES, 2 CONTACTS EACH, PAD LOCKABLE IN EACH POS (LOCAL/REMOTE) CSB25A9PS2E- B L/R | 8 | 8 | 0 | 6100K012B | 1-1-1-1 | inventory | 2025-10-28 | LV |  | MK01-Makkah Central Warehouse | 2025-07-30 | 2025-07-16 | 0
4500587810-[20] | 908334005 : SECTIONALIZER:NETWORK,SMART SECTIONALIZE | LBS | ROH | CSB25A9PS2E- B OH/S | 2 POSITION, LATCHING, SELECTOR SWITCH, 90DEGREES, 2 CONTACTS EACH, PAD LOCKABLE IN EACH POS (OH-LBS/SECTIONALIZER) CSB25A9PS2E- B OH/S | 8 | 8 | 0 | free_stock | 1-1-1-1 | inventory | 2025-10-28 | LV |  | MK01-Makkah Central Warehouse | 2025-07-30 | 2025-07-16 | 0
4500587810-[20] | 908334005 : SECTIONALIZER:NETWORK,SMART SECTIONALIZE | LBS | ROH | DF205040971 | φ4*12 Waterproof blind rivets Stainless steel | 160 | 160 | 0 | 6100K013 | 1-1-1-1 | inventory | 2025-10-28 | LV |  | MK01-Makkah Central Warehouse | 2025-07-30 | 2025-07-16 | 0
4500587810-[20] | 908334005 : SECTIONALIZER:NETWORK,SMART SECTIONALIZE | LBS | ROH | DF240510009 | Self-locking nuts M4 | 16 | 16 | 0 | 6100K013 | 1-1-1-1 | inventory | 2025-10-28 | LV |  | MK01-Makkah Central Warehouse | 2025-07-30 | 2025-07-16 | 0
4500587810-[20] | 908334005 : SECTIONALIZER:NETWORK,SMART SECTIONALIZE | LBS | ROH | DF240612003 | KSS-CV-150BK CABLE TIES 150X3.6 BALCK | 200 | 200 | 0 | 6100K013 | 1-1-1-1 | inventory | 2025-10-28 | LV |  | MK01-Makkah Central Warehouse | 2025-07-30 | 2025-07-16 | 0
4500587810-[20] | 908334005 : SECTIONALIZER:NETWORK,SMART SECTIONALIZE | LBS | ROH | DF240612004 | HT-EXS25 EXPANDABLE SLEEVE - 25MM 100MTR/ROL | 8 | 8 | 0 | 6100K013 | 1-1-1-1 | inventory | 2025-10-28 | LV |  | MK01-Makkah Central Warehouse | 2025-07-30 | 2025-07-16 | 0
4500587810-[20] | 908334005 : SECTIONALIZER:NETWORK,SMART SECTIONALIZE | LBS | ROH | DF240612005 | HT-EXS32 EXPANDABLE SLEEVE - 32MM 100MTR/ROL | 8 | 8 | 0 | 6100K013 | 1-1-1-1 | inventory | 2025-10-28 | LV |  | MK01-Makkah Central Warehouse | 2025-07-30 | 2025-07-16 | 0
4500587810-[20] | 908334005 : SECTIONALIZER:NETWORK,SMART SECTIONALIZE | LBS | ROH | DF240612006 | KSS-KS-8B 8MM SPIRAL 15-60 WRAPPING BAND 10MTR/BAG | 8 | 8 | 0 | 6100K013 | 1-1-1-1 | inventory | 2025-10-28 | LV |  | MK01-Makkah Central Warehouse | 2025-07-30 | 2025-07-16 | 0
4500587810-[20] | 908334005 : SECTIONALIZER:NETWORK,SMART SECTIONALIZE | LBS | ROH | DF240612007 | KSS-KS-12B 12MM SPIRAL 20-65 WRAPPING BAND 10MTR/BAG | 8 | 8 | 0 | 6100KDP02 | R54-A-1-K013_SEP | inventory | 2025-10-28 | LV |  | MK01-Makkah Central Warehouse | 2025-07-30 | 2025-07-16 | 0
4500587810-[20] | 908334005 : SECTIONALIZER:NETWORK,SMART SECTIONALIZE | LBS | ROH | DF241124003 | Spring washersφ6 Stainless steel | 32 | 32 | 0 | 6100K013 | R55-I-1-K013_SEP | inventory | 2025-10-28 | LV |  | MK01-Makkah Central Warehouse | 2025-07-30 | 2025-07-16 | 0
4500587810-[20] | 908334005 : SECTIONALIZER:NETWORK,SMART SECTIONALIZE | LBS | ROH | DF241126013 | KSS-CV-200MBK BLACK NYLON CABLE TIES (200MMX2.5MM) | 200 | 200 | 0 | 6100K013 | PLT2-1-1-K013_SEP | inventory | 2025-10-28 | LV |  | MK01-Makkah Central Warehouse | 2025-07-30 | 2025-07-16 | 0
4500587810-[20] | 908334005 : SECTIONALIZER:NETWORK,SMART SECTIONALIZE | LBS | ROH | DF241128001 | spring washerφ4 Stainless Steel | 32 | 32 | 0 | free_stock | R58-A-1-K017_SEP | inventory | 2025-10-28 | LV |  | MK01-Makkah Central Warehouse | 2025-07-30 | 2025-07-16 | 0
4500587810-[20] | 908334005 : SECTIONALIZER:NETWORK,SMART SECTIONALIZE | LBS | ROH | DF241128002 | Hex nuts M4 | 32 | 32 | 0 | 6100K013 | 1-1-1-1 | inventory | 2025-10-28 | LV |  | MK01-Makkah Central Warehouse | 2025-07-30 | 2025-07-16 | 0
4500587810-[20] | 908334005 : SECTIONALIZER:NETWORK,SMART SECTIONALIZE | LBS | ROH | DMS 2121 2467-366 | SCREW SELF TAPPING TORX M6 X 12 | 160 | 160 | 0 | free_stock | 1-1-1-1 | inventory | 2025-10-28 | LV |  | MK01-Makkah Central Warehouse | 2025-07-30 | 2025-07-16 | 0
4500587810-[20] | 908334005 : SECTIONALIZER:NETWORK,SMART SECTIONALIZE | LBS | ROH | DMS 2121 2519-295 | BOLT SOCKET HEAD M4X20 | 16 | 16 | 0 | 6100K012B | 1-1-1-1 | inventory | 2025-10-28 | LV |  | MK01-Makkah Central Warehouse | 2025-07-30 | 2025-07-16 | 0
4500587810-[20] | 908334005 : SECTIONALIZER:NETWORK,SMART SECTIONALIZE | LBS | ROH | DMS 2121 2519-368 | BOLT SOCKET CAP HEAD M6X16 | 32 | 32 | 0 | free_stock | 1-1-1-1 | inventory | 2025-10-28 | LV |  | MK01-Makkah Central Warehouse | 2025-07-30 | 2025-07-16 | 0
4500587810-[20] | 908334005 : SECTIONALIZER:NETWORK,SMART SECTIONALIZE | LBS | ROH | DMS 2126 2011-114 | NUT, HEX M5 | 192 | 192 | 0 | free_stock | R58-A-1-K11B_SEP | inventory | 2025-10-28 | LV |  | MK01-Makkah Central Warehouse | 2025-07-30 | 2025-07-16 | 0
4500587810-[20] | 908334005 : SECTIONALIZER:NETWORK,SMART SECTIONALIZE | LBS | ROH | EC-DIODE-BY255 | Flash light BY255_EC-DIODE-BY255 / EC-DIODE-BY255 Urrm=1300V In=3A | 40 | 40 | 0 | free_stock | 1-1-1-1 | inventory | 2025-10-28 | LV |  | MK01-Makkah Central Warehouse | 2025-07-30 | 2025-07-16 | 0
4500587810-[20] | 908334005 : SECTIONALIZER:NETWORK,SMART SECTIONALIZE | LBS | ROH | HBCBABNCBD1BBBD21G | REC615 2.0- HBCBABNCBD1BBBD21G | 8 | 8 | 0 | 6100K007 | 1-1-1-1 | inventory | 2025-10-28 | LV |  | MK01-Makkah Central Warehouse | 2025-07-30 | 2025-07-16 | 0
4500587810-[20] | 908334005 : SECTIONALIZER:NETWORK,SMART SECTIONALIZE | LBS | ROH | IN76350001-2 | APT_THERMOSTAT WITHOUT STEM,SETTING: 0-60 DEG.CENTIGRADE | 8 | 8 | 0 | free_stock | 1-1-1-1 | inventory | 2025-10-28 | LV |  | MK01-Makkah Central Warehouse | 2025-07-30 | 2025-07-16 | 0
4500587810-[20] | 908334005 : SECTIONALIZER:NETWORK,SMART SECTIONALIZE | LBS | ROH | LSA-AD11J50CA | R&Y_AD11-J50CA/LXR23 RED ALARM LAMP 24VDC | 8 | 8 | 0 | free_stock | 1-1-1-1 | inventory | 2025-10-28 | LV |  | MK01-Makkah Central Warehouse | 2025-07-30 | 2025-07-16 | 0
4500587810-[20] | 908334005 : SECTIONALIZER:NETWORK,SMART SECTIONALIZE | LBS | ROH | LXW18-11B | SHF_LXW18-11B / LIMIT SWITCH 1NO+1NC | 16 | 16 | 0 | 6100K013 | R59-O-1-K013_SEP | inventory | 2025-10-28 | LV |  | MK01-Makkah Central Warehouse | 2025-07-30 | 2025-07-16 | 0
4500587810-[20] | 908334005 : SECTIONALIZER:NETWORK,SMART SECTIONALIZE | LBS | ROH | MMCM-C4/2 | CHINT_AC MINIATURE CIRCUIT BREAKER 2P 4A mMCM-C4/2 | 8 | 8 | 0 | 6100K007 | 1-1-1-1 | inventory | 2025-10-28 | LV |  | MK01-Makkah Central Warehouse | 2025-07-30 | 2025-07-16 | 0
4500587810-[20] | 908334005 : SECTIONALIZER:NETWORK,SMART SECTIONALIZE | LBS | ROH | MV-OHL-CPT-13.8KV-DP | Double Pole Control PT . Primary 13.8 kV : secondary 0.23kV, 200VA, Class 1. 500VAth .Frequency 60Hz . Out door type . Ambient 55 Degree C. Insulation level 17.5/50/110kV , Voltage factor :1.2Un Cont, As per IEC 61869-1&3. Class E .Primary terminal suitable for cable connection (clamp type) .Colour Grey for out door installation.Type test and routine test reports will be required .Laser printed name plate required.As per SEC Distribution standard Specification. | 8 | 8 | 0 | 6100K017 | 1-1-1-1 | inventory | 2025-10-28 | CPT |  | MK01-Makkah Central Warehouse | 2025-07-30 | 2025-07-16 | 0
4500587810-[20] | 908334005 : SECTIONALIZER:NETWORK,SMART SECTIONALIZE | LBS | ROH | MV2000-1685-06-W | WHITE TUBE, INNER DIA 3.5MM (1.5 WIRE) | 160 | 160 | 0 | free_stock | 1-1-1-1 | inventory | 2025-10-28 | LV |  | MK01-Makkah Central Warehouse | 2025-07-30 | 2025-07-16 | 0
4500587810-[20] | 908334005 : SECTIONALIZER:NETWORK,SMART SECTIONALIZE | LBS | ROH | SEP10650 | WHITE TUBE, INNER DIA. 4.0MM (2.5 WIRE) | 80 | 8.2 | 71.8 | free_stock | R14-L-1-K006_SEP | inventory | 2025-10-28 | LV | Automated: Replaced MV2000-1865-01-W by SEP10650. | MK01-Makkah Central Warehouse | 2025-07-30 | 2025-07-16 | 0
4500587810-[20] | 908334005 : SECTIONALIZER:NETWORK,SMART SECTIONALIZE | LBS | ROH | SEP10650 | WHITE TUBE, INNER DIA. 4.0MM (2.5 WIRE) | 71.8 | 8 | 63.8 | free_stock | WH2-1-1-K12A_SEP | inventory | 2025-10-28 | LV | Automated: Replaced MV2000-1865-01-W by SEP10650. | MK01-Makkah Central Warehouse | 2025-07-30 | 2025-07-16 | 0
4500587810-[20] | 908334005 : SECTIONALIZER:NETWORK,SMART SECTIONALIZE | LBS | ROH | SEP10650 | WHITE TUBE, INNER DIA. 4.0MM (2.5 WIRE) | 63.8 | 7.4 | 56.4 | free_stock | INC-1-1-K007_SEP | inventory | 2025-10-28 | LV | Automated: Replaced MV2000-1865-01-W by SEP10650. | MK01-Makkah Central Warehouse | 2025-07-30 | 2025-07-16 | 0
4500587810-[20] | 908334005 : SECTIONALIZER:NETWORK,SMART SECTIONALIZE | LBS | ROH | NB1-10DC 1P | Miniature Circuit Breaker, MCB, 10A, 1P, C Type, DC | 16 | 16 | 0 | 6100K007 | 1-1-1-1 | inventory | 2025-10-28 | LV |  | MK01-Makkah Central Warehouse | 2025-07-30 | 2025-07-16 | 0
4500587810-[20] | 908334005 : SECTIONALIZER:NETWORK,SMART SECTIONALIZE | LBS | ROH | NB1-6DC 1P | Miniature Circuit Breaker, MCB, 6A, 1P, C Type, DC | 8 | 8 | 0 | free_stock | R62-G-1-K11B_SEP | inventory | 2025-10-28 | LV |  | MK01-Makkah Central Warehouse | 2025-07-30 | 2025-07-16 | 0
4500587810-[20] | 908334005 : SECTIONALIZER:NETWORK,SMART SECTIONALIZE | LBS | ROH | NXB24CK630AM4 | Smart Outdoor LBS or Sectionalizer, 13.8kV,3P,600A,60Hz,110kV Bil,PM,SF6,543MM MV-13.8kV /110KV BIL - SEC Item # SW Disc. (90830512),(90830511)LBS & Sectionalizer (908334005) NXB24CK630AM4/Manual-Lock/Gauge/3CT/terminal-Cap-G/SA-Bracket/Painting/Counter | 8 | 8 | 0 | 6100K017 | NEW.FLR-1-1-K017_SEP | inventory | 2025-10-28 | Gas Tank |  | MK01-Makkah Central Warehouse | 2025-07-30 | 2025-07-16 | 0
4500587810-[20] | 908334005 : SECTIONALIZER:NETWORK,SMART SECTIONALIZE | LBS | ROH | OP-PLT-SEC-T3-230-2907919 | C&J_CJ-T2-AC 10-20kA T2 2P, Ur=230VAC,Uo=255VAC (SURGE PROTECTION UNIT) | 8 | 8 | 0 | 6100K007 | 1-1-1-1 | inventory | 2025-10-28 | LV |  | MK01-Makkah Central Warehouse | 2025-07-30 | 2025-07-16 | 0
4500587810-[20] | 908334005 : SECTIONALIZER:NETWORK,SMART SECTIONALIZE | LBS | ROH | PL.AC30 | WZAZURE_PL.AC30 / THREE PIN SOCKET DIN RAIL MOUNTED | 8 | 8 | 0 | 6100K006 | 1-1-1-1 | inventory | 2025-10-28 | LV |  | MK01-Makkah Central Warehouse | 2025-07-30 | 2025-07-16 | 0
4500587810-[20] | 908334005 : SECTIONALIZER:NETWORK,SMART SECTIONALIZE | LBS | ROH | PXC-0311171 | FB 10- RTK/S - Screw bridge, pitch: 8.2 mm, number of positions: 10, color: silver | 40 | 40 | 0 | free_stock | 1-1-1-1 | inventory | 2025-10-28 | LV |  | MK01-Makkah Central Warehouse | 2025-07-30 | 2025-07-16 | 0
4500587810-[20] | 908334005 : SECTIONALIZER:NETWORK,SMART SECTIONALIZE | LBS | ROH | PXC-3000834 | SCBI 10-6 W - Screw bridge, with spring washer and insulating collar, pitch: 6.2 mm, number of positions: 10, color: silver | 72 | 72 | 0 | 6100K007 | 1-1-1-1 | inventory | 2025-10-28 | LV |  | MK01-Makkah Central Warehouse | 2025-07-30 | 2025-07-16 | 0
4500587810-[20] | 908334005 : SECTIONALIZER:NETWORK,SMART SECTIONALIZE | LBS | ROH | PXC-3022218 | CLIPFIX 35 - End bracket, Quick mounting end clamp for NS 35/7,5 DIN rail or NS 35/15 DIN rail, with marking option, width: 9.5 mm, color: gray | 40 | 40 | 0 | 6100K007 | 1-1-1-1 | inventory | 2025-10-28 | LV |  | MK01-Makkah Central Warehouse | 2025-07-30 | 2025-07-16 | 0
4500587810-[20] | 908334005 : SECTIONALIZER:NETWORK,SMART SECTIONALIZE | LBS | ROH | PXC-3059809 | D-TB 4/10 - Cover, depth: 35.9 mm, width: 1.8 mm, height: 42.5 mm, color: dark gray | 80 | 80 | 0 | 6100K012B | 1-1-1-1 | inventory | 2025-10-28 | LV |  | MK01-Makkah Central Warehouse | 2025-07-30 | 2025-07-16 | 0
4500587810-[20] | 908334005 : SECTIONALIZER:NETWORK,SMART SECTIONALIZE | LBS | ROH | PXC-3246966 | E/TB - End bracket, for assembly on NS 32 or NS 35/7.5 DIN rail | 72 | 72 | 0 | free_stock | 1-1-1-1 | inventory | 2025-10-28 | LV |  | MK01-Makkah Central Warehouse | 2025-07-30 | 2025-07-16 | 0
4500587810-[20] | 908334005 : SECTIONALIZER:NETWORK,SMART SECTIONALIZE | LBS | ROH | PXC.3246023 | PHOENIX CONTACT_TB 4 EI / SCREW TERMINAL, 2PTS, 4 SQMM GREY | 480 | 480 | 0 | 6100K012B | 1-1-1-1 | inventory | 2025-10-28 | LV |  | MK01-Makkah Central Warehouse | 2025-07-30 | 2025-07-16 | 0
4500587810-[20] | 908334005 : SECTIONALIZER:NETWORK,SMART SECTIONALIZE | LBS | ROH | PXC.5775287 | PHOENIX CONTACT_TB6-RTK-02 / DISCONNECT TERMINAL BLOCK 6 SQMM | 192 | 192 | 0 | 6100K007 | 1-1-1-1 | inventory | 2025-10-28 | LV |  | MK01-Makkah Central Warehouse | 2025-07-30 | 2025-07-16 | 0
4500587810-[20] | 908334005 : SECTIONALIZER:NETWORK,SMART SECTIONALIZE | LBS | ROH | RH050 | VISHAY_HEATER RH050, 50W 4.7KOHM, 120-240V AC/DC | 8 | 8 | 0 | free_stock | R16-B-1-K11B_SEP | inventory | 2025-10-28 | LV |  | MK01-Makkah Central Warehouse | 2025-07-30 | 2025-07-16 | 0
4500587810-[20] | 908334005 : SECTIONALIZER:NETWORK,SMART SECTIONALIZE | LBS | ROH | RMU000000108 | Plain Washer M5 ¦ 9ABA450075F1003 ¦ Local | 216 | 216 | 0 | 6100K007 | 1-1-1-1 | inventory | 2025-10-28 | LV |  | MK01-Makkah Central Warehouse | 2025-07-30 | 2025-07-16 | 0
4500587810-[20] | 908334005 : SECTIONALIZER:NETWORK,SMART SECTIONALIZE | LBS | ROH | RMU000000113 | Lock Washer M5 ¦ 9ABA450075F1008 ¦ Local | 24 | 24 | 0 | 6100K007 | 1-1-1-1 | inventory | 2025-10-28 | LV |  | MK01-Makkah Central Warehouse | 2025-07-30 | 2025-07-16 | 0
4500587810-[20] | 908334005 : SECTIONALIZER:NETWORK,SMART SECTIONALIZE | LBS | ROH | RMU000000298 | CHINT_AUXILIARY CONTACT FOR MCB 1NO 1NC DC (XF9) | 8 | 8 | 0 | free_stock | INC-1-1-K11B_SEP | inventory | 2025-10-28 | LV |  | MK01-Makkah Central Warehouse | 2025-07-30 | 2025-07-16 | 0
4500587810-[20] | 908334005 : SECTIONALIZER:NETWORK,SMART SECTIONALIZE | LBS | ROH | SEP10052 | ‭DISCONNECTING TB FOR CT, OTTA 6-T, BOLT W/O SPRING/0790462/OTTA 6-T P/P‬ | 48 | 48 | 0 | free_stock | R67-O-1-K017_SEP | inventory | 2025-10-28 | LV |  | MK01-Makkah Central Warehouse | 2025-07-30 | 2025-07-16 | 0
4500587810-[20] | 908334005 : SECTIONALIZER:NETWORK,SMART SECTIONALIZE | LBS | ROH | SEP10120 | ‭TIE MOUNT FOR SPARE TIE/HC-102/HC-102‬ | 80 | 80 | 0 | free_stock | R58-R-1-K007_SEP | inventory | 2025-10-28 | LV |  | MK01-Makkah Central Warehouse | 2025-07-30 | 2025-07-16 | 0
4500587810-[20] | 908334005 : SECTIONALIZER:NETWORK,SMART SECTIONALIZE | LBS | ROH | SEP10128 | ‭DIN RAIL SLOTTED/35X15X1.5X2 - HOLE/DIN RAIL‬ | 4 | 4 | 0 | 6100K006 | 1-1-1-1 | inventory | 2025-10-28 | LV |  | MK01-Makkah Central Warehouse | 2025-07-30 | 2025-07-16 | 0
4500587810-[20] | 908334005 : SECTIONALIZER:NETWORK,SMART SECTIONALIZE | LBS | ROH | SEP10160 | TRAFFOLYTE, BLACK/WHITE/WHITE - BLACK/TRAFFOLYTE | 4 | 4 | 0 | 6100K013 | R14-A-1-MVBM_SEP | consumption | 2025-10-19 | LV |  | MK01-Makkah Central Warehouse | 2025-07-30 | 2025-07-16 | 0 | [5 empty] | Project Transfer | 8181111
4500587810-[20] | 908334005 : SECTIONALIZER:NETWORK,SMART SECTIONALIZE | LBS | ROH | SEP10481 | End Cover, D-URTK ¦ 310020 ¦ PHOENIX | 8 | 8 | 0 | free_stock | R59-G-1-MVBM_SEP | inventory | 2025-10-28 | LV |  | MK01-Makkah Central Warehouse | 2025-07-30 | 2025-07-16 | 0
4500587810-[20] | 908334005 : SECTIONALIZER:NETWORK,SMART SECTIONALIZE | LBS | ROH | SEP10555 | TB NUMBERING MARKER (BLANK), UCT-TM 6 / 0828736 | 80 | 80 | 0 | free_stock | R15-B-1-K006_SEP | inventory | 2025-10-28 | LV |  | MK01-Makkah Central Warehouse | 2025-07-30 | 2025-07-16 | 0
4500587810-[20] | 908334005 : SECTIONALIZER:NETWORK,SMART SECTIONALIZE | LBS | ROH | SEP10556 | TB NUMBERING MARKER (BLANK), UCT-TM 8 / 0828740 | 48 | 48 | 0 | free_stock | R57-A-1-K017_SEP | inventory | 2025-10-28 | LV |  | MK01-Makkah Central Warehouse | 2025-07-30 | 2025-07-16 | 0
4500587810-[20] | 908334005 : SECTIONALIZER:NETWORK,SMART SECTIONALIZE | LBS | ROH | SEP10962 | TB, Terminal block, plastic, for 2.5mm wires, 12 connections per set | 1.3333 | 1.3333 | 0 | 6100K012B | IFLR-1-1-K006_SEP | consumption | 2025-10-13 | LV |  | MK01-Makkah Central Warehouse | 2025-07-30 | 2025-07-16 | 0 | [5 empty] | Work in Process Pick | 8077369
4500587810-[20] | 908334005 : SECTIONALIZER:NETWORK,SMART SECTIONALIZE | LBS | ROH | SEP11143 | Cable, Control, 1 CORE CU/PVC, 2.5 Sq.mm, Red, 105°, 600/1000V , 1 x 91.4 m | 2.4 | 2.4 | 0 | free_stock | R56-A-1-KDP1_SEP | inventory | 2025-10-28 | LV |  | MK01-Makkah Central Warehouse | 2025-07-30 | 2025-07-16 | 0
4500587810-[20] | 908334005 : SECTIONALIZER:NETWORK,SMART SECTIONALIZE | LBS | ROH | SEP11146 | Cable, Control, 1 CORE CU/PVC, 2.5 Sq.mm, Black, 105°, 600/1000V , 1 x 91.4 m | 8 | 8 | 0 | free_stock | 1-1-1-1 | inventory | 2025-10-28 | LV |  | MK01-Makkah Central Warehouse | 2025-07-30 | 2025-07-16 | 0
4500587810-[20] | 908334005 : SECTIONALIZER:NETWORK,SMART SECTIONALIZE | LBS | ROH | SEP11151 | Cable, Control, 1 CORE CU/PVC, 2.5 Sq.mm Yellow/Green, 105°, 600/1000V , 1 x 91.4 m | 2.4 | 2.4 | 0 | 6100KDP02 | NEW.FLR-1-1-MVBM_SEP | inventory | 2025-10-28 | LV |  | MK01-Makkah Central Warehouse | 2025-07-30 | 2025-07-16 | 0
4500587810-[20] | 908334005 : SECTIONALIZER:NETWORK,SMART SECTIONALIZE | LBS | ROH | SFB220A24H300 | BEB OR DFE_SFB220A24H300/24VDC / BATTERY CHARGER INPUT 220VAC,OUTPUT 24VDC | 8 | 8 | 0 | 6100K012B | 1-1-1-1 | inventory | 2025-10-28 | LV |  | MK01-Makkah Central Warehouse | 2025-07-30 | 2025-07-16 | 0
4500587810-[20] | 908334005 : SECTIONALIZER:NETWORK,SMART SECTIONALIZE | LBS | ROH | VBC6-30-01-01 | ABB_VBC6-30-01-01 MINI REVERSING CONTACTOR | 8 | 8 | 0 | 6100K007 | 1-1-1-1 | inventory | 2025-10-28 | LV |  | MK01-Makkah Central Warehouse | 2025-07-30 | 2025-07-16 | 0
4500587810-[20] | 908334005 : SECTIONALIZER:NETWORK,SMART SECTIONALIZE | LBS | ROH | RMU000000119 | BOLT SOCKET CAP HEAD M3x12 ¦ 9ABA450075F1014 ¦ Local | 96 | 96 | 0 | 6100K006 | 1-1-1-1 | inventory | 2025-10-28 | LV | Automated: Replaced 9ABA450075F1014 by RMU000000119. | MK01-Makkah Central Warehouse | 2025-07-30 | 2025-07-16 | 0
4500587810-[20] | 908334005 : SECTIONALIZER:NETWORK,SMART SECTIONALIZE | LBS | ROH | RMU000000120 | SEC Logo (Alminum 136x76) ¦ 9ABA450075F1015 ¦ Local | 8 | 8 | 0 | free_stock | 1-1-1-1 | inventory | 2025-10-28 | LV | Automated: Replaced 9ABA450075F1015 by RMU000000120. | MK01-Makkah Central Warehouse | 2025-07-30 | 2025-07-16 | 0
4500587810-[20] | 908334005 : SECTIONALIZER:NETWORK,SMART SECTIONALIZE | LBS | ROH | RMU000000121 | Danger Sign (Alminum 136x76) ¦ 9ABA450075F1016 ¦ Local | 8 | 8 | 0 | free_stock | INC-1-1-K017_SEP | inventory | 2025-10-28 | LV | Automated: Replaced 9ABA450075F1016 by RMU000000121. | MK01-Makkah Central Warehouse | 2025-07-30 | 2025-07-16 | 0
4500587810-[20] | 908334005 : SECTIONALIZER:NETWORK,SMART SECTIONALIZE | LBS | ROH | RMU000000123 | LBS/Sectionalizer SEP Branding Label ¦ 9ABA450075F1018 ¦ Local | 8 | 8 | 0 | free_stock | INC-1-1-K017_SEP | inventory | 2025-10-28 | LV | Automated: Replaced 9ABA450075F1018 by RMU000000123. | MK01-Makkah Central Warehouse | 2025-07-30 | 2025-07-16 | 0
4500587810-[20] | 908334005 : SECTIONALIZER:NETWORK,SMART SECTIONALIZE | LBS | ROH | DF240907005 | Flat Washers φ3 Stainless Steel | 128 | 128 | 0 | free_stock | R58-A-1-K12B_SEP | inventory | 2025-10-28 | LV |  | MK01-Makkah Central Warehouse | 2025-07-30 | 2025-07-16 | 0
4500587810-[20] | 908334005 : SECTIONALIZER:NETWORK,SMART SECTIONALIZE | LBS | ROH | DMS 2126 2011-111 | NUT, HEX M3 | 128 | 128 | 0 | 6100K007 | 1-1-1-1 | inventory | 2025-10-28 | LV |  | MK01-Makkah Central Warehouse | 2025-07-30 | 2025-07-16 | 0
4500587810-[20] | 908334005 : SECTIONALIZER:NETWORK,SMART SECTIONALIZE | LBS | ROH | MV-CPT -CABL-ASSY | Cable Assembly - Outdoor flexible cable Black PVC 450/750 V, 95 °C heat & flame retardent, stranded annealed copper conductor, 4Cx 2.5 mm² of length 12 meter with connector type HQ-005-M (male connector) with H3A-MTG-M20 (hood) and DLX-M20 (gland) with H3A-KDBP (cover) terminated on one end (opposite end do not require processing), with steel cable tags on both cable ends, cable tag text "CPT cable" and loose supply of 1 base type H3A-MAG (base) with HQ-005-F (female connector) and H3A-KDTP (cover) - Used for OVR/LBS/Sectionalizer CPT connection | 8 | 8 | 0 | 6100K011B | 1-1-1-1 | inventory | 2025-10-28 | Cable |  | MK01-Makkah Central Warehouse | 2025-07-30 | 2025-07-16 | 0
4500587810-[20] | 908334005 : SECTIONALIZER:NETWORK,SMART SECTIONALIZE | LBS | ROH | MV-CT -C-CABL-ASSY-LBS | Cable Assembly - Outdoor flexible cable Black PVC 450/750 V, 95 °C heat & flame retardent, stranded annealed copper conductor, 10Cx 1.0 mm² of length 12 meter with connector type HQ-012-M (male connector) with H3A-MTG-M20 (hood) and DLX-M20 (gland) with H3A-KDBP (cover) terminated on one end (opposite end do not require processing), with steel cable tags on both cable ends, cable tag text "CT cable" and loose supply of 1 base type H3A-MAG (base) with HQ-012-F (female connector) and H3A-KDTP (cover) -Used for LBS/Sectionalizer CT connection | 8 | 8 | 0 | 6100K012B | 1-1-1-1 | inventory | 2025-10-28 | Cable |  | MK01-Makkah Central Warehouse | 2025-07-30 | 2025-07-16 | 0
4500587810-[20] | 908334005 : SECTIONALIZER:NETWORK,SMART SECTIONALIZE | LBS | ROH | MV-CVD-CABL-ASSY-LBS | Cable Assembly - Outdoor flexible cable Black PVC 450/750 V, 95 °C heat & flame retardent, stranded annealed copper conductor, 10C x 2 x 0.22 mm² of length 12 meter with connector type YD41-16TK-D20 terminated on one end (opposite end do not require processing), with steel cable tags on both cable ends, cable tag text "CVD cable" and loose supply of 1 base type YD41-16ZJ - Used for LBS/Sectionalizer CVD connection | 8 | 8 | 0 | 6100K012B | 1-1-1-1 | inventory | 2025-10-28 | Cable |  | MK01-Makkah Central Warehouse | 2025-07-30 | 2025-07-16 | 0
4500587810-[20] | 908334005 : SECTIONALIZER:NETWORK,SMART SECTIONALIZE | LBS | ROH | MV-MOT-C-CABL-ASSY-LBS | Cable Assembly | 8 | 8 | 0 | 6100K011B | 1-1-1-1 | inventory | 2025-10-28 | Cable | Automated: Replaced MV-MOT -C-CABL-ASSY-LBS by MV-MOT-C-CABL-ASSY-LBS. | MK01-Makkah Central Warehouse | 2025-07-30 | 2025-07-16 | 0
4500587810-[50] | 908334005 : SECTIONALIZER:NETWORK,SMART SECTIONALIZE | LBS | ROH | 13-B100DY | GREEN PUSH BOTTON WITH START ADAPTER | 1 | 1 | 0 | free_stock | R57-G-1-1 | inventory | 2025-10-28 | LV |  | TB01-Tabuk Central Warehouse | 2025-07-30 | 2025-07-16 | 0
4500587810-[50] | 908334005 : SECTIONALIZER:NETWORK,SMART SECTIONALIZE | LBS | ROH | 13-B200DK | RED PUSH BOTTON WITH ADAPTER STOP | 1 | 1 | 0 | 6100K013 | R56-J-1-1 | inventory | 2025-10-28 | LV |  | TB01-Tabuk Central Warehouse | 2025-07-30 | 2025-07-16 | 0
4500587810-[50] | 908334005 : SECTIONALIZER:NETWORK,SMART SECTIONALIZE | LBS | ROH | 13-B3 | BA9S ILLUMINATION CONTACT BLOCK HOLDER | 2 | 2 | 0 | 6100K013 | R57-O-1-1 | inventory | 2025-10-28 | LV |  | TB01-Tabuk Central Warehouse | 2025-07-30 | 2025-07-16 | 0
4500587810-[50] | 908334005 : SECTIONALIZER:NETWORK,SMART SECTIONALIZE | LBS | ROH | 13-LED24K | 24V BA9S LED LAMP RED | 1 | 1 | 0 | 6100K013 | R57-G-1-1 | inventory | 2025-10-28 | LV |  | TB01-Tabuk Central Warehouse | 2025-07-30 | 2025-07-16 | 0
4500587810-[50] | 908334005 : SECTIONALIZER:NETWORK,SMART SECTIONALIZE | LBS | ROH | 13-LED24Y | 24V BA9S LED LAMP GREEN | 1 | 1 | 0 | 6100K013 | R57-G-1-1 | inventory | 2025-10-28 | LV |  | TB01-Tabuk Central Warehouse | 2025-07-30 | 2025-07-16 | 0
4500587810-[50] | 908334005 : SECTIONALIZER:NETWORK,SMART SECTIONALIZE | LBS | ROH | 13-MBSD24S | INDICATION LIGHT YELLOW 24V AC/DC | 1 | 1 | 0 | 6100K007 | 1-1-1-1 | inventory | 2025-10-28 | LV |  | TB01-Tabuk Central Warehouse | 2025-07-30 | 2025-07-16 | 0
4500587810-[50] | 908334005 : SECTIONALIZER:NETWORK,SMART SECTIONALIZE | LBS | ROH | LL10-W | ABB_LL10-W / LL10-W, AC/DC90-264V 50/60HZ | 1 | 1 | 0 | free_stock | R15-I-1-K11B_SEP | inventory | 2025-10-28 | LV | Automated: Replaced 1YAB53301XIX0000 by LL10-W. | TB01-Tabuk Central Warehouse | 2025-07-30 | 2025-07-16 | 0
4500587810-[50] | 908334005 : SECTIONALIZER:NETWORK,SMART SECTIONALIZE | LBS | ROH | 1YAB5355CAB0000 | End Cover, D-OTTA6-T ¦ 790459 ¦ PHOENIX | 1 | 1 | 0 | 6100K023 | R53-R-1-K013_SEP | inventory | 2025-10-28 | LV |  | TB01-Tabuk Central Warehouse | 2025-07-30 | 2025-07-16 | 0
4500587810-[50] | 908334005 : SECTIONALIZER:NETWORK,SMART SECTIONALIZE | LBS | ROH | 1YAB5355DXB0000 | Marker, Terminal Strip, KLM-A ¦ 1004348 ¦ PHOENIX | 5 | 5 | 0 | free_stock | 1-1-1-1 | inventory | 2025-10-28 | LV |  | TB01-Tabuk Central Warehouse | 2025-07-30 | 2025-07-16 | 0
4500587810-[50] | 908334005 : SECTIONALIZER:NETWORK,SMART SECTIONALIZE | LBS | ROH | 1YHT480008P0311 | Empty LV Box for LBS & Sectionalizer (SECTOS 13.8kV & 33kV) with bracket for single pole | 1 | 1 | 0 | 6100K012B | WH2-1-1-K12B_SEP | inventory | 2025-10-28 | LV |  | TB01-Tabuk Central Warehouse | 2025-07-30 | 2025-07-16 | 0
4500587810-[50] | 908334005 : SECTIONALIZER:NETWORK,SMART SECTIONALIZE | LBS | ROH | 205036416 | Flat Washersφ4 | 6 | 6 | 0 | 6100K013 | PLT1-1-1-K013_SEP | inventory | 2025-10-28 | LV |  | TB01-Tabuk Central Warehouse | 2025-07-30 | 2025-07-16 | 0
4500587810-[50] | 908334005 : SECTIONALIZER:NETWORK,SMART SECTIONALIZE | LBS | ROH | 205041920 | Flat Washersφ6 | 4 | 4 | 0 | free_stock | 1-1-1-1 | inventory | 2025-10-28 | LV |  | TB01-Tabuk Central Warehouse | 2025-07-30 | 2025-07-16 | 0
4500587810-[50] | 908334005 : SECTIONALIZER:NETWORK,SMART SECTIONALIZE | LBS | ROH | 208004917 | 4G Communication Module, Make: China inhand, ,Ord:: Inhand IR302-FQ58 with Mushroom Antenna | 1 | 1 | 0 | 6100K013 | 1-1-1-1 | inventory | 2025-10-28 | LV |  | TB01-Tabuk Central Warehouse | 2025-07-30 | 2025-07-16 | 0
4500587810-[50] | 908334005 : SECTIONALIZER:NETWORK,SMART SECTIONALIZE | LBS | ROH | 211002077 | Hex nut M6 | 4 | 4 | 0 | 6100K013 | 1-1-1-1 | consumption | 2025-11-09 | LV |  | TB01-Tabuk Central Warehouse | 2025-07-30 | 2025-07-16 | 0 | [5 empty] | Work in Process Material Issue | 7226788
4500587810-[50] | 908334005 : SECTIONALIZER:NETWORK,SMART SECTIONALIZE | LBS | ROH | 5XECD.086.051 | Single Pole Mounting Brackets for LBS & Sectionalizer GT(SECTOS 13.8kV & 33kV) | 1 | 1 | 0 | 6100K011B | WH2-1-1-K11B_SEP | inventory | 2025-10-28 | Bracket |  | TB01-Tabuk Central Warehouse | 2025-07-30 | 2025-07-16 | 0
4500587810-[50] | 908334005 : SECTIONALIZER:NETWORK,SMART SECTIONALIZE | LBS | ROH | 5XECD.086.093.1 | Single Pole Mounting Brackets for CPT for LBS/Sectionalizer/Auto Recloser (SECTOS / OVR 13.8kV & 33kV) | 1 | 1 | 0 | free_stock | 1-1-1-1 | inventory | 2025-10-28 | Bracket |  | TB01-Tabuk Central Warehouse | 2025-07-30 | 2025-07-16 | 0
4500587810-[50] | 908334005 : SECTIONALIZER:NETWORK,SMART SECTIONALIZE | LBS | ROH | 6-CNFJ-22 | ZHE_6-CNFJ-22 / 12V 22Ah STORAGE BATTERY | 2 | 2 | 0 | free_stock | WH2-1-1-K11B_SEP | inventory | 2025-10-28 | LV |  | TB01-Tabuk Central Warehouse | 2025-07-30 | 2025-07-16 | 0
4500587810-[50] | 908334005 : SECTIONALIZER:NETWORK,SMART SECTIONALIZE | LBS | ROH | RMU000000106 | BOLT SOCKET CAP HEAD M5x60 ¦ 9ABA450075F1001 ¦ Local | 4 | 4 | 0 | free_stock | 1-1-1-1 | inventory | 2025-10-28 | LV | Automated: Replaced 9ABA450075F1001 by RMU000000106. | TB01-Tabuk Central Warehouse | 2025-07-30 | 2025-07-16 | 0
4500587810-[50] | 908334005 : SECTIONALIZER:NETWORK,SMART SECTIONALIZE | LBS | ROH | RMU000000107 | Bush Inner Dia 7x49 ¦ 9ABA450075F1002 ¦ Local | 4 | 4 | 0 | 6100K007 | 1-1-1-1 | inventory | 2025-10-28 | LV | Automated: Replaced 9ABA450075F1002 by RMU000000107. | TB01-Tabuk Central Warehouse | 2025-07-30 | 2025-07-16 | 0
4500587810-[50] | 908334005 : SECTIONALIZER:NETWORK,SMART SECTIONALIZE | LBS | ROH | RMU000000109 | BOLT SOCKET CAP HEAD M5x20 ¦ 9ABA450075F1004 ¦ Local | 10 | 10 | 0 | 6100K007 | 1-1-1-1 | inventory | 2025-10-28 | LV | Automated: Replaced 9ABA450075F1004 by RMU000000109. | TB01-Tabuk Central Warehouse | 2025-07-30 | 2025-07-16 | 0
4500587810-[50] | 908334005 : SECTIONALIZER:NETWORK,SMART SECTIONALIZE | LBS | ROH | RMU000000110 | BOLT SOCKET CAP HEAD M4x45 ¦ 9ABA450075F1005 ¦ Local | 2 | 2 | 0 | 6100K007 | 1-1-1-1 | inventory | 2025-10-28 | LV | Automated: Replaced 9ABA450075F1005 by RMU000000110. | TB01-Tabuk Central Warehouse | 2025-07-30 | 2025-07-16 | 0
4500587810-[50] | 908334005 : SECTIONALIZER:NETWORK,SMART SECTIONALIZE | LBS | ROH | RMU000000112 | BOLT SOCKET CAP HEAD M5x16 ¦ 9ABA450075F1007 ¦ Local | 12 | 12 | 0 | 6100K007 | 1-1-1-1 | inventory | 2025-10-28 | LV | Automated: Replaced 9ABA450075F1007 by RMU000000112. | TB01-Tabuk Central Warehouse | 2025-07-30 | 2025-07-16 | 0
4500587810-[50] | 908334005 : SECTIONALIZER:NETWORK,SMART SECTIONALIZE | LBS | ROH | RMU000000113 | Lock Washer M5 ¦ 9ABA450075F1008 ¦ Local | 12 | 12 | 0 | 6100K007 | 1-1-1-1 | inventory | 2025-10-28 | LV | Automated: Replaced 9ABA450075F1008 by RMU000000113. | TB01-Tabuk Central Warehouse | 2025-07-30 | 2025-07-16 | 0
4500587810-[50] | 908334005 : SECTIONALIZER:NETWORK,SMART SECTIONALIZE | LBS | ROH | RMU000000114 | BOLT SOCKET CAP HEAD M3x20 ¦ 9ABA450075F1009 ¦ Local | 4 | 4 | 0 | 6100K007 | 1-1-1-1 | inventory | 2025-10-28 | LV | Automated: Replaced 9ABA450075F1009 by RMU000000114. | TB01-Tabuk Central Warehouse | 2025-07-30 | 2025-07-16 | 0
4500587810-[50] | 908334005 : SECTIONALIZER:NETWORK,SMART SECTIONALIZE | LBS | ROH | RMU000000115 | Lock Washer M3 ¦ 9ABA450075F1010 ¦ Local | 4 | 4 | 0 | 6100K007 | 1-1-1-1 | inventory | 2025-10-28 | LV | Automated: Replaced 9ABA450075F1010 by RMU000000115. | TB01-Tabuk Central Warehouse | 2025-07-30 | 2025-07-16 | 0
4500587810-[50] | 908334005 : SECTIONALIZER:NETWORK,SMART SECTIONALIZE | LBS | ROH | RMU000000116 | Polycarbonate for limit switch ¦ 9ABA450075F1011 ¦ Local | 1 | 1 | 0 | free_stock | R56-R-1-K11B_SEP | inventory | 2025-10-28 | LV | Automated: Replaced 9ABA450075F1011 by RMU000000116. | TB01-Tabuk Central Warehouse | 2025-07-30 | 2025-07-16 | 0
4500587810-[50] | 908334005 : SECTIONALIZER:NETWORK,SMART SECTIONALIZE | LBS | ROH | RMU000000117 | BOLT SOCKET CAP HEAD M4x40 ¦ 9ABA450075F1012 ¦ Local | 2 | 2 | 0 | 6100K007 | 1-1-1-1 | inventory | 2025-10-28 | LV | Automated: Replaced 9ABA450075F1012 by RMU000000117. | TB01-Tabuk Central Warehouse | 2025-07-30 | 2025-07-16 | 0
4500587810-[50] | 908334005 : SECTIONALIZER:NETWORK,SMART SECTIONALIZE | LBS | ROH | RMU000000118 | Bush Inner Dia 7x25 ¦ 9ABA450075F1013 ¦ Local | 2 | 2 | 0 | 6100K007 | 1-1-1-1 | inventory | 2025-10-28 | LV | Automated: Replaced 9ABA450075F1013 by RMU000000118. | TB01-Tabuk Central Warehouse | 2025-07-30 | 2025-07-16 | 0
4500587810-[50] | 908334005 : SECTIONALIZER:NETWORK,SMART SECTIONALIZE | LBS | ROH | AX3122 | CHINT_AUXILIARY CONTACT FOR MCB 1NO 1NC AC | 1 | 1 | 0 | free_stock | R62-G-1-K017_SEP | inventory | 2025-10-28 | LV |  | TB01-Tabuk Central Warehouse | 2025-07-30 | 2025-07-16 | 0
4500587810-[50] | 908334005 : SECTIONALIZER:NETWORK,SMART SECTIONALIZE | LBS | ROH | CSB25A9PS2E- B L/R | 2 POSITION, LATCHING, SELECTOR SWITCH, 90DEGREES, 2 CONTACTS EACH, PAD LOCKABLE IN EACH POS (LOCAL/REMOTE) CSB25A9PS2E- B L/R | 1 | 1 | 0 | 6100K007 | 1-1-1-1 | inventory | 2025-10-28 | LV |  | TB01-Tabuk Central Warehouse | 2025-07-30 | 2025-07-16 | 0
4500587810-[50] | 908334005 : SECTIONALIZER:NETWORK,SMART SECTIONALIZE | LBS | ROH | CSB25A9PS2E- B OH/S | 2 POSITION, LATCHING, SELECTOR SWITCH, 90DEGREES, 2 CONTACTS EACH, PAD LOCKABLE IN EACH POS (OH-LBS/SECTIONALIZER) CSB25A9PS2E- B OH/S | 1 | 1 | 0 | free_stock | 1-1-1-1 | inventory | 2025-10-28 | LV |  | TB01-Tabuk Central Warehouse | 2025-07-30 | 2025-07-16 | 0
4500587810-[50] | 908334005 : SECTIONALIZER:NETWORK,SMART SECTIONALIZE | LBS | ROH | DF205040971 | φ4*12 Waterproof blind rivets Stainless steel | 20 | 20 | 0 | 6100K013 | 1-1-1-1 | inventory | 2025-10-28 | LV |  | TB01-Tabuk Central Warehouse | 2025-07-30 | 2025-07-16 | 0
4500587810-[50] | 908334005 : SECTIONALIZER:NETWORK,SMART SECTIONALIZE | LBS | ROH | DF240510009 | Self-locking nuts M4 | 2 | 2 | 0 | 6100K013 | 1-1-1-1 | inventory | 2025-10-28 | LV |  | TB01-Tabuk Central Warehouse | 2025-07-30 | 2025-07-16 | 0
4500587810-[50] | 908334005 : SECTIONALIZER:NETWORK,SMART SECTIONALIZE | LBS | ROH | DF240612003 | KSS-CV-150BK CABLE TIES 150X3.6 BALCK | 25 | 25 | 0 | 6100K013 | 1-1-1-1 | inventory | 2025-10-28 | LV |  | TB01-Tabuk Central Warehouse | 2025-07-30 | 2025-07-16 | 0
4500587810-[50] | 908334005 : SECTIONALIZER:NETWORK,SMART SECTIONALIZE | LBS | ROH | DF240612004 | HT-EXS25 EXPANDABLE SLEEVE - 25MM 100MTR/ROL | 1 | 1 | 0 | 6100K013 | 1-1-1-1 | inventory | 2025-10-28 | LV |  | TB01-Tabuk Central Warehouse | 2025-07-30 | 2025-07-16 | 0
4500587810-[50] | 908334005 : SECTIONALIZER:NETWORK,SMART SECTIONALIZE | LBS | ROH | DF240612005 | HT-EXS32 EXPANDABLE SLEEVE - 32MM 100MTR/ROL | 1 | 1 | 0 | 6100K013 | 1-1-1-1 | inventory | 2025-10-28 | LV |  | TB01-Tabuk Central Warehouse | 2025-07-30 | 2025-07-16 | 0
4500587810-[50] | 908334005 : SECTIONALIZER:NETWORK,SMART SECTIONALIZE | LBS | ROH | DF240612006 | KSS-KS-8B 8MM SPIRAL 15-60 WRAPPING BAND 10MTR/BAG | 1 | 1 | 0 | 6100K013 | 1-1-1-1 | inventory | 2025-10-28 | LV |  | TB01-Tabuk Central Warehouse | 2025-07-30 | 2025-07-16 | 0
4500587810-[50] | 908334005 : SECTIONALIZER:NETWORK,SMART SECTIONALIZE | LBS | ROH | DF240612007 | KSS-KS-12B 12MM SPIRAL 20-65 WRAPPING BAND 10MTR/BAG | 1 | 1 | 0 | 6100KDP02 | R54-A-1-K013_SEP | inventory | 2025-10-28 | LV |  | TB01-Tabuk Central Warehouse | 2025-07-30 | 2025-07-16 | 0
4500587810-[50] | 908334005 : SECTIONALIZER:NETWORK,SMART SECTIONALIZE | LBS | ROH | DF241124003 | Spring washersφ6 Stainless steel | 4 | 4 | 0 | 6100K013 | R55-I-1-K013_SEP | inventory | 2025-10-28 | LV |  | TB01-Tabuk Central Warehouse | 2025-07-30 | 2025-07-16 | 0
4500587810-[50] | 908334005 : SECTIONALIZER:NETWORK,SMART SECTIONALIZE | LBS | ROH | DF241126013 | KSS-CV-200MBK BLACK NYLON CABLE TIES (200MMX2.5MM) | 25 | 25 | 0 | 6100K013 | PLT2-1-1-K013_SEP | inventory | 2025-10-28 | LV |  | TB01-Tabuk Central Warehouse | 2025-07-30 | 2025-07-16 | 0
4500587810-[50] | 908334005 : SECTIONALIZER:NETWORK,SMART SECTIONALIZE | LBS | ROH | DF241128001 | spring washerφ4 Stainless Steel | 4 | 4 | 0 | free_stock | R58-A-1-K017_SEP | inventory | 2025-10-28 | LV |  | TB01-Tabuk Central Warehouse | 2025-07-30 | 2025-07-16 | 0
4500587810-[50] | 908334005 : SECTIONALIZER:NETWORK,SMART SECTIONALIZE | LBS | ROH | DF241128002 | Hex nuts M4 | 4 | 4 | 0 | free_stock | R58-A-1-K11B_SEP | inventory | 2025-10-28 | LV |  | TB01-Tabuk Central Warehouse | 2025-07-30 | 2025-07-16 | 0
4500587810-[50] | 908334005 : SECTIONALIZER:NETWORK,SMART SECTIONALIZE | LBS | ROH | DMS 2121 2467-366 | SCREW SELF TAPPING TORX M6 X 12 | 20 | 20 | 0 | free_stock | 1-1-1-1 | inventory | 2025-10-28 | LV |  | TB01-Tabuk Central Warehouse | 2025-07-30 | 2025-07-16 | 0
4500587810-[50] | 908334005 : SECTIONALIZER:NETWORK,SMART SECTIONALIZE | LBS | ROH | DMS 2121 2519-295 | BOLT SOCKET HEAD M4X20 | 2 | 2 | 0 | free_stock | 1-1-1-1 | inventory | 2025-10-28 | LV |  | TB01-Tabuk Central Warehouse | 2025-07-30 | 2025-07-16 | 0
4500587810-[50] | 908334005 : SECTIONALIZER:NETWORK,SMART SECTIONALIZE | LBS | ROH | DMS 2121 2519-368 | BOLT SOCKET CAP HEAD M6X16 | 4 | 4 | 0 | free_stock | 1-1-1-1 | inventory | 2025-10-28 | LV |  | TB01-Tabuk Central Warehouse | 2025-07-30 | 2025-07-16 | 0
4500587810-[50] | 908334005 : SECTIONALIZER:NETWORK,SMART SECTIONALIZE | LBS | ROH | DMS 2126 2011-114 | NUT, HEX M5 | 24 | 24 | 0 | free_stock | R58-A-1-K11B_SEP | inventory | 2025-10-28 | LV |  | TB01-Tabuk Central Warehouse | 2025-07-30 | 2025-07-16 | 0
4500587810-[50] | 908334005 : SECTIONALIZER:NETWORK,SMART SECTIONALIZE | LBS | ROH | EC-DIODE-BY255 | Flash light BY255_EC-DIODE-BY255 / EC-DIODE-BY255 Urrm=1300V In=3A | 5 | 5 | 0 | free_stock | R14-L-1-K11B_SEP | inventory | 2025-10-28 | LV |  | TB01-Tabuk Central Warehouse | 2025-07-30 | 2025-07-16 | 0
4500587810-[50] | 908334005 : SECTIONALIZER:NETWORK,SMART SECTIONALIZE | LBS | ROH | HBCBABNCBD1BBBD21G | REC615 2.0- HBCBABNCBD1BBBD21G | 1 | 1 | 0 | free_stock | R66-S-1-K017_SEP | inventory | 2025-10-28 | LV |  | TB01-Tabuk Central Warehouse | 2025-07-30 | 2025-07-16 | 0
4500587810-[50] | 908334005 : SECTIONALIZER:NETWORK,SMART SECTIONALIZE | LBS | ROH | IN76350001-2 | APT_THERMOSTAT WITHOUT STEM,SETTING: 0-60 DEG.CENTIGRADE | 1 | 1 | 0 | 6100K006 | 1-1-1-1 | inventory | 2025-10-28 | LV |  | TB01-Tabuk Central Warehouse | 2025-07-30 | 2025-07-16 | 0
4500587810-[50] | 908334005 : SECTIONALIZER:NETWORK,SMART SECTIONALIZE | LBS | ROH | LSA-AD11J50CA | R&Y_AD11-J50CA/LXR23 RED ALARM LAMP 24VDC | 1 | 1 | 0 | free_stock | 1-1-1-1 | inventory | 2025-10-28 | LV |  | TB01-Tabuk Central Warehouse | 2025-07-30 | 2025-07-16 | 0
4500587810-[50] | 908334005 : SECTIONALIZER:NETWORK,SMART SECTIONALIZE | LBS | ROH | LXW18-11B | SHF_LXW18-11B / LIMIT SWITCH 1NO+1NC | 2 | 2 | 0 | 6100K007 | 1-1-1-1 | inventory | 2025-10-28 | LV |  | TB01-Tabuk Central Warehouse | 2025-07-30 | 2025-07-16 | 0
4500587810-[50] | 908334005 : SECTIONALIZER:NETWORK,SMART SECTIONALIZE | LBS | ROH | MMCM-C4/2 | CHINT_AC MINIATURE CIRCUIT BREAKER 2P 4A mMCM-C4/2 | 1 | 1 | 0 | free_stock | R55-R-1-K11B_SEP | inventory | 2025-10-28 | LV |  | TB01-Tabuk Central Warehouse | 2025-07-30 | 2025-07-16 | 0
4500587810-[50] | 908334005 : SECTIONALIZER:NETWORK,SMART SECTIONALIZE | LBS | ROH | MV-OHL-CPT-13.8KV-DP | Double Pole Control PT . Primary 13.8 kV : secondary 0.23kV, 200VA, Class 1. 500VAth .Frequency 60Hz . Out door type . Ambient 55 Degree C. Insulation level 17.5/50/110kV , Voltage factor :1.2Un Cont, As per IEC 61869-1&3. Class E .Primary terminal suitable for cable connection (clamp type) .Colour Grey for out door installation.Type test and routine test reports will be required .Laser printed name plate required.As per SEC Distribution standard Specification. | 1 | 1 | 0 | 6100K017 | 1-1-1-1 | inventory | 2025-10-28 | CPT |  | TB01-Tabuk Central Warehouse | 2025-07-30 | 2025-07-16 | 0
4500587810-[50] | 908334005 : SECTIONALIZER:NETWORK,SMART SECTIONALIZE | LBS | ROH | MV2000-1685-06-W | WHITE TUBE, INNER DIA 3.5MM (1.5 WIRE) | 20 | 20 | 0 | free_stock | 1-1-1-1 | inventory | 2025-10-28 | LV |  | TB01-Tabuk Central Warehouse | 2025-07-30 | 2025-07-16 | 0
4500587810-[50] | 908334005 : SECTIONALIZER:NETWORK,SMART SECTIONALIZE | LBS | ROH | SEP10650 | WHITE TUBE, INNER DIA. 4.0MM (2.5 WIRE) | 10 | 8 | 2 | free_stock | WH2-1-1-K12A_SEP | inventory | 2025-10-28 | LV | Automated: Replaced MV2000-1865-01-W by SEP10650. | TB01-Tabuk Central Warehouse | 2025-07-30 | 2025-07-16 | 0
4500587810-[50] | 908334005 : SECTIONALIZER:NETWORK,SMART SECTIONALIZE | LBS | ROH | SEP10650 | WHITE TUBE, INNER DIA. 4.0MM (2.5 WIRE) | 2 | 2 | 0 | free_stock | INC-1-1-K007_SEP | inventory | 2025-10-28 | LV | Automated: Replaced MV2000-1865-01-W by SEP10650. | TB01-Tabuk Central Warehouse | 2025-07-30 | 2025-07-16 | 0
4500587810-[50] | 908334005 : SECTIONALIZER:NETWORK,SMART SECTIONALIZE | LBS | ROH | NB1-10DC 1P | Miniature Circuit Breaker, MCB, 10A, 1P, C Type, DC | 2 | 2 | 0 | 6100K007 | 1-1-1-1 | inventory | 2025-10-28 | LV |  | TB01-Tabuk Central Warehouse | 2025-07-30 | 2025-07-16 | 0
4500587810-[50] | 908334005 : SECTIONALIZER:NETWORK,SMART SECTIONALIZE | LBS | ROH | NB1-6DC 1P | Miniature Circuit Breaker, MCB, 6A, 1P, C Type, DC | 1 | 1 | 0 | free_stock | R62-G-1-K11B_SEP | inventory | 2025-10-28 | LV |  | TB01-Tabuk Central Warehouse | 2025-07-30 | 2025-07-16 | 0
4500587810-[50] | 908334005 : SECTIONALIZER:NETWORK,SMART SECTIONALIZE | LBS | ROH | NXB24CK630AM4 | Smart Outdoor LBS or Sectionalizer, 13.8kV,3P,600A,60Hz,110kV Bil,PM,SF6,543MM MV-13.8kV /110KV BIL - SEC Item # SW Disc. (90830512),(90830511)LBS & Sectionalizer (908334005) NXB24CK630AM4/Manual-Lock/Gauge/3CT/terminal-Cap-G/SA-Bracket/Painting/Counter | 1 | 1 | 0 | 6100K017 | NEW.FLR-1-1-K017_SEP | inventory | 2025-10-28 | Gas Tank |  | TB01-Tabuk Central Warehouse | 2025-07-30 | 2025-07-16 | 0
4500587810-[50] | 908334005 : SECTIONALIZER:NETWORK,SMART SECTIONALIZE | LBS | ROH | OP-PLT-SEC-T3-230-2907919 | C&J_CJ-T2-AC 10-20kA T2 2P, Ur=230VAC,Uo=255VAC (SURGE PROTECTION UNIT) | 1 | 1 | 0 | 6100K012B | 1-1-1-1 | inventory | 2025-10-28 | LV |  | TB01-Tabuk Central Warehouse | 2025-07-30 | 2025-07-16 | 0
4500587810-[50] | 908334005 : SECTIONALIZER:NETWORK,SMART SECTIONALIZE | LBS | ROH | PL.AC30 | WZAZURE_PL.AC30 / THREE PIN SOCKET DIN RAIL MOUNTED | 1 | 1 | 0 | 6100K006 | 1-1-1-1 | inventory | 2025-10-28 | LV |  | TB01-Tabuk Central Warehouse | 2025-07-30 | 2025-07-16 | 0
4500587810-[50] | 908334005 : SECTIONALIZER:NETWORK,SMART SECTIONALIZE | LBS | ROH | PXC-0311171 | FB 10- RTK/S - Screw bridge, pitch: 8.2 mm, number of positions: 10, color: silver | 5 | 5 | 0 | free_stock | 1-1-1-1 | inventory | 2025-10-28 | LV |  | TB01-Tabuk Central Warehouse | 2025-07-30 | 2025-07-16 | 0
4500587810-[50] | 908334005 : SECTIONALIZER:NETWORK,SMART SECTIONALIZE | LBS | ROH | PXC-3000834 | SCBI 10-6 W - Screw bridge, with spring washer and insulating collar, pitch: 6.2 mm, number of positions: 10, color: silver | 9 | 9 | 0 | 6100K012B | 1-1-1-1 | inventory | 2025-10-28 | LV |  | TB01-Tabuk Central Warehouse | 2025-07-30 | 2025-07-16 | 0
4500587810-[50] | 908334005 : SECTIONALIZER:NETWORK,SMART SECTIONALIZE | LBS | ROH | PXC-3022218 | CLIPFIX 35 - End bracket, Quick mounting end clamp for NS 35/7,5 DIN rail or NS 35/15 DIN rail, with marking option, width: 9.5 mm, color: gray | 5 | 5 | 0 | free_stock | 1-1-1-1 | inventory | 2025-10-28 | LV |  | TB01-Tabuk Central Warehouse | 2025-07-30 | 2025-07-16 | 0
4500587810-[50] | 908334005 : SECTIONALIZER:NETWORK,SMART SECTIONALIZE | LBS | ROH | PXC-3059809 | D-TB 4/10 - Cover, depth: 35.9 mm, width: 1.8 mm, height: 42.5 mm, color: dark gray | 10 | 10 | 0 | 6100K012B | 1-1-1-1 | inventory | 2025-10-28 | LV |  | TB01-Tabuk Central Warehouse | 2025-07-30 | 2025-07-16 | 0
4500587810-[50] | 908334005 : SECTIONALIZER:NETWORK,SMART SECTIONALIZE | LBS | ROH | PXC-3246966 | E/TB - End bracket, for assembly on NS 32 or NS 35/7.5 DIN rail | 9 | 9 | 0 | 6100K006 | 1-1-1-1 | inventory | 2025-10-28 | LV |  | TB01-Tabuk Central Warehouse | 2025-07-30 | 2025-07-16 | 0
4500587810-[50] | 908334005 : SECTIONALIZER:NETWORK,SMART SECTIONALIZE | LBS | ROH | PXC.3246023 | PHOENIX CONTACT_TB 4 EI / SCREW TERMINAL, 2PTS, 4 SQMM GREY | 60 | 60 | 0 | 6100K012B | 1-1-1-1 | inventory | 2025-10-28 | LV |  | TB01-Tabuk Central Warehouse | 2025-07-30 | 2025-07-16 | 0
4500587810-[50] | 908334005 : SECTIONALIZER:NETWORK,SMART SECTIONALIZE | LBS | ROH | PXC.5775287 | PHOENIX CONTACT_TB6-RTK-02 / DISCONNECT TERMINAL BLOCK 6 SQMM | 24 | 24 | 0 | 6100K007 | 1-1-1-1 | inventory | 2025-10-28 | LV |  | TB01-Tabuk Central Warehouse | 2025-07-30 | 2025-07-16 | 0
4500587810-[50] | 908334005 : SECTIONALIZER:NETWORK,SMART SECTIONALIZE | LBS | ROH | RH050 | VISHAY_HEATER RH050, 50W 4.7KOHM, 120-240V AC/DC | 1 | 1 | 0 | free_stock | R16-B-1-K11B_SEP | inventory | 2025-10-28 | LV |  | TB01-Tabuk Central Warehouse | 2025-07-30 | 2025-07-16 | 0
4500587810-[50] | 908334005 : SECTIONALIZER:NETWORK,SMART SECTIONALIZE | LBS | ROH | RMU000000108 | Plain Washer M5 ¦ 9ABA450075F1003 ¦ Local | 27 | 27 | 0 | free_stock | R58-A-1-K11B_SEP | inventory | 2025-10-28 | LV |  | TB01-Tabuk Central Warehouse | 2025-07-30 | 2025-07-16 | 0
4500587810-[50] | 908334005 : SECTIONALIZER:NETWORK,SMART SECTIONALIZE | LBS | ROH | RMU000000113 | Lock Washer M5 ¦ 9ABA450075F1008 ¦ Local | 3 | 3 | 0 | 6100K007 | 1-1-1-1 | inventory | 2025-10-28 | LV |  | TB01-Tabuk Central Warehouse | 2025-07-30 | 2025-07-16 | 0
4500587810-[50] | 908334005 : SECTIONALIZER:NETWORK,SMART SECTIONALIZE | LBS | ROH | RMU000000298 | CHINT_AUXILIARY CONTACT FOR MCB 1NO 1NC DC (XF9) | 1 | 1 | 0 | free_stock | INC-1-1-K11B_SEP | inventory | 2025-10-28 | LV |  | TB01-Tabuk Central Warehouse | 2025-07-30 | 2025-07-16 | 0
4500587810-[50] | 908334005 : SECTIONALIZER:NETWORK,SMART SECTIONALIZE | LBS | ROH | SEP10052 | ‭DISCONNECTING TB FOR CT, OTTA 6-T, BOLT W/O SPRING/0790462/OTTA 6-T P/P‬ | 6 | 6 | 0 | free_stock | R67-O-1-K017_SEP | inventory | 2025-10-28 | LV |  | TB01-Tabuk Central Warehouse | 2025-07-30 | 2025-07-16 | 0
4500587810-[50] | 908334005 : SECTIONALIZER:NETWORK,SMART SECTIONALIZE | LBS | ROH | SEP10120 | ‭TIE MOUNT FOR SPARE TIE/HC-102/HC-102‬ | 10 | 10 | 0 | free_stock | R58-R-1-K007_SEP | inventory | 2025-10-28 | LV |  | TB01-Tabuk Central Warehouse | 2025-07-30 | 2025-07-16 | 0
4500587810-[50] | 908334005 : SECTIONALIZER:NETWORK,SMART SECTIONALIZE | LBS | ROH | SEP10128 | ‭DIN RAIL SLOTTED/35X15X1.5X2 - HOLE/DIN RAIL‬ | 0.5 | 0.5 | 0 | free_stock | R63-H-1-K11B_SEP | inventory | 2025-10-28 | LV |  | TB01-Tabuk Central Warehouse | 2025-07-30 | 2025-07-16 | 0
4500587810-[50] | 908334005 : SECTIONALIZER:NETWORK,SMART SECTIONALIZE | LBS | ROH | SEP10160 | TRAFFOLYTE, BLACK/WHITE/WHITE - BLACK/TRAFFOLYTE | 0.5 | 0.5 | 0 | 6100K013 | R14-A-1-MVBM_SEP | consumption | 2025-10-19 | LV |  | TB01-Tabuk Central Warehouse | 2025-07-30 | 2025-07-16 | 0 | [5 empty] | Project Transfer | 8181111
4500587810-[50] | 908334005 : SECTIONALIZER:NETWORK,SMART SECTIONALIZE | LBS | ROH | SEP10481 | End Cover, D-URTK ¦ 310020 ¦ PHOENIX | 1 | 1 | 0 | free_stock | R59-G-1-MVBM_SEP | inventory | 2025-10-28 | LV |  | TB01-Tabuk Central Warehouse | 2025-07-30 | 2025-07-16 | 0
4500587810-[50] | 908334005 : SECTIONALIZER:NETWORK,SMART SECTIONALIZE | LBS | ROH | SEP10555 | TB NUMBERING MARKER (BLANK), UCT-TM 6 / 0828736 | 10 | 10 | 0 | free_stock | R15-B-1-K006_SEP | inventory | 2025-10-28 | LV |  | TB01-Tabuk Central Warehouse | 2025-07-30 | 2025-07-16 | 0
4500587810-[50] | 908334005 : SECTIONALIZER:NETWORK,SMART SECTIONALIZE | LBS | ROH | SEP10556 | TB NUMBERING MARKER (BLANK), UCT-TM 8 / 0828740 | 6 | 6 | 0 | free_stock | R57-A-1-K017_SEP | inventory | 2025-10-28 | LV |  | TB01-Tabuk Central Warehouse | 2025-07-30 | 2025-07-16 | 0
4500587810-[50] | 908334005 : SECTIONALIZER:NETWORK,SMART SECTIONALIZE | LBS | ROH | SEP10962 | TB, Terminal block, plastic, for 2.5mm wires, 12 connections per set | 0.16667 | 0.16667 | 0 | 6100K012B | IFLR-1-1-K006_SEP | consumption | 2025-10-13 | LV |  | TB01-Tabuk Central Warehouse | 2025-07-30 | 2025-07-16 | 0 | [5 empty] | Work in Process Pick | 8077369
4500587810-[50] | 908334005 : SECTIONALIZER:NETWORK,SMART SECTIONALIZE | LBS | ROH | SEP11143 | Cable, Control, 1 CORE CU/PVC, 2.5 Sq.mm, Red, 105°, 600/1000V , 1 x 91.4 m | 0.3 | 0.3 | 0 | free_stock | R56-A-1-KDP1_SEP | inventory | 2025-10-28 | LV |  | TB01-Tabuk Central Warehouse | 2025-07-30 | 2025-07-16 | 0
4500587810-[50] | 908334005 : SECTIONALIZER:NETWORK,SMART SECTIONALIZE | LBS | ROH | SEP11146 | Cable, Control, 1 CORE CU/PVC, 2.5 Sq.mm, Black, 105°, 600/1000V , 1 x 91.4 m | 1 | 1 | 0 | free_stock | 1-1-1-1 | inventory | 2025-10-28 | LV |  | TB01-Tabuk Central Warehouse | 2025-07-30 | 2025-07-16 | 0
4500587810-[50] | 908334005 : SECTIONALIZER:NETWORK,SMART SECTIONALIZE | LBS | ROH | SEP11151 | Cable, Control, 1 CORE CU/PVC, 2.5 Sq.mm Yellow/Green, 105°, 600/1000V , 1 x 91.4 m | 0.3 | 0.3 | 0 | 6100KDP02 | NEW.FLR-1-1-MVBM_SEP | inventory | 2025-10-28 | LV |  | TB01-Tabuk Central Warehouse | 2025-07-30 | 2025-07-16 | 0
4500587810-[50] | 908334005 : SECTIONALIZER:NETWORK,SMART SECTIONALIZE | LBS | ROH | SFB220A24H300 | BEB OR DFE_SFB220A24H300/24VDC / BATTERY CHARGER INPUT 220VAC,OUTPUT 24VDC | 1 | 1 | 0 | free_stock | R18-C-1-K017_SEP | inventory | 2025-10-28 | LV |  | TB01-Tabuk Central Warehouse | 2025-07-30 | 2025-07-16 | 0
4500587810-[50] | 908334005 : SECTIONALIZER:NETWORK,SMART SECTIONALIZE | LBS | ROH | VBC6-30-01-01 | ABB_VBC6-30-01-01 MINI REVERSING CONTACTOR | 1 | 1 | 0 | free_stock | 1-1-1-1 | inventory | 2025-10-28 | LV |  | TB01-Tabuk Central Warehouse | 2025-07-30 | 2025-07-16 | 0
4500587810-[50] | 908334005 : SECTIONALIZER:NETWORK,SMART SECTIONALIZE | LBS | ROH | RMU000000119 | BOLT SOCKET CAP HEAD M3x12 ¦ 9ABA450075F1014 ¦ Local | 12 | 12 | 0 | 6100K006 | 1-1-1-1 | inventory | 2025-10-28 | LV | Automated: Replaced 9ABA450075F1014 by RMU000000119. | TB01-Tabuk Central Warehouse | 2025-07-30 | 2025-07-16 | 0
4500587810-[50] | 908334005 : SECTIONALIZER:NETWORK,SMART SECTIONALIZE | LBS | ROH | RMU000000120 | SEC Logo (Alminum 136x76) ¦ 9ABA450075F1015 ¦ Local | 1 | 1 | 0 | free_stock | 1-1-1-1 | inventory | 2025-10-28 | LV | Automated: Replaced 9ABA450075F1015 by RMU000000120. | TB01-Tabuk Central Warehouse | 2025-07-30 | 2025-07-16 | 0
4500587810-[50] | 908334005 : SECTIONALIZER:NETWORK,SMART SECTIONALIZE | LBS | ROH | RMU000000121 | Danger Sign (Alminum 136x76) ¦ 9ABA450075F1016 ¦ Local | 1 | 1 | 0 | free_stock | INC-1-1-K017_SEP | inventory | 2025-10-28 | LV | Automated: Replaced 9ABA450075F1016 by RMU000000121. | TB01-Tabuk Central Warehouse | 2025-07-30 | 2025-07-16 | 0
4500587810-[50] | 908334005 : SECTIONALIZER:NETWORK,SMART SECTIONALIZE | LBS | ROH | RMU000000123 | LBS/Sectionalizer SEP Branding Label ¦ 9ABA450075F1018 ¦ Local | 1 | 1 | 0 | free_stock | INC-1-1-K017_SEP | inventory | 2025-10-28 | LV | Automated: Replaced 9ABA450075F1018 by RMU000000123. | TB01-Tabuk Central Warehouse | 2025-07-30 | 2025-07-16 | 0
4500587810-[50] | 908334005 : SECTIONALIZER:NETWORK,SMART SECTIONALIZE | LBS | ROH | DF240907005 | Flat Washers φ3 Stainless Steel | 16 | 16 | 0 | 6100K007 | 1-1-1-1 | inventory | 2025-10-28 | LV |  | TB01-Tabuk Central Warehouse | 2025-07-30 | 2025-07-16 | 0
4500587810-[50] | 908334005 : SECTIONALIZER:NETWORK,SMART SECTIONALIZE | LBS | ROH | DMS 2126 2011-111 | NUT, HEX M3 | 16 | 16 | 0 | 6100K007 | 1-1-1-1 | inventory | 2025-10-28 | LV |  | TB01-Tabuk Central Warehouse | 2025-07-30 | 2025-07-16 | 0
4500587810-[50] | 908334005 : SECTIONALIZER:NETWORK,SMART SECTIONALIZE | LBS | ROH | MV-CPT -CABL-ASSY | Cable Assembly - Outdoor flexible cable Black PVC 450/750 V, 95 °C heat & flame retardent, stranded annealed copper conductor, 4Cx 2.5 mm² of length 12 meter with connector type HQ-005-M (male connector) with H3A-MTG-M20 (hood) and DLX-M20 (gland) with H3A-KDBP (cover) terminated on one end (opposite end do not require processing), with steel cable tags on both cable ends, cable tag text "CPT cable" and loose supply of 1 base type H3A-MAG (base) with HQ-005-F (female connector) and H3A-KDTP (cover) - Used for OVR/LBS/Sectionalizer CPT connection | 1 | 1 | 0 | 6100K012B | 1-1-1-1 | inventory | 2025-10-28 | Cable |  | TB01-Tabuk Central Warehouse | 2025-07-30 | 2025-07-16 | 0
4500587810-[50] | 908334005 : SECTIONALIZER:NETWORK,SMART SECTIONALIZE | LBS | ROH | MV-CT -C-CABL-ASSY-LBS | Cable Assembly - Outdoor flexible cable Black PVC 450/750 V, 95 °C heat & flame retardent, stranded annealed copper conductor, 10Cx 1.0 mm² of length 12 meter with connector type HQ-012-M (male connector) with H3A-MTG-M20 (hood) and DLX-M20 (gland) with H3A-KDBP (cover) terminated on one end (opposite end do not require processing), with steel cable tags on both cable ends, cable tag text "CT cable" and loose supply of 1 base type H3A-MAG (base) with HQ-012-F (female connector) and H3A-KDTP (cover) -Used for LBS/Sectionalizer CT connection | 1 | 1 | 0 | 6100K011B | 1-1-1-1 | inventory | 2025-10-28 | Cable |  | TB01-Tabuk Central Warehouse | 2025-07-30 | 2025-07-16 | 0
4500587810-[50] | 908334005 : SECTIONALIZER:NETWORK,SMART SECTIONALIZE | LBS | ROH | MV-CVD-CABL-ASSY-LBS | Cable Assembly - Outdoor flexible cable Black PVC 450/750 V, 95 °C heat & flame retardent, stranded annealed copper conductor, 10C x 2 x 0.22 mm² of length 12 meter with connector type YD41-16TK-D20 terminated on one end (opposite end do not require processing), with steel cable tags on both cable ends, cable tag text "CVD cable" and loose supply of 1 base type YD41-16ZJ - Used for LBS/Sectionalizer CVD connection | 1 | 1 | 0 | 6100K011B | 1-1-1-1 | inventory | 2025-10-28 | Cable |  | TB01-Tabuk Central Warehouse | 2025-07-30 | 2025-07-16 | 0
4500587810-[50] | 908334005 : SECTIONALIZER:NETWORK,SMART SECTIONALIZE | LBS | ROH | MV-MOT-C-CABL-ASSY-LBS | Cable Assembly | 1 | 1 | 0 | 6100K011B | 1-1-1-1 | inventory | 2025-10-28 | Cable | Automated: Replaced MV-MOT -C-CABL-ASSY-LBS by MV-MOT-C-CABL-ASSY-LBS. | TB01-Tabuk Central Warehouse | 2025-07-30 | 2025-07-16 | 0
4500587817-[10] | 908334005 : SECTIONALIZER:NETWORK,SMART SECTIONALIZE | LBS | ROH | 13-B100DY | GREEN PUSH BOTTON WITH START ADAPTER | 10 | 10 | 0 | free_stock | R57-G-1-1 | inventory | 2025-10-28 | LV |  | JU01-Jouf Power Plant Warehouse | 2025-07-30 | 2025-07-16 | 0
4500587817-[10] | 908334005 : SECTIONALIZER:NETWORK,SMART SECTIONALIZE | LBS | ROH | 13-B200DK | RED PUSH BOTTON WITH ADAPTER STOP | 10 | 10 | 0 | 6100K013 | R56-J-1-1 | inventory | 2025-10-28 | LV |  | JU01-Jouf Power Plant Warehouse | 2025-07-30 | 2025-07-16 | 0
4500587817-[10] | 908334005 : SECTIONALIZER:NETWORK,SMART SECTIONALIZE | LBS | ROH | 13-B3 | BA9S ILLUMINATION CONTACT BLOCK HOLDER | 20 | 20 | 0 | 6100K013 | R57-O-1-1 | inventory | 2025-10-28 | LV |  | JU01-Jouf Power Plant Warehouse | 2025-07-30 | 2025-07-16 | 0
4500587817-[10] | 908334005 : SECTIONALIZER:NETWORK,SMART SECTIONALIZE | LBS | ROH | 13-LED24K | 24V BA9S LED LAMP RED | 10 | 10 | 0 | 6100K013 | R57-G-1-1 | inventory | 2025-10-28 | LV |  | JU01-Jouf Power Plant Warehouse | 2025-07-30 | 2025-07-16 | 0
4500587817-[10] | 908334005 : SECTIONALIZER:NETWORK,SMART SECTIONALIZE | LBS | ROH | 13-LED24Y | 24V BA9S LED LAMP GREEN | 10 | 10 | 0 | 6100K013 | R57-G-1-1 | inventory | 2025-10-28 | LV |  | JU01-Jouf Power Plant Warehouse | 2025-07-30 | 2025-07-16 | 0
4500587817-[10] | 908334005 : SECTIONALIZER:NETWORK,SMART SECTIONALIZE | LBS | ROH | 13-MBSD24S | INDICATION LIGHT YELLOW 24V AC/DC | 10 | 10 | 0 | 6100K007 | 1-1-1-1 | inventory | 2025-10-28 | LV |  | JU01-Jouf Power Plant Warehouse | 2025-07-30 | 2025-07-16 | 0
4500587817-[10] | 908334005 : SECTIONALIZER:NETWORK,SMART SECTIONALIZE | LBS | ROH | LL10-W | ABB_LL10-W / LL10-W, AC/DC90-264V 50/60HZ | 10 | 10 | 0 | free_stock | R15-I-1-K11B_SEP | inventory | 2025-10-28 | LV | Automated: Replaced 1YAB53301XIX0000 by LL10-W. | JU01-Jouf Power Plant Warehouse | 2025-07-30 | 2025-07-16 | 0
4500587817-[10] | 908334005 : SECTIONALIZER:NETWORK,SMART SECTIONALIZE | LBS | ROH | 1YAB5355CAB0000 | End Cover, D-OTTA6-T ¦ 790459 ¦ PHOENIX | 10 | 10 | 0 | 6100K023 | R53-R-1-K013_SEP | inventory | 2025-10-28 | LV |  | JU01-Jouf Power Plant Warehouse | 2025-07-30 | 2025-07-16 | 0
4500587817-[10] | 908334005 : SECTIONALIZER:NETWORK,SMART SECTIONALIZE | LBS | ROH | 1YAB5355DXB0000 | Marker, Terminal Strip, KLM-A ¦ 1004348 ¦ PHOENIX | 50 | 50 | 0 | free_stock | 1-1-1-1 | inventory | 2025-10-28 | LV |  | JU01-Jouf Power Plant Warehouse | 2025-07-30 | 2025-07-16 | 0
4500587817-[10] | 908334005 : SECTIONALIZER:NETWORK,SMART SECTIONALIZE | LBS | ROH | 1YHT480008P0311 | Empty LV Box for LBS & Sectionalizer (SECTOS 13.8kV & 33kV) with bracket for single pole | 10 | 10 | 0 | 6100K012B | WH2-1-1-K12B_SEP | inventory | 2025-10-28 | LV |  | JU01-Jouf Power Plant Warehouse | 2025-07-30 | 2025-07-16 | 0
4500587817-[10] | 908334005 : SECTIONALIZER:NETWORK,SMART SECTIONALIZE | LBS | ROH | 205036416 | Flat Washersφ4 | 60 | 60 | 0 | 6100K013 | PLT1-1-1-K013_SEP | inventory | 2025-10-28 | LV |  | JU01-Jouf Power Plant Warehouse | 2025-07-30 | 2025-07-16 | 0
4500587817-[10] | 908334005 : SECTIONALIZER:NETWORK,SMART SECTIONALIZE | LBS | ROH | 205041920 | Flat Washersφ6 | 40 | 40 | 0 | free_stock | 1-1-1-1 | inventory | 2025-10-28 | LV |  | JU01-Jouf Power Plant Warehouse | 2025-07-30 | 2025-07-16 | 0
4500587817-[10] | 908334005 : SECTIONALIZER:NETWORK,SMART SECTIONALIZE | LBS | ROH | 208004917 | 4G Communication Module, Make: China inhand, ,Ord:: Inhand IR302-FQ58 with Mushroom Antenna | 10 | 10 | 0 | 6100K013 | 1-1-1-1 | inventory | 2025-10-28 | LV |  | JU01-Jouf Power Plant Warehouse | 2025-07-30 | 2025-07-16 | 0
4500587817-[10] | 908334005 : SECTIONALIZER:NETWORK,SMART SECTIONALIZE | LBS | ROH | 211002077 | Hex nut M6 | 40 | 40 | 0 | 6100K013 | 1-1-1-1 | consumption | 2025-11-09 | LV |  | JU01-Jouf Power Plant Warehouse | 2025-07-30 | 2025-07-16 | 0 | [5 empty] | Work in Process Material Issue | 7226788
4500587817-[10] | 908334005 : SECTIONALIZER:NETWORK,SMART SECTIONALIZE | LBS | ROH | 5XECD.086.051 | Single Pole Mounting Brackets for LBS & Sectionalizer GT(SECTOS 13.8kV & 33kV) | 10 | 10 | 0 | 6100K011B | WH2-1-1-K11B_SEP | inventory | 2025-10-28 | Bracket |  | JU01-Jouf Power Plant Warehouse | 2025-07-30 | 2025-07-16 | 0
4500587817-[10] | 908334005 : SECTIONALIZER:NETWORK,SMART SECTIONALIZE | LBS | ROH | 5XECD.086.093.1 | Single Pole Mounting Brackets for CPT for LBS/Sectionalizer/Auto Recloser (SECTOS / OVR 13.8kV & 33kV) | 10 | 10 | 0 | free_stock | 1-1-1-1 | inventory | 2025-10-28 | Bracket |  | JU01-Jouf Power Plant Warehouse | 2025-07-30 | 2025-07-16 | 0
4500587817-[10] | 908334005 : SECTIONALIZER:NETWORK,SMART SECTIONALIZE | LBS | ROH | 6-CNFJ-22 | ZHE_6-CNFJ-22 / 12V 22Ah STORAGE BATTERY | 20 | 20 | 0 | free_stock | WH2-1-1-K11B_SEP | inventory | 2025-10-28 | LV |  | JU01-Jouf Power Plant Warehouse | 2025-07-30 | 2025-07-16 | 0
4500587817-[10] | 908334005 : SECTIONALIZER:NETWORK,SMART SECTIONALIZE | LBS | ROH | RMU000000106 | BOLT SOCKET CAP HEAD M5x60 ¦ 9ABA450075F1001 ¦ Local | 40 | 40 | 0 | free_stock | 1-1-1-1 | inventory | 2025-10-28 | LV | Automated: Replaced 9ABA450075F1001 by RMU000000106. | JU01-Jouf Power Plant Warehouse | 2025-07-30 | 2025-07-16 | 0
4500587817-[10] | 908334005 : SECTIONALIZER:NETWORK,SMART SECTIONALIZE | LBS | ROH | RMU000000107 | Bush Inner Dia 7x49 ¦ 9ABA450075F1002 ¦ Local | 40 | 40 | 0 | 6100K007 | 1-1-1-1 | inventory | 2025-10-28 | LV | Automated: Replaced 9ABA450075F1002 by RMU000000107. | JU01-Jouf Power Plant Warehouse | 2025-07-30 | 2025-07-16 | 0
4500587817-[10] | 908334005 : SECTIONALIZER:NETWORK,SMART SECTIONALIZE | LBS | ROH | RMU000000109 | BOLT SOCKET CAP HEAD M5x20 ¦ 9ABA450075F1004 ¦ Local | 100 | 100 | 0 | 6100K007 | 1-1-1-1 | inventory | 2025-10-28 | LV | Automated: Replaced 9ABA450075F1004 by RMU000000109. | JU01-Jouf Power Plant Warehouse | 2025-07-30 | 2025-07-16 | 0
4500587817-[10] | 908334005 : SECTIONALIZER:NETWORK,SMART SECTIONALIZE | LBS | ROH | RMU000000110 | BOLT SOCKET CAP HEAD M4x45 ¦ 9ABA450075F1005 ¦ Local | 20 | 20 | 0 | free_stock | R58-A-1-K11B_SEP | inventory | 2025-10-28 | LV | Automated: Replaced 9ABA450075F1005 by RMU000000110. | JU01-Jouf Power Plant Warehouse | 2025-07-30 | 2025-07-16 | 0
4500587817-[10] | 908334005 : SECTIONALIZER:NETWORK,SMART SECTIONALIZE | LBS | ROH | RMU000000112 | BOLT SOCKET CAP HEAD M5x16 ¦ 9ABA450075F1007 ¦ Local | 120 | 120 | 0 | 6100K007 | 1-1-1-1 | inventory | 2025-10-28 | LV | Automated: Replaced 9ABA450075F1007 by RMU000000112. | JU01-Jouf Power Plant Warehouse | 2025-07-30 | 2025-07-16 | 0
4500587817-[10] | 908334005 : SECTIONALIZER:NETWORK,SMART SECTIONALIZE | LBS | ROH | RMU000000113 | Lock Washer M5 ¦ 9ABA450075F1008 ¦ Local | 120 | 120 | 0 | 6100K007 | 1-1-1-1 | inventory | 2025-10-28 | LV | Automated: Replaced 9ABA450075F1008 by RMU000000113. | JU01-Jouf Power Plant Warehouse | 2025-07-30 | 2025-07-16 | 0
4500587817-[10] | 908334005 : SECTIONALIZER:NETWORK,SMART SECTIONALIZE | LBS | ROH | RMU000000114 | BOLT SOCKET CAP HEAD M3x20 ¦ 9ABA450075F1009 ¦ Local | 40 | 40 | 0 | 6100K007 | 1-1-1-1 | inventory | 2025-10-28 | LV | Automated: Replaced 9ABA450075F1009 by RMU000000114. | JU01-Jouf Power Plant Warehouse | 2025-07-30 | 2025-07-16 | 0
4500587817-[10] | 908334005 : SECTIONALIZER:NETWORK,SMART SECTIONALIZE | LBS | ROH | RMU000000115 | Lock Washer M3 ¦ 9ABA450075F1010 ¦ Local | 40 | 40 | 0 | 6100K007 | 1-1-1-1 | inventory | 2025-10-28 | LV | Automated: Replaced 9ABA450075F1010 by RMU000000115. | JU01-Jouf Power Plant Warehouse | 2025-07-30 | 2025-07-16 | 0
4500587817-[10] | 908334005 : SECTIONALIZER:NETWORK,SMART SECTIONALIZE | LBS | ROH | RMU000000116 | Polycarbonate for limit switch ¦ 9ABA450075F1011 ¦ Local | 10 | 10 | 0 | 6100K007 | 1-1-1-1 | inventory | 2025-10-28 | LV | Automated: Replaced 9ABA450075F1011 by RMU000000116. | JU01-Jouf Power Plant Warehouse | 2025-07-30 | 2025-07-16 | 0
4500587817-[10] | 908334005 : SECTIONALIZER:NETWORK,SMART SECTIONALIZE | LBS | ROH | RMU000000117 | BOLT SOCKET CAP HEAD M4x40 ¦ 9ABA450075F1012 ¦ Local | 20 | 20 | 0 | 6100K007 | 1-1-1-1 | inventory | 2025-10-28 | LV | Automated: Replaced 9ABA450075F1012 by RMU000000117. | JU01-Jouf Power Plant Warehouse | 2025-07-30 | 2025-07-16 | 0
4500587817-[10] | 908334005 : SECTIONALIZER:NETWORK,SMART SECTIONALIZE | LBS | ROH | RMU000000118 | Bush Inner Dia 7x25 ¦ 9ABA450075F1013 ¦ Local | 20 | 20 | 0 | free_stock | R58-A-1-K11B_SEP | inventory | 2025-10-28 | LV | Automated: Replaced 9ABA450075F1013 by RMU000000118. | JU01-Jouf Power Plant Warehouse | 2025-07-30 | 2025-07-16 | 0
4500587817-[10] | 908334005 : SECTIONALIZER:NETWORK,SMART SECTIONALIZE | LBS | ROH | AX3122 | CHINT_AUXILIARY CONTACT FOR MCB 1NO 1NC AC | 10 | 10 | 0 | free_stock | R62-G-1-K017_SEP | inventory | 2025-10-28 | LV |  | JU01-Jouf Power Plant Warehouse | 2025-07-30 | 2025-07-16 | 0
4500587817-[10] | 908334005 : SECTIONALIZER:NETWORK,SMART SECTIONALIZE | LBS | ROH | CSB25A9PS2E- B L/R | 2 POSITION, LATCHING, SELECTOR SWITCH, 90DEGREES, 2 CONTACTS EACH, PAD LOCKABLE IN EACH POS (LOCAL/REMOTE) CSB25A9PS2E- B L/R | 10 | 10 | 0 | 6100K007 | 1-1-1-1 | inventory | 2025-10-28 | LV |  | JU01-Jouf Power Plant Warehouse | 2025-07-30 | 2025-07-16 | 0
4500587817-[10] | 908334005 : SECTIONALIZER:NETWORK,SMART SECTIONALIZE | LBS | ROH | CSB25A9PS2E- B OH/S | 2 POSITION, LATCHING, SELECTOR SWITCH, 90DEGREES, 2 CONTACTS EACH, PAD LOCKABLE IN EACH POS (OH-LBS/SECTIONALIZER) CSB25A9PS2E- B OH/S | 10 | 10 | 0 | free_stock | 1-1-1-1 | inventory | 2025-10-28 | LV |  | JU01-Jouf Power Plant Warehouse | 2025-07-30 | 2025-07-16 | 0
4500587817-[10] | 908334005 : SECTIONALIZER:NETWORK,SMART SECTIONALIZE | LBS | ROH | DF205040971 | φ4*12 Waterproof blind rivets Stainless steel | 200 | 200 | 0 | 6100K013 | 1-1-1-1 | inventory | 2025-10-28 | LV |  | JU01-Jouf Power Plant Warehouse | 2025-07-30 | 2025-07-16 | 0
4500587817-[10] | 908334005 : SECTIONALIZER:NETWORK,SMART SECTIONALIZE | LBS | ROH | DF240510009 | Self-locking nuts M4 | 20 | 20 | 0 | 6100K013 | 1-1-1-1 | inventory | 2025-10-28 | LV |  | JU01-Jouf Power Plant Warehouse | 2025-07-30 | 2025-07-16 | 0
4500587817-[10] | 908334005 : SECTIONALIZER:NETWORK,SMART SECTIONALIZE | LBS | ROH | DF240612003 | KSS-CV-150BK CABLE TIES 150X3.6 BALCK | 250 | 250 | 0 | 6100K013 | 1-1-1-1 | inventory | 2025-10-28 | LV |  | JU01-Jouf Power Plant Warehouse | 2025-07-30 | 2025-07-16 | 0
4500587817-[10] | 908334005 : SECTIONALIZER:NETWORK,SMART SECTIONALIZE | LBS | ROH | DF240612004 | HT-EXS25 EXPANDABLE SLEEVE - 25MM 100MTR/ROL | 10 | 10 | 0 | 6100K013 | 1-1-1-1 | inventory | 2025-10-28 | LV |  | JU01-Jouf Power Plant Warehouse | 2025-07-30 | 2025-07-16 | 0
4500587817-[10] | 908334005 : SECTIONALIZER:NETWORK,SMART SECTIONALIZE | LBS | ROH | DF240612005 | HT-EXS32 EXPANDABLE SLEEVE - 32MM 100MTR/ROL | 10 | 10 | 0 | 6100K013 | 1-1-1-1 | inventory | 2025-10-28 | LV |  | JU01-Jouf Power Plant Warehouse | 2025-07-30 | 2025-07-16 | 0
4500587817-[10] | 908334005 : SECTIONALIZER:NETWORK,SMART SECTIONALIZE | LBS | ROH | DF240612006 | KSS-KS-8B 8MM SPIRAL 15-60 WRAPPING BAND 10MTR/BAG | 10 | 10 | 0 | 6100K013 | 1-1-1-1 | inventory | 2025-10-28 | LV |  | JU01-Jouf Power Plant Warehouse | 2025-07-30 | 2025-07-16 | 0
4500587817-[10] | 908334005 : SECTIONALIZER:NETWORK,SMART SECTIONALIZE | LBS | ROH | DF240612007 | KSS-KS-12B 12MM SPIRAL 20-65 WRAPPING BAND 10MTR/BAG | 10 | 10 | 0 | 6100KDP02 | R54-A-1-K013_SEP | inventory | 2025-10-28 | LV |  | JU01-Jouf Power Plant Warehouse | 2025-07-30 | 2025-07-16 | 0
4500587817-[10] | 908334005 : SECTIONALIZER:NETWORK,SMART SECTIONALIZE | LBS | ROH | DF241124003 | Spring washersφ6 Stainless steel | 40 | 40 | 0 | 6100K013 | R55-I-1-K013_SEP | inventory | 2025-10-28 | LV |  | JU01-Jouf Power Plant Warehouse | 2025-07-30 | 2025-07-16 | 0
4500587817-[10] | 908334005 : SECTIONALIZER:NETWORK,SMART SECTIONALIZE | LBS | ROH | DF241126013 | KSS-CV-200MBK BLACK NYLON CABLE TIES (200MMX2.5MM) | 250 | 250 | 0 | 6100K013 | PLT2-1-1-K013_SEP | inventory | 2025-10-28 | LV |  | JU01-Jouf Power Plant Warehouse | 2025-07-30 | 2025-07-16 | 0
4500587817-[10] | 908334005 : SECTIONALIZER:NETWORK,SMART SECTIONALIZE | LBS | ROH | DF241128001 | spring washerφ4 Stainless Steel | 40 | 40 | 0 | free_stock | R58-A-1-K017_SEP | inventory | 2025-10-28 | LV |  | JU01-Jouf Power Plant Warehouse | 2025-07-30 | 2025-07-16 | 0
4500587817-[10] | 908334005 : SECTIONALIZER:NETWORK,SMART SECTIONALIZE | LBS | ROH | DF241128002 | Hex nuts M4 | 40 | 40 | 0 | free_stock | R58-A-1-K11B_SEP | inventory | 2025-10-28 | LV |  | JU01-Jouf Power Plant Warehouse | 2025-07-30 | 2025-07-16 | 0
4500587817-[10] | 908334005 : SECTIONALIZER:NETWORK,SMART SECTIONALIZE | LBS | ROH | DMS 2121 2467-366 | SCREW SELF TAPPING TORX M6 X 12 | 200 | 200 | 0 | free_stock | 1-1-1-1 | inventory | 2025-10-28 | LV |  | JU01-Jouf Power Plant Warehouse | 2025-07-30 | 2025-07-16 | 0
4500587817-[10] | 908334005 : SECTIONALIZER:NETWORK,SMART SECTIONALIZE | LBS | ROH | DMS 2121 2519-295 | BOLT SOCKET HEAD M4X20 | 20 | 20 | 0 | free_stock | 1-1-1-1 | inventory | 2025-10-28 | LV |  | JU01-Jouf Power Plant Warehouse | 2025-07-30 | 2025-07-16 | 0
4500587817-[10] | 908334005 : SECTIONALIZER:NETWORK,SMART SECTIONALIZE | LBS | ROH | DMS 2121 2519-368 | BOLT SOCKET CAP HEAD M6X16 | 40 | 40 | 0 | 6100K012B | 1-1-1-1 | inventory | 2025-10-28 | LV |  | JU01-Jouf Power Plant Warehouse | 2025-07-30 | 2025-07-16 | 0
4500587817-[10] | 908334005 : SECTIONALIZER:NETWORK,SMART SECTIONALIZE | LBS | ROH | DMS 2126 2011-114 | NUT, HEX M5 | 240 | 240 | 0 | free_stock | R58-A-1-K11B_SEP | inventory | 2025-10-28 | LV |  | JU01-Jouf Power Plant Warehouse | 2025-07-30 | 2025-07-16 | 0
4500587817-[10] | 908334005 : SECTIONALIZER:NETWORK,SMART SECTIONALIZE | LBS | ROH | EC-DIODE-BY255 | Flash light BY255_EC-DIODE-BY255 / EC-DIODE-BY255 Urrm=1300V In=3A | 50 | 50 | 0 | free_stock | R14-L-1-K11B_SEP | inventory | 2025-10-28 | LV |  | JU01-Jouf Power Plant Warehouse | 2025-07-30 | 2025-07-16 | 0
4500587817-[10] | 908334005 : SECTIONALIZER:NETWORK,SMART SECTIONALIZE | LBS | ROH | HBCBABNCBD1BBBD21G | REC615 2.0- HBCBABNCBD1BBBD21G | 10 | 10 | 0 | free_stock | R66-S-1-K017_SEP | inventory | 2025-10-28 | LV |  | JU01-Jouf Power Plant Warehouse | 2025-07-30 | 2025-07-16 | 0
4500587817-[10] | 908334005 : SECTIONALIZER:NETWORK,SMART SECTIONALIZE | LBS | ROH | IN76350001-2 | APT_THERMOSTAT WITHOUT STEM,SETTING: 0-60 DEG.CENTIGRADE | 10 | 10 | 0 | 6100K006 | 1-1-1-1 | inventory | 2025-10-28 | LV |  | JU01-Jouf Power Plant Warehouse | 2025-07-30 | 2025-07-16 | 0
4500587817-[10] | 908334005 : SECTIONALIZER:NETWORK,SMART SECTIONALIZE | LBS | ROH | LSA-AD11J50CA | R&Y_AD11-J50CA/LXR23 RED ALARM LAMP 24VDC | 10 | 10 | 0 | free_stock | 1-1-1-1 | inventory | 2025-10-28 | LV |  | JU01-Jouf Power Plant Warehouse | 2025-07-30 | 2025-07-16 | 0
4500587817-[10] | 908334005 : SECTIONALIZER:NETWORK,SMART SECTIONALIZE | LBS | ROH | LXW18-11B | SHF_LXW18-11B / LIMIT SWITCH 1NO+1NC | 20 | 20 | 0 | 6100K007 | 1-1-1-1 | inventory | 2025-10-28 | LV |  | JU01-Jouf Power Plant Warehouse | 2025-07-30 | 2025-07-16 | 0
4500587817-[10] | 908334005 : SECTIONALIZER:NETWORK,SMART SECTIONALIZE | LBS | ROH | MMCM-C4/2 | CHINT_AC MINIATURE CIRCUIT BREAKER 2P 4A mMCM-C4/2 | 10 | 10 | 0 | free_stock | R55-R-1-K11B_SEP | inventory | 2025-10-28 | LV |  | JU01-Jouf Power Plant Warehouse | 2025-07-30 | 2025-07-16 | 0
4500587817-[10] | 908334005 : SECTIONALIZER:NETWORK,SMART SECTIONALIZE | LBS | ROH | MV-OHL-CPT-13.8KV-DP | Double Pole Control PT . Primary 13.8 kV : secondary 0.23kV, 200VA, Class 1. 500VAth .Frequency 60Hz . Out door type . Ambient 55 Degree C. Insulation level 17.5/50/110kV , Voltage factor :1.2Un Cont, As per IEC 61869-1&3. Class E .Primary terminal suitable for cable connection (clamp type) .Colour Grey for out door installation.Type test and routine test reports will be required .Laser printed name plate required.As per SEC Distribution standard Specification. | 10 | 10 | 0 | 6100K017 | 1-1-1-1 | inventory | 2025-10-28 | CPT |  | JU01-Jouf Power Plant Warehouse | 2025-07-30 | 2025-07-16 | 0
4500587817-[10] | 908334005 : SECTIONALIZER:NETWORK,SMART SECTIONALIZE | LBS | ROH | MV2000-1685-06-W | WHITE TUBE, INNER DIA 3.5MM (1.5 WIRE) | 200 | 200 | 0 | free_stock | 1-1-1-1 | inventory | 2025-10-28 | LV |  | JU01-Jouf Power Plant Warehouse | 2025-07-30 | 2025-07-16 | 0
4500587817-[10] | 908334005 : SECTIONALIZER:NETWORK,SMART SECTIONALIZE | LBS | ROH | SEP10650 | WHITE TUBE, INNER DIA. 4.0MM (2.5 WIRE) | 100 | 7.4 | 92.6 | free_stock | INC-1-1-K007_SEP | inventory | 2025-10-28 | LV | Automated: Replaced MV2000-1865-01-W by SEP10650. | JU01-Jouf Power Plant Warehouse | 2025-07-30 | 2025-07-16 | 0
4500587817-[10] | 908334005 : SECTIONALIZER:NETWORK,SMART SECTIONALIZE | LBS | ROH | NB1-10DC 1P | Miniature Circuit Breaker, MCB, 10A, 1P, C Type, DC | 20 | 20 | 0 | 6100K007 | 1-1-1-1 | inventory | 2025-10-28 | LV |  | JU01-Jouf Power Plant Warehouse | 2025-07-30 | 2025-07-16 | 0
4500587817-[10] | 908334005 : SECTIONALIZER:NETWORK,SMART SECTIONALIZE | LBS | ROH | NB1-6DC 1P | Miniature Circuit Breaker, MCB, 6A, 1P, C Type, DC | 10 | 10 | 0 | free_stock | R62-G-1-K11B_SEP | inventory | 2025-10-28 | LV |  | JU01-Jouf Power Plant Warehouse | 2025-07-30 | 2025-07-16 | 0
4500587817-[10] | 908334005 : SECTIONALIZER:NETWORK,SMART SECTIONALIZE | LBS | ROH | NXB24CK630AM4 | Smart Outdoor LBS or Sectionalizer, 13.8kV,3P,600A,60Hz,110kV Bil,PM,SF6,543MM MV-13.8kV /110KV BIL - SEC Item # SW Disc. (90830512),(90830511)LBS & Sectionalizer (908334005) NXB24CK630AM4/Manual-Lock/Gauge/3CT/terminal-Cap-G/SA-Bracket/Painting/Counter | 10 | 10 | 0 | 6100K017 | NEW.FLR-1-1-K017_SEP | inventory | 2025-10-28 | Gas Tank |  | JU01-Jouf Power Plant Warehouse | 2025-07-30 | 2025-07-16 | 0
4500587817-[10] | 908334005 : SECTIONALIZER:NETWORK,SMART SECTIONALIZE | LBS | ROH | OP-PLT-SEC-T3-230-2907919 | C&J_CJ-T2-AC 10-20kA T2 2P, Ur=230VAC,Uo=255VAC (SURGE PROTECTION UNIT) | 10 | 10 | 0 | 6100K012B | 1-1-1-1 | inventory | 2025-10-28 | LV |  | JU01-Jouf Power Plant Warehouse | 2025-07-30 | 2025-07-16 | 0
4500587817-[10] | 908334005 : SECTIONALIZER:NETWORK,SMART SECTIONALIZE | LBS | ROH | PL.AC30 | WZAZURE_PL.AC30 / THREE PIN SOCKET DIN RAIL MOUNTED | 10 | 10 | 0 | 6100K006 | 1-1-1-1 | inventory | 2025-10-28 | LV |  | JU01-Jouf Power Plant Warehouse | 2025-07-30 | 2025-07-16 | 0
4500587817-[10] | 908334005 : SECTIONALIZER:NETWORK,SMART SECTIONALIZE | LBS | ROH | PXC-0311171 | FB 10- RTK/S - Screw bridge, pitch: 8.2 mm, number of positions: 10, color: silver | 50 | 50 | 0 | free_stock | 1-1-1-1 | inventory | 2025-10-28 | LV |  | JU01-Jouf Power Plant Warehouse | 2025-07-30 | 2025-07-16 | 0
4500587817-[10] | 908334005 : SECTIONALIZER:NETWORK,SMART SECTIONALIZE | LBS | ROH | PXC-3000834 | SCBI 10-6 W - Screw bridge, with spring washer and insulating collar, pitch: 6.2 mm, number of positions: 10, color: silver | 90 | 90 | 0 | free_stock | 1-1-1-1 | inventory | 2025-10-28 | LV |  | JU01-Jouf Power Plant Warehouse | 2025-07-30 | 2025-07-16 | 0
4500587817-[10] | 908334005 : SECTIONALIZER:NETWORK,SMART SECTIONALIZE | LBS | ROH | PXC-3022218 | CLIPFIX 35 - End bracket, Quick mounting end clamp for NS 35/7,5 DIN rail or NS 35/15 DIN rail, with marking option, width: 9.5 mm, color: gray | 50 | 50 | 0 | free_stock | 1-1-1-1 | inventory | 2025-10-28 | LV |  | JU01-Jouf Power Plant Warehouse | 2025-07-30 | 2025-07-16 | 0
4500587817-[10] | 908334005 : SECTIONALIZER:NETWORK,SMART SECTIONALIZE | LBS | ROH | PXC-3059809 | D-TB 4/10 - Cover, depth: 35.9 mm, width: 1.8 mm, height: 42.5 mm, color: dark gray | 100 | 100 | 0 | 6100K012B | 1-1-1-1 | inventory | 2025-10-28 | LV |  | JU01-Jouf Power Plant Warehouse | 2025-07-30 | 2025-07-16 | 0
4500587817-[10] | 908334005 : SECTIONALIZER:NETWORK,SMART SECTIONALIZE | LBS | ROH | PXC-3246966 | E/TB - End bracket, for assembly on NS 32 or NS 35/7.5 DIN rail | 90 | 90 | 0 | 6100K006 | 1-1-1-1 | inventory | 2025-10-28 | LV |  | JU01-Jouf Power Plant Warehouse | 2025-07-30 | 2025-07-16 | 0
4500587817-[10] | 908334005 : SECTIONALIZER:NETWORK,SMART SECTIONALIZE | LBS | ROH | PXC.3246023 | PHOENIX CONTACT_TB 4 EI / SCREW TERMINAL, 2PTS, 4 SQMM GREY | 600 | 600 | 0 | 6100K012B | 1-1-1-1 | inventory | 2025-10-28 | LV |  | JU01-Jouf Power Plant Warehouse | 2025-07-30 | 2025-07-16 | 0
4500587817-[10] | 908334005 : SECTIONALIZER:NETWORK,SMART SECTIONALIZE | LBS | ROH | PXC.5775287 | PHOENIX CONTACT_TB6-RTK-02 / DISCONNECT TERMINAL BLOCK 6 SQMM | 240 | 240 | 0 | 6100K007 | 1-1-1-1 | inventory | 2025-10-28 | LV |  | JU01-Jouf Power Plant Warehouse | 2025-07-30 | 2025-07-16 | 0
4500587817-[10] | 908334005 : SECTIONALIZER:NETWORK,SMART SECTIONALIZE | LBS | ROH | RH050 | VISHAY_HEATER RH050, 50W 4.7KOHM, 120-240V AC/DC | 10 | 10 | 0 | free_stock | R16-B-1-K11B_SEP | inventory | 2025-10-28 | LV |  | JU01-Jouf Power Plant Warehouse | 2025-07-30 | 2025-07-16 | 0
4500587817-[10] | 908334005 : SECTIONALIZER:NETWORK,SMART SECTIONALIZE | LBS | ROH | RMU000000108 | Plain Washer M5 ¦ 9ABA450075F1003 ¦ Local | 270 | 270 | 0 | free_stock | R58-A-1-K11B_SEP | inventory | 2025-10-28 | LV |  | JU01-Jouf Power Plant Warehouse | 2025-07-30 | 2025-07-16 | 0
4500587817-[10] | 908334005 : SECTIONALIZER:NETWORK,SMART SECTIONALIZE | LBS | ROH | RMU000000113 | Lock Washer M5 ¦ 9ABA450075F1008 ¦ Local | 30 | 30 | 0 | free_stock | INC-1-1-K12B_SEP | inventory | 2025-10-28 | LV |  | JU01-Jouf Power Plant Warehouse | 2025-07-30 | 2025-07-16 | 0
4500587817-[10] | 908334005 : SECTIONALIZER:NETWORK,SMART SECTIONALIZE | LBS | ROH | RMU000000298 | CHINT_AUXILIARY CONTACT FOR MCB 1NO 1NC DC (XF9) | 10 | 10 | 0 | free_stock | INC-1-1-K11B_SEP | inventory | 2025-10-28 | LV |  | JU01-Jouf Power Plant Warehouse | 2025-07-30 | 2025-07-16 | 0
4500587817-[10] | 908334005 : SECTIONALIZER:NETWORK,SMART SECTIONALIZE | LBS | ROH | SEP10052 | ‭DISCONNECTING TB FOR CT, OTTA 6-T, BOLT W/O SPRING/0790462/OTTA 6-T P/P‬ | 60 | 60 | 0 | free_stock | R67-O-1-K017_SEP | inventory | 2025-10-28 | LV |  | JU01-Jouf Power Plant Warehouse | 2025-07-30 | 2025-07-16 | 0
4500587817-[10] | 908334005 : SECTIONALIZER:NETWORK,SMART SECTIONALIZE | LBS | ROH | SEP10120 | ‭TIE MOUNT FOR SPARE TIE/HC-102/HC-102‬ | 100 | 100 | 0 | free_stock | R58-R-1-K007_SEP | inventory | 2025-10-28 | LV |  | JU01-Jouf Power Plant Warehouse | 2025-07-30 | 2025-07-16 | 0
4500587817-[10] | 908334005 : SECTIONALIZER:NETWORK,SMART SECTIONALIZE | LBS | ROH | SEP10128 | ‭DIN RAIL SLOTTED/35X15X1.5X2 - HOLE/DIN RAIL‬ | 5 | 5 | 0 | free_stock | R63-H-1-K11B_SEP | inventory | 2025-10-28 | LV |  | JU01-Jouf Power Plant Warehouse | 2025-07-30 | 2025-07-16 | 0
4500587817-[10] | 908334005 : SECTIONALIZER:NETWORK,SMART SECTIONALIZE | LBS | ROH | SEP10160 | TRAFFOLYTE, BLACK/WHITE/WHITE - BLACK/TRAFFOLYTE | 5 | 5 | 0 | 6100K013 | R14-A-1-MVBM_SEP | consumption | 2025-10-19 | LV |  | JU01-Jouf Power Plant Warehouse | 2025-07-30 | 2025-07-16 | 0 | [5 empty] | Project Transfer | 8181111
4500587817-[10] | 908334005 : SECTIONALIZER:NETWORK,SMART SECTIONALIZE | LBS | ROH | SEP10481 | End Cover, D-URTK ¦ 310020 ¦ PHOENIX | 10 | 10 | 0 | free_stock | R59-G-1-MVBM_SEP | inventory | 2025-10-28 | LV |  | JU01-Jouf Power Plant Warehouse | 2025-07-30 | 2025-07-16 | 0
4500587817-[10] | 908334005 : SECTIONALIZER:NETWORK,SMART SECTIONALIZE | LBS | ROH | SEP10555 | TB NUMBERING MARKER (BLANK), UCT-TM 6 / 0828736 | 100 | 100 | 0 | free_stock | R15-B-1-K006_SEP | inventory | 2025-10-28 | LV |  | JU01-Jouf Power Plant Warehouse | 2025-07-30 | 2025-07-16 | 0
4500587817-[10] | 908334005 : SECTIONALIZER:NETWORK,SMART SECTIONALIZE | LBS | ROH | SEP10556 | TB NUMBERING MARKER (BLANK), UCT-TM 8 / 0828740 | 60 | 60 | 0 | free_stock | R57-A-1-K017_SEP | inventory | 2025-10-28 | LV |  | JU01-Jouf Power Plant Warehouse | 2025-07-30 | 2025-07-16 | 0
4500587817-[10] | 908334005 : SECTIONALIZER:NETWORK,SMART SECTIONALIZE | LBS | ROH | SEP10962 | TB, Terminal block, plastic, for 2.5mm wires, 12 connections per set | 1.6667 | 1.5 | 0.16667 | 6100K012B | IFLR-1-1-K006_SEP | consumption | 2025-10-13 | LV |  | JU01-Jouf Power Plant Warehouse | 2025-07-30 | 2025-07-16 | 0 | [5 empty] | Work in Process Pick | 8077369
4500587817-[10] | 908334005 : SECTIONALIZER:NETWORK,SMART SECTIONALIZE | LBS | ROH | SEP10962 | TB, Terminal block, plastic, for 2.5mm wires, 12 connections per set | 0.16667 | 0.16667 | 0 | 6100K012B | IFLR-1-1-K006_SEP | consumption | 2025-10-14 | LV |  | JU01-Jouf Power Plant Warehouse | 2025-07-30 | 2025-07-16 | 0 | [5 empty] | Work in Process Pick | 8096087
4500587817-[10] | 908334005 : SECTIONALIZER:NETWORK,SMART SECTIONALIZE | LBS | ROH | SEP11143 | Cable, Control, 1 CORE CU/PVC, 2.5 Sq.mm, Red, 105°, 600/1000V , 1 x 91.4 m | 3 | 3 | 0 | free_stock | R56-A-1-KDP1_SEP | inventory | 2025-10-28 | LV |  | JU01-Jouf Power Plant Warehouse | 2025-07-30 | 2025-07-16 | 0
4500587817-[10] | 908334005 : SECTIONALIZER:NETWORK,SMART SECTIONALIZE | LBS | ROH | SEP11146 | Cable, Control, 1 CORE CU/PVC, 2.5 Sq.mm, Black, 105°, 600/1000V , 1 x 91.4 m | 10 | 10 | 0 | free_stock | 1-1-1-1 | inventory | 2025-10-28 | LV |  | JU01-Jouf Power Plant Warehouse | 2025-07-30 | 2025-07-16 | 0
4500587817-[10] | 908334005 : SECTIONALIZER:NETWORK,SMART SECTIONALIZE | LBS | ROH | SEP11151 | Cable, Control, 1 CORE CU/PVC, 2.5 Sq.mm Yellow/Green, 105°, 600/1000V , 1 x 91.4 m | 3 | 3 | 0 | 6100KDP02 | NEW.FLR-1-1-MVBM_SEP | inventory | 2025-10-28 | LV |  | JU01-Jouf Power Plant Warehouse | 2025-07-30 | 2025-07-16 | 0
4500587817-[10] | 908334005 : SECTIONALIZER:NETWORK,SMART SECTIONALIZE | LBS | ROH | SFB220A24H300 | BEB OR DFE_SFB220A24H300/24VDC / BATTERY CHARGER INPUT 220VAC,OUTPUT 24VDC | 10 | 10 | 0 | free_stock | R18-C-1-K017_SEP | inventory | 2025-10-28 | LV |  | JU01-Jouf Power Plant Warehouse | 2025-07-30 | 2025-07-16 | 0
4500587817-[10] | 908334005 : SECTIONALIZER:NETWORK,SMART SECTIONALIZE | LBS | ROH | VBC6-30-01-01 | ABB_VBC6-30-01-01 MINI REVERSING CONTACTOR | 10 | 10 | 0 | free_stock | 1-1-1-1 | inventory | 2025-10-28 | LV |  | JU01-Jouf Power Plant Warehouse | 2025-07-30 | 2025-07-16 | 0
4500587817-[10] | 908334005 : SECTIONALIZER:NETWORK,SMART SECTIONALIZE | LBS | ROH | RMU000000119 | BOLT SOCKET CAP HEAD M3x12 ¦ 9ABA450075F1014 ¦ Local | 120 | 120 | 0 | 6100K006 | 1-1-1-1 | inventory | 2025-10-28 | LV | Automated: Replaced 9ABA450075F1014 by RMU000000119. | JU01-Jouf Power Plant Warehouse | 2025-07-30 | 2025-07-16 | 0
4500587817-[10] | 908334005 : SECTIONALIZER:NETWORK,SMART SECTIONALIZE | LBS | ROH | RMU000000120 | SEC Logo (Alminum 136x76) ¦ 9ABA450075F1015 ¦ Local | 10 | 10 | 0 | free_stock | 1-1-1-1 | inventory | 2025-10-28 | LV | Automated: Replaced 9ABA450075F1015 by RMU000000120. | JU01-Jouf Power Plant Warehouse | 2025-07-30 | 2025-07-16 | 0
4500587817-[10] | 908334005 : SECTIONALIZER:NETWORK,SMART SECTIONALIZE | LBS | ROH | RMU000000121 | Danger Sign (Alminum 136x76) ¦ 9ABA450075F1016 ¦ Local | 10 | 10 | 0 | free_stock | INC-1-1-K017_SEP | inventory | 2025-10-28 | LV | Automated: Replaced 9ABA450075F1016 by RMU000000121. | JU01-Jouf Power Plant Warehouse | 2025-07-30 | 2025-07-16 | 0
4500587817-[10] | 908334005 : SECTIONALIZER:NETWORK,SMART SECTIONALIZE | LBS | ROH | RMU000000123 | LBS/Sectionalizer SEP Branding Label ¦ 9ABA450075F1018 ¦ Local | 10 | 10 | 0 | free_stock | INC-1-1-K017_SEP | inventory | 2025-10-28 | LV | Automated: Replaced 9ABA450075F1018 by RMU000000123. | JU01-Jouf Power Plant Warehouse | 2025-07-30 | 2025-07-16 | 0
4500587817-[10] | 908334005 : SECTIONALIZER:NETWORK,SMART SECTIONALIZE | LBS | ROH | DF240907005 | Flat Washers φ3 Stainless Steel | 160 | 160 | 0 | 6100K007 | 1-1-1-1 | inventory | 2025-10-28 | LV |  | JU01-Jouf Power Plant Warehouse | 2025-07-30 | 2025-07-16 | 0
4500587817-[10] | 908334005 : SECTIONALIZER:NETWORK,SMART SECTIONALIZE | LBS | ROH | DMS 2126 2011-111 | NUT, HEX M3 | 160 | 160 | 0 | 6100K007 | 1-1-1-1 | inventory | 2025-10-28 | LV |  | JU01-Jouf Power Plant Warehouse | 2025-07-30 | 2025-07-16 | 0
4500587817-[10] | 908334005 : SECTIONALIZER:NETWORK,SMART SECTIONALIZE | LBS | ROH | MV-CPT -CABL-ASSY | Cable Assembly - Outdoor flexible cable Black PVC 450/750 V, 95 °C heat & flame retardent, stranded annealed copper conductor, 4Cx 2.5 mm² of length 12 meter with connector type HQ-005-M (male connector) with H3A-MTG-M20 (hood) and DLX-M20 (gland) with H3A-KDBP (cover) terminated on one end (opposite end do not require processing), with steel cable tags on both cable ends, cable tag text "CPT cable" and loose supply of 1 base type H3A-MAG (base) with HQ-005-F (female connector) and H3A-KDTP (cover) - Used for OVR/LBS/Sectionalizer CPT connection | 10 | 10 | 0 | 6100K012B | 1-1-1-1 | inventory | 2025-10-28 | Cable |  | JU01-Jouf Power Plant Warehouse | 2025-07-30 | 2025-07-16 | 0
4500587817-[10] | 908334005 : SECTIONALIZER:NETWORK,SMART SECTIONALIZE | LBS | ROH | MV-CT -C-CABL-ASSY-LBS | Cable Assembly - Outdoor flexible cable Black PVC 450/750 V, 95 °C heat & flame retardent, stranded annealed copper conductor, 10Cx 1.0 mm² of length 12 meter with connector type HQ-012-M (male connector) with H3A-MTG-M20 (hood) and DLX-M20 (gland) with H3A-KDBP (cover) terminated on one end (opposite end do not require processing), with steel cable tags on both cable ends, cable tag text "CT cable" and loose supply of 1 base type H3A-MAG (base) with HQ-012-F (female connector) and H3A-KDTP (cover) -Used for LBS/Sectionalizer CT connection | 10 | 10 | 0 | 6100K011B | 1-1-1-1 | inventory | 2025-10-28 | Cable |  | JU01-Jouf Power Plant Warehouse | 2025-07-30 | 2025-07-16 | 0
4500587817-[10] | 908334005 : SECTIONALIZER:NETWORK,SMART SECTIONALIZE | LBS | ROH | MV-CVD-CABL-ASSY-LBS | Cable Assembly - Outdoor flexible cable Black PVC 450/750 V, 95 °C heat & flame retardent, stranded annealed copper conductor, 10C x 2 x 0.22 mm² of length 12 meter with connector type YD41-16TK-D20 terminated on one end (opposite end do not require processing), with steel cable tags on both cable ends, cable tag text "CVD cable" and loose supply of 1 base type YD41-16ZJ - Used for LBS/Sectionalizer CVD connection | 10 | 10 | 0 | 6100K011B | 1-1-1-1 | inventory | 2025-10-28 | Cable |  | JU01-Jouf Power Plant Warehouse | 2025-07-30 | 2025-07-16 | 0
4500587817-[10] | 908334005 : SECTIONALIZER:NETWORK,SMART SECTIONALIZE | LBS | ROH | MV-MOT-C-CABL-ASSY-LBS | Cable Assembly | 10 | 10 | 0 | 6100K011B | 1-1-1-1 | inventory | 2025-10-28 | Cable | Automated: Replaced MV-MOT -C-CABL-ASSY-LBS by MV-MOT-C-CABL-ASSY-LBS. | JU01-Jouf Power Plant Warehouse | 2025-07-30 | 2025-07-16 | 0
4500592686-[20] | 908321104 : SWGR,SMRT RMU OD,2LBS+2CB,13.8KV,400A | RMU | HALB | 5DF.0818.1045 | 2L2T Complete SRMU without Outer Enclosure | 13 | 13 | 0 | 6100K015 | 1-1-1-1 | inventory | 2025-10-28 | SEP |  | KH01-Kharj Warehouse150 | 2025-08-17 | 2025-08-03 | 0
4500592686-[20] | 908321104 : SWGR,SMRT RMU OD,2LBS+2CB,13.8KV,400A | RMU | ROH | DF209001751 | Buckle A104 Stainless Steel Single hole φ12 | 26 | 26 | 0 | 6100K013 | 1-1-1-1 | inventory | 2025-10-28 | Outer Enclosure |  | KH01-Kharj Warehouse150 | 2025-08-17 | 2025-08-03 | 0
4500592686-[20] | 908321104 : SWGR,SMRT RMU OD,2LBS+2CB,13.8KV,400A | RMU | ROH | DF240907004 | Cross recessed pan head screws M3*12 | 52 | 52 | 0 | 6100K013 | 1-1-1-1 | inventory | 2025-10-28 | Outer Enclosure |  | KH01-Kharj Warehouse150 | 2025-08-17 | 2025-08-03 | 0
4500592686-[20] | 908321104 : SWGR,SMRT RMU OD,2LBS+2CB,13.8KV,400A | RMU | ROH | DF240103074 | M4*12 Cross recessed pan head triangular tooth self-tapping self-drilling screw galvanized | 13 | 13 | 0 | 6100K013 | R55-Q-1-K013_SEP | inventory | 2025-10-28 | Outer Enclosure |  | KH01-Kharj Warehouse150 | 2025-08-17 | 2025-08-03 | 0
4500592686-[20] | 908321104 : SWGR,SMRT RMU OD,2LBS+2CB,13.8KV,400A | RMU | ROH | DF240603047 | M5 * 12 cross groove pan head triangular self tapping screw | 52 | 52 | 0 | 6100K013 | 1-1-1-1 | inventory | 2025-10-28 | Outer Enclosure |  | KH01-Kharj Warehouse150 | 2025-08-17 | 2025-08-03 | 0
4500592686-[20] | 908321104 : SWGR,SMRT RMU OD,2LBS+2CB,13.8KV,400A | RMU | ROH | DF240324001 | DF1725IED FRTU FOR Smart RMU（2L1T 3Way） with 32DI+8CO+9ECT+3EVT | 13 | 13 | 0 | 6100K013 | 1-1-1-1 | inventory | 2025-10-28 | RTU |  | KH01-Kharj Warehouse150 | 2025-08-17 | 2025-08-03 | 0
4500592686-[20] | 908321104 : SWGR,SMRT RMU OD,2LBS+2CB,13.8KV,400A | RMU | ROH | DF209001750 | Dixation Hook Q235A | 13 | 13 | 0 | 6100K013 | R54-A-1-K013_SEP | inventory | 2025-10-28 | Outer Enclosure |  | KH01-Kharj Warehouse150 | 2025-08-17 | 2025-08-03 | 0
4500592686-[20] | 908321104 : SWGR,SMRT RMU OD,2LBS+2CB,13.8KV,400A | RMU | ROH | DF205041101 | Door Bolt 5 Inches Stainless steel | 26 | 26 | 0 | 6100K013 | 1-1-1-1 | inventory | 2025-10-28 | Outer Enclosure |  | KH01-Kharj Warehouse150 | 2025-08-17 | 2025-08-03 | 0
4500592686-[20] | 908321104 : SWGR,SMRT RMU OD,2LBS+2CB,13.8KV,400A | RMU | ROH | DF240510006 | External hexagonal flange triangular thread self-tapping locking screws M6*12 | 468 | 468 | 0 | 6100K013 | 1-1-1-1 | inventory | 2025-10-28 | Outer Enclosure |  | KH01-Kharj Warehouse150 | 2025-08-17 | 2025-08-03 | 0
4500592686-[20] | 908321104 : SWGR,SMRT RMU OD,2LBS+2CB,13.8KV,400A | RMU | ROH | 8DF-128-0009 | Fixed clamp | 13 | 13 | 0 | 6100K013 | WH2-1-1-K013_SEP | inventory | 2025-10-28 | Outer Enclosure |  | KH01-Kharj Warehouse150 | 2025-08-17 | 2025-08-03 | 0
4500592686-[20] | 908321104 : SWGR,SMRT RMU OD,2LBS+2CB,13.8KV,400A | RMU | ROH | 211001962 | φ6 Flap pad Stainless steel | 468 | 468 | 0 | 6100K013 | R55-Q-1-K013_SEP | inventory | 2025-10-28 | Outer Enclosure |  | KH01-Kharj Warehouse150 | 2025-08-17 | 2025-08-03 | 0
4500592686-[20] | 908321104 : SWGR,SMRT RMU OD,2LBS+2CB,13.8KV,400A | RMU | ROH | DF240907005 | Flat Washers φ3 | 52 | 52 | 0 | free_stock | R58-A-1-K12B_SEP | inventory | 2025-10-28 | Outer Enclosure |  | KH01-Kharj Warehouse150 | 2025-08-17 | 2025-08-03 | 0
4500592686-[20] | 908321104 : SWGR,SMRT RMU OD,2LBS+2CB,13.8KV,400A | RMU | ROH | 205004178 | ø10 Flat pad Stainless steel | 13 | 13 | 0 | free_stock | R58-B--RMU/\-BULK_SEP | inventory | 2025-10-28 | Outer Enclosure |  | KH01-Kharj Warehouse150 | 2025-08-17 | 2025-08-03 | 0
4500592686-[20] | 908321104 : SWGR,SMRT RMU OD,2LBS+2CB,13.8KV,400A | RMU | ROH | DF250310001 | Hinge CL209-1 Stainless Steel | 65 | 65 | 0 | 6100K013 | 1-1-1-1 | inventory | 2025-10-28 | Outer Enclosure |  | KH01-Kharj Warehouse150 | 2025-08-17 | 2025-08-03 | 0
4500592686-[20] | 908321104 : SWGR,SMRT RMU OD,2LBS+2CB,13.8KV,400A | RMU | ROH | DF250319001 | Hydraulic Rod 1500N;L=450 | 26 | 26 | 0 | 6100K013 | 1-1-1-1 | consumption | 2025-09-24 | Outer Enclosure |  | KH01-Kharj Warehouse150 | 2025-08-17 | 2025-08-03 | 0 | [5 empty] | Work in Process Material Issue | 7562542
4500592686-[20] | 908321104 : SWGR,SMRT RMU OD,2LBS+2CB,13.8KV,400A | RMU | ROH | DF240603013 | Large flat washer φ8-24 | 26 | 26 | 0 | 6100K013 | R54-Q-1-K013_SEP | inventory | 2025-10-28 | Outer Enclosure |  | KH01-Kharj Warehouse150 | 2025-08-17 | 2025-08-03 | 0
4500592686-[20] | 908321104 : SWGR,SMRT RMU OD,2LBS+2CB,13.8KV,400A | RMU | ROH | 8DF.0818.1139 | Lifting Lugs (05mm Stainless Steel-304) | 26 | 26 | 0 | 6100K013 | NEW.FLR-1-1-K013_SEP | inventory | 2025-10-28 | Outer Enclosure |  | KH01-Kharj Warehouse150 | 2025-08-17 | 2025-08-03 | 0
4500592686-[20] | 908321104 : SWGR,SMRT RMU OD,2LBS+2CB,13.8KV,400A | RMU | ROH | DF205039106 | M10 Hex nuts Stainless steel | 104 | 104 | 0 | free_stock | R34-I-1-MBM_SEP | inventory | 2025-10-28 | Outer Enclosure |  | KH01-Kharj Warehouse150 | 2025-08-17 | 2025-08-03 | 0
4500592686-[20] | 908321104 : SWGR,SMRT RMU OD,2LBS+2CB,13.8KV,400A | RMU | ROH | 211003152 | M10*30 Hex bolts Stainless steel | 104 | 104 | 0 | free_stock | R52-A-1-MVBM_SEP | inventory | 2025-10-28 | Outer Enclosure |  | KH01-Kharj Warehouse150 | 2025-08-17 | 2025-08-03 | 0
4500592686-[20] | 908321104 : SWGR,SMRT RMU OD,2LBS+2CB,13.8KV,400A | RMU | ROH | DF240110367 | M12*110 Expansion bolt hot dip galvanized | 104 | 104 | 0 | 6100K013 | R54-P-1-K013_SEP | inventory | 2025-10-28 | Outer Enclosure |  | KH01-Kharj Warehouse150 | 2025-08-17 | 2025-08-03 | 0
4500592686-[20] | 908321104 : SWGR,SMRT RMU OD,2LBS+2CB,13.8KV,400A | RMU | ROH | DF240110385 | M24 Gran head nylon | 39 | 39 | 0 | 6100K013 | 1-1-1-1 | inventory | 2025-10-28 | Outer Enclosure |  | KH01-Kharj Warehouse150 | 2025-08-17 | 2025-08-03 | 0
4500592686-[20] | 908321104 : SWGR,SMRT RMU OD,2LBS+2CB,13.8KV,400A | RMU | ROH | 205040650 | M4 Hex Self-locking nuts Stainless steel | 234 | 234 | 0 | free_stock | R52-A-1-MVBM_SEP | inventory | 2025-10-28 | Outer Enclosure |  | KH01-Kharj Warehouse150 | 2025-08-17 | 2025-08-03 | 0
4500592686-[20] | 908321104 : SWGR,SMRT RMU OD,2LBS+2CB,13.8KV,400A | RMU | ROH | 205040951 | M4*16 Phillips countersunk head screw Stainless steel | 156 | 156 | 0 | 6100K013 | 1-1-1-1 | inventory | 2025-10-28 | Outer Enclosure |  | KH01-Kharj Warehouse150 | 2025-08-17 | 2025-08-03 | 0
4500592686-[20] | 908321104 : SWGR,SMRT RMU OD,2LBS+2CB,13.8KV,400A | RMU | ROH | 211002077 | M6 Hex nuts Stainless steel | 52 | 52 | 0 | 6100K013 | 1-1-1-1 | consumption | 2025-11-09 | Outer Enclosure |  | KH01-Kharj Warehouse150 | 2025-08-17 | 2025-08-03 | 0 | [5 empty] | Work in Process Material Issue | 7226788
4500592686-[20] | 908321104 : SWGR,SMRT RMU OD,2LBS+2CB,13.8KV,400A | RMU | ROH | DF211002080 | M6*15 Blind rivet nut Stainless steel (GB/T17880.3) | 1183 | 1183 | 0 | 6100K013 | 1-1-1-1 | inventory | 2025-10-28 | Outer Enclosure |  | KH01-Kharj Warehouse150 | 2025-08-17 | 2025-08-03 | 0
4500592686-[20] | 908321104 : SWGR,SMRT RMU OD,2LBS+2CB,13.8KV,400A | RMU | ROH | 205039200 | M6*20 Hex bolts Stainless steel | 1183 | 1183 | 0 | 6100K013 | R55-Q-1-K013_SEP | inventory | 2025-10-28 | Outer Enclosure |  | KH01-Kharj Warehouse150 | 2025-08-17 | 2025-08-03 | 0
4500592686-[20] | 908321104 : SWGR,SMRT RMU OD,2LBS+2CB,13.8KV,400A | RMU | ROH | DF205040952 | M6*20 Phillips countersunk head screw Stainless steel | 52 | 52 | 0 | 6100K013 | 1-1-1-1 | inventory | 2025-10-28 | Outer Enclosure |  | KH01-Kharj Warehouse150 | 2025-08-17 | 2025-08-03 | 0
4500592686-[20] | 908321104 : SWGR,SMRT RMU OD,2LBS+2CB,13.8KV,400A | RMU | ROH | 211002074 | Hex nutsM8 | 26 | 26 | 0 | 6100K013 | R55-Q-1-K013_SEP | inventory | 2025-10-28 | Outer Enclosure |  | KH01-Kharj Warehouse150 | 2025-08-17 | 2025-08-03 | 0
4500592686-[20] | 908321104 : SWGR,SMRT RMU OD,2LBS+2CB,13.8KV,400A | RMU | ROH | DF240510049 | Power module (DFE500A-AC220D24-ST-X) | 13 | 13 | 0 | 6100K013 | 1-1-1-1 | inventory | 2025-10-28 | Charger |  | KH01-Kharj Warehouse150 | 2025-08-17 | 2025-08-03 | 0
4500592686-[20] | 908321104 : SWGR,SMRT RMU OD,2LBS+2CB,13.8KV,400A | RMU | ROH | RMU0000000005 | RMU EFI, Make: KRIES, Ord: 2510201_H007 IKI-10-light-W with LED and Flag | 13 | 13 | 0 | 6100K013 | 1-1-1-1 | inventory | 2025-10-28 | EFI |  | KH01-Kharj Warehouse150 | 2025-08-17 | 2025-08-03 | 0
4500592686-[20] | 908321104 : SWGR,SMRT RMU OD,2LBS+2CB,13.8KV,400A | RMU | ROH | RMU0000000004 | RMU Over Current Relay, Make: FANOX, Ord: SIA B 1 1 0 F C 2 3 2 A C | 26 | 26 | 0 | 6100K013 | INC-1-1-K013_SEP | inventory | 2025-10-28 | Fanox Relay |  | KH01-Kharj Warehouse150 | 2025-08-17 | 2025-08-03 | 0
4500592686-[20] | 908321104 : SWGR,SMRT RMU OD,2LBS+2CB,13.8KV,400A | RMU | ROH | DF205041498 | Rectangular Sealing Strip D-07 T-79 EPDM | 67.6 | 67.6 | 0 | 6100K013 | 1-1-1-1 | inventory | 2025-10-28 | Outer Enclosure |  | KH01-Kharj Warehouse150 | 2025-08-17 | 2025-08-03 | 0
4500592686-[20] | 908321104 : SWGR,SMRT RMU OD,2LBS+2CB,13.8KV,400A | RMU | ROH | DF205041559 | SEC Logo Board Print + Outdoor Protection | 26 | 26 | 0 | 6100K013 | 1-1-1-1 | inventory | 2025-10-28 | Outer Enclosure |  | KH01-Kharj Warehouse150 | 2025-08-17 | 2025-08-03 | 0
4500592686-[20] | 908321104 : SWGR,SMRT RMU OD,2LBS+2CB,13.8KV,400A | RMU | ROH | DF240907006 | Self-locking nut M3 | 52 | 52 | 0 | 6100K013 | R55-Q-1-K013_SEP | inventory | 2025-10-28 | Outer Enclosure |  | KH01-Kharj Warehouse150 | 2025-08-17 | 2025-08-03 | 0
4500592686-[20] | 908321104 : SWGR,SMRT RMU OD,2LBS+2CB,13.8KV,400A | RMU | ROH | DF240510011 | Self-locking nutsM6 | 260 | 260 | 0 | 6100K013 | R55-Q-1-K013_SEP | inventory | 2025-10-28 | Outer Enclosure |  | KH01-Kharj Warehouse150 | 2025-08-17 | 2025-08-03 | 0
4500592686-[20] | 908321104 : SWGR,SMRT RMU OD,2LBS+2CB,13.8KV,400A | RMU | ROH | DF240424027 | Self-locking nutsM8 | 52 | 52 | 0 | 6100K013 | R54-Q-1-K013_SEP | inventory | 2025-10-28 | Outer Enclosure |  | KH01-Kharj Warehouse150 | 2025-08-17 | 2025-08-03 | 0
4500592686-[20] | 908321104 : SWGR,SMRT RMU OD,2LBS+2CB,13.8KV,400A | RMU | ROH | 205046789 | φ6 Spring washer Stainleess steel | 1235 | 1235 | 0 | 6100K013 | 1-1-1-1 | inventory | 2025-10-28 | Outer Enclosure |  | KH01-Kharj Warehouse150 | 2025-08-17 | 2025-08-03 | 0
4500592686-[20] | 908321104 : SWGR,SMRT RMU OD,2LBS+2CB,13.8KV,400A | RMU | ROH | DF205041558 | Warning Sign (Print + Outdoor Protection) | 26 | 26 | 0 | 6100K013 | 1-1-1-1 | inventory | 2025-10-28 | Outer Enclosure |  | KH01-Kharj Warehouse150 | 2025-08-17 | 2025-08-03 | 0
4500592686-[20] | 908321104 : SWGR,SMRT RMU OD,2LBS+2CB,13.8KV,400A | RMU | ROH | DF205041497 | Waterproof Adhesive Tape (Large) UC-15 EPDM | 111.93 | 111.93 | 0 | free_stock | 1-1-1-1 | inventory | 2025-10-28 | Outer Enclosure |  | KH01-Kharj Warehouse150 | 2025-08-17 | 2025-08-03 | 0
4500592686-[20] | 908321104 : SWGR,SMRT RMU OD,2LBS+2CB,13.8KV,400A | RMU | ROH | DF205041499 | Waterproof Adhesive Tape (Large) UD-07 EPDM | 21.45 | 21.45 | 0 | 6100K013 | 1-1-1-1 | inventory | 2025-10-28 | Outer Enclosure |  | KH01-Kharj Warehouse150 | 2025-08-17 | 2025-08-03 | 0
4500592686-[20] | 908321104 : SWGR,SMRT RMU OD,2LBS+2CB,13.8KV,400A | RMU | ROH | DF205040961 | M4.5*10 Plastic rivets ABS plastic | 156 | 156 | 0 | 6100K013 | 1-1-1-1 | consumption | 2025-09-17 | Outer Enclosure |  | KH01-Kharj Warehouse150 | 2025-08-17 | 2025-08-03 | 0 | [5 empty] | Work in Process Material Issue | 7370425
4500592686-[20] | 908321104 : SWGR,SMRT RMU OD,2LBS+2CB,13.8KV,400A | RMU | ROH | DF205041496 | Sealing Strip 2018EVA EPDM (thickness 3mm width 10mm) | 235.3 | 235.3 | 0 | 6100K013 | 1-1-1-1 | consumption | 2025-09-18 | Outer Enclosure |  | KH01-Kharj Warehouse150 | 2025-08-17 | 2025-08-03 | 0 | [5 empty] | Work in Process Material Issue | 7406394
4500592686-[20] | 908321104 : SWGR,SMRT RMU OD,2LBS+2CB,13.8KV,400A | RMU | ROH | 205046790 | φ10 spring washer Stainless steel | 104 | 104 | 0 | 6100K013 | R40-I-1-K013_SEP | inventory | 2025-10-28 | Outer Enclosure |  | KH01-Kharj Warehouse150 | 2025-08-17 | 2025-08-03 | 0
4500592686-[20] | 908321104 : SWGR,SMRT RMU OD,2LBS+2CB,13.8KV,400A | RMU | ROH | DF211001964 | φ10-30 large flat pad Stainless steel | 104 | 104 | 0 | free_stock | R52-A-1-MVBM_SEP | inventory | 2025-10-28 | Outer Enclosure |  | KH01-Kharj Warehouse150 | 2025-08-17 | 2025-08-03 | 0
4500592686-[20] | 908321104 : SWGR,SMRT RMU OD,2LBS+2CB,13.8KV,400A | RMU | ROH | 205042612 | φ3.2*16 Cotter pin Stainless steel | 13 | 13 | 0 | 6100K013 | R55-Q-1-K013_SEP | inventory | 2025-10-28 | Outer Enclosure |  | KH01-Kharj Warehouse150 | 2025-08-17 | 2025-08-03 | 0
4500592686-[20] | 908321104 : SWGR,SMRT RMU OD,2LBS+2CB,13.8KV,400A | RMU | ROH | 205042517 | ø4 Flat pad Stainless steel | 156 | 156 | 0 | 6100K013 | 1-1-1-1 | inventory | 2025-10-28 | Outer Enclosure |  | KH01-Kharj Warehouse150 | 2025-08-17 | 2025-08-03 | 0
4500592686-[20] | 908321104 : SWGR,SMRT RMU OD,2LBS+2CB,13.8KV,400A | RMU | ROH | 205042515 | φ4 Spring washer Stainless steel | 156 | 156 | 0 | 6100K013 | 1-1-1-1 | inventory | 2025-10-28 | Outer Enclosure |  | KH01-Kharj Warehouse150 | 2025-08-17 | 2025-08-03 | 0
4500592686-[20] | 908321104 : SWGR,SMRT RMU OD,2LBS+2CB,13.8KV,400A | RMU | ROH | DF205040971 | φ4*12 Waterproof blind rivets Stainless steel | 416 | 416 | 0 | 6100K013 | 1-1-1-1 | inventory | 2025-10-28 | Outer Enclosure |  | KH01-Kharj Warehouse150 | 2025-08-17 | 2025-08-03 | 0
4500592686-[20] | 908321104 : SWGR,SMRT RMU OD,2LBS+2CB,13.8KV,400A | RMU | ROH | 211001963 | φ6-18 Large flat pad Stainless steel | 767 | 767 | 0 | 6100K013 | 1-1-1-1 | inventory | 2025-10-28 | Outer Enclosure |  | KH01-Kharj Warehouse150 | 2025-08-17 | 2025-08-03 | 0
4500592686-[20] | 908321104 : SWGR,SMRT RMU OD,2LBS+2CB,13.8KV,400A | RMU | ROH | DF205040982 | φ6.4*10.5 Seahorse rivets Stainless steel (SS/HFIX0813) | 884 | 884 | 0 | 6100K013 | 1-1-1-1 | inventory | 2025-10-28 | Outer Enclosure |  | KH01-Kharj Warehouse150 | 2025-08-17 | 2025-08-03 | 0
4500592686-[20] | 908321104 : SWGR,SMRT RMU OD,2LBS+2CB,13.8KV,400A | RMU | ROH | DF205040983 | φ6.4*16.5 Countersunk Seahorse blind rivets Stainless steel | 52 | 52 | 0 | 6100K013 | 1-1-1-1 | inventory | 2025-10-28 | Outer Enclosure |  | KH01-Kharj Warehouse150 | 2025-08-17 | 2025-08-03 | 0
4500592686-[30] | 908321104 : SWGR,SMRT RMU OD,2LBS+2CB,13.8KV,400A | RMU | HALB | 5DF.0818.1045 | 2L2T Complete SRMU without Outer Enclosure | 4 | 4 | 0 | 6100K015 | 1-1-1-1 | inventory | 2025-10-28 | SEP |  | DW01-Dawadmi Warehouse | 2025-08-17 | 2025-08-03 | 0
4500592686-[30] | 908321104 : SWGR,SMRT RMU OD,2LBS+2CB,13.8KV,400A | RMU | ROH | DF209001751 | Buckle A104 Stainless Steel Single hole φ12 | 8 | 8 | 0 | 6100K013 | 1-1-1-1 | inventory | 2025-10-28 | Outer Enclosure |  | DW01-Dawadmi Warehouse | 2025-08-17 | 2025-08-03 | 0
4500592686-[30] | 908321104 : SWGR,SMRT RMU OD,2LBS+2CB,13.8KV,400A | RMU | ROH | DF240907004 | Cross recessed pan head screws M3*12 | 16 | 16 | 0 | 6100K013 | 1-1-1-1 | inventory | 2025-10-28 | Outer Enclosure |  | DW01-Dawadmi Warehouse | 2025-08-17 | 2025-08-03 | 0
4500592686-[30] | 908321104 : SWGR,SMRT RMU OD,2LBS+2CB,13.8KV,400A | RMU | ROH | DF240103074 | M4*12 Cross recessed pan head triangular tooth self-tapping self-drilling screw galvanized | 4 | 4 | 0 | 6100K013 | R55-Q-1-K013_SEP | inventory | 2025-10-28 | Outer Enclosure |  | DW01-Dawadmi Warehouse | 2025-08-17 | 2025-08-03 | 0
4500592686-[30] | 908321104 : SWGR,SMRT RMU OD,2LBS+2CB,13.8KV,400A | RMU | ROH | DF240603047 | M5 * 12 cross groove pan head triangular self tapping screw | 16 | 16 | 0 | 6100K013 | 1-1-1-1 | inventory | 2025-10-28 | Outer Enclosure |  | DW01-Dawadmi Warehouse | 2025-08-17 | 2025-08-03 | 0
4500592686-[30] | 908321104 : SWGR,SMRT RMU OD,2LBS+2CB,13.8KV,400A | RMU | ROH | DF240324001 | DF1725IED FRTU FOR Smart RMU（2L1T 3Way） with 32DI+8CO+9ECT+3EVT | 4 | 4 | 0 | 6100K013 | 1-1-1-1 | inventory | 2025-10-28 | RTU |  | DW01-Dawadmi Warehouse | 2025-08-17 | 2025-08-03 | 0
4500592686-[30] | 908321104 : SWGR,SMRT RMU OD,2LBS+2CB,13.8KV,400A | RMU | ROH | DF209001750 | Dixation Hook Q235A | 4 | 4 | 0 | 6100K013 | R54-A-1-K013_SEP | inventory | 2025-10-28 | Outer Enclosure |  | DW01-Dawadmi Warehouse | 2025-08-17 | 2025-08-03 | 0
4500592686-[30] | 908321104 : SWGR,SMRT RMU OD,2LBS+2CB,13.8KV,400A | RMU | ROH | DF205041101 | Door Bolt 5 Inches Stainless steel | 8 | 8 | 0 | 6100K013 | 1-1-1-1 | inventory | 2025-10-28 | Outer Enclosure |  | DW01-Dawadmi Warehouse | 2025-08-17 | 2025-08-03 | 0
4500592686-[30] | 908321104 : SWGR,SMRT RMU OD,2LBS+2CB,13.8KV,400A | RMU | ROH | DF240510006 | External hexagonal flange triangular thread self-tapping locking screws M6*12 | 144 | 144 | 0 | 6100K013 | 1-1-1-1 | inventory | 2025-10-28 | Outer Enclosure |  | DW01-Dawadmi Warehouse | 2025-08-17 | 2025-08-03 | 0
4500592686-[30] | 908321104 : SWGR,SMRT RMU OD,2LBS+2CB,13.8KV,400A | RMU | ROH | 8DF-128-0009 | Fixed clamp | 4 | 4 | 0 | 6100K013 | WH2-1-1-K013_SEP | inventory | 2025-10-28 | Outer Enclosure |  | DW01-Dawadmi Warehouse | 2025-08-17 | 2025-08-03 | 0
4500592686-[30] | 908321104 : SWGR,SMRT RMU OD,2LBS+2CB,13.8KV,400A | RMU | ROH | 211001962 | φ6 Flap pad Stainless steel | 144 | 144 | 0 | 6100K013 | R55-Q-1-K013_SEP | inventory | 2025-10-28 | Outer Enclosure |  | DW01-Dawadmi Warehouse | 2025-08-17 | 2025-08-03 | 0
4500592686-[30] | 908321104 : SWGR,SMRT RMU OD,2LBS+2CB,13.8KV,400A | RMU | ROH | DF240907005 | Flat Washers φ3 | 16 | 16 | 0 | free_stock | R58-A-1-K12B_SEP | inventory | 2025-10-28 | Outer Enclosure |  | DW01-Dawadmi Warehouse | 2025-08-17 | 2025-08-03 | 0
4500592686-[30] | 908321104 : SWGR,SMRT RMU OD,2LBS+2CB,13.8KV,400A | RMU | ROH | 205004178 | ø10 Flat pad Stainless steel | 4 | 4 | 0 | free_stock | R58-B--RMU/\-BULK_SEP | inventory | 2025-10-28 | Outer Enclosure |  | DW01-Dawadmi Warehouse | 2025-08-17 | 2025-08-03 | 0
4500592686-[30] | 908321104 : SWGR,SMRT RMU OD,2LBS+2CB,13.8KV,400A | RMU | ROH | DF250310001 | Hinge CL209-1 Stainless Steel | 20 | 20 | 0 | 6100K013 | 1-1-1-1 | inventory | 2025-10-28 | Outer Enclosure |  | DW01-Dawadmi Warehouse | 2025-08-17 | 2025-08-03 | 0
4500592686-[30] | 908321104 : SWGR,SMRT RMU OD,2LBS+2CB,13.8KV,400A | RMU | ROH | DF250319001 | Hydraulic Rod 1500N;L=450 | 8 | 8 | 0 | 6100K013 | 1-1-1-1 | consumption | 2025-09-24 | Outer Enclosure |  | DW01-Dawadmi Warehouse | 2025-08-17 | 2025-08-03 | 0 | [5 empty] | Work in Process Material Issue | 7562542
4500592686-[30] | 908321104 : SWGR,SMRT RMU OD,2LBS+2CB,13.8KV,400A | RMU | ROH | DF240603013 | Large flat washer φ8-24 | 8 | 8 | 0 | 6100K013 | R54-Q-1-K013_SEP | inventory | 2025-10-28 | Outer Enclosure |  | DW01-Dawadmi Warehouse | 2025-08-17 | 2025-08-03 | 0
4500592686-[30] | 908321104 : SWGR,SMRT RMU OD,2LBS+2CB,13.8KV,400A | RMU | ROH | 8DF.0818.1139 | Lifting Lugs (05mm Stainless Steel-304) | 8 | 8 | 0 | 6100K013 | NEW.FLR-1-1-K013_SEP | inventory | 2025-10-28 | Outer Enclosure |  | DW01-Dawadmi Warehouse | 2025-08-17 | 2025-08-03 | 0
4500592686-[30] | 908321104 : SWGR,SMRT RMU OD,2LBS+2CB,13.8KV,400A | RMU | ROH | DF205039106 | M10 Hex nuts Stainless steel | 32 | 32 | 0 | free_stock | R34-I-1-MBM_SEP | inventory | 2025-10-28 | Outer Enclosure |  | DW01-Dawadmi Warehouse | 2025-08-17 | 2025-08-03 | 0
4500592686-[30] | 908321104 : SWGR,SMRT RMU OD,2LBS+2CB,13.8KV,400A | RMU | ROH | 211003152 | M10*30 Hex bolts Stainless steel | 32 | 32 | 0 | free_stock | R52-A-1-MVBM_SEP | inventory | 2025-10-28 | Outer Enclosure |  | DW01-Dawadmi Warehouse | 2025-08-17 | 2025-08-03 | 0
4500592686-[30] | 908321104 : SWGR,SMRT RMU OD,2LBS+2CB,13.8KV,400A | RMU | ROH | DF240110367 | M12*110 Expansion bolt hot dip galvanized | 32 | 32 | 0 | free_stock | R51-A-1-MVBM_SEP | inventory | 2025-10-28 | Outer Enclosure |  | DW01-Dawadmi Warehouse | 2025-08-17 | 2025-08-03 | 0
4500592686-[30] | 908321104 : SWGR,SMRT RMU OD,2LBS+2CB,13.8KV,400A | RMU | ROH | DF240110385 | M24 Gran head nylon | 12 | 12 | 0 | 6100K013 | 1-1-1-1 | inventory | 2025-10-28 | Outer Enclosure |  | DW01-Dawadmi Warehouse | 2025-08-17 | 2025-08-03 | 0
4500592686-[30] | 908321104 : SWGR,SMRT RMU OD,2LBS+2CB,13.8KV,400A | RMU | ROH | 205040650 | M4 Hex Self-locking nuts Stainless steel | 72 | 72 | 0 | free_stock | R52-A-1-MVBM_SEP | inventory | 2025-10-28 | Outer Enclosure |  | DW01-Dawadmi Warehouse | 2025-08-17 | 2025-08-03 | 0
4500592686-[30] | 908321104 : SWGR,SMRT RMU OD,2LBS+2CB,13.8KV,400A | RMU | ROH | 205040951 | M4*16 Phillips countersunk head screw Stainless steel | 48 | 48 | 0 | 6100K013 | 1-1-1-1 | inventory | 2025-10-28 | Outer Enclosure |  | DW01-Dawadmi Warehouse | 2025-08-17 | 2025-08-03 | 0
4500592686-[30] | 908321104 : SWGR,SMRT RMU OD,2LBS+2CB,13.8KV,400A | RMU | ROH | 211002077 | M6 Hex nuts Stainless steel | 16 | 16 | 0 | 6100K013 | 1-1-1-1 | consumption | 2025-11-09 | Outer Enclosure |  | DW01-Dawadmi Warehouse | 2025-08-17 | 2025-08-03 | 0 | [5 empty] | Work in Process Material Issue | 7226788
4500592686-[30] | 908321104 : SWGR,SMRT RMU OD,2LBS+2CB,13.8KV,400A | RMU | ROH | DF211002080 | M6*15 Blind rivet nut Stainless steel (GB/T17880.3) | 364 | 364 | 0 | 6100K013 | 1-1-1-1 | inventory | 2025-10-28 | Outer Enclosure |  | DW01-Dawadmi Warehouse | 2025-08-17 | 2025-08-03 | 0
4500592686-[30] | 908321104 : SWGR,SMRT RMU OD,2LBS+2CB,13.8KV,400A | RMU | ROH | 205039200 | M6*20 Hex bolts Stainless steel | 364 | 364 | 0 | 6100K013 | R55-Q-1-K013_SEP | inventory | 2025-10-28 | Outer Enclosure |  | DW01-Dawadmi Warehouse | 2025-08-17 | 2025-08-03 | 0
4500592686-[30] | 908321104 : SWGR,SMRT RMU OD,2LBS+2CB,13.8KV,400A | RMU | ROH | DF205040952 | M6*20 Phillips countersunk head screw Stainless steel | 16 | 16 | 0 | 6100K013 | 1-1-1-1 | inventory | 2025-10-28 | Outer Enclosure |  | DW01-Dawadmi Warehouse | 2025-08-17 | 2025-08-03 | 0
4500592686-[30] | 908321104 : SWGR,SMRT RMU OD,2LBS+2CB,13.8KV,400A | RMU | ROH | 211002074 | Hex nutsM8 | 8 | 8 | 0 | 6100K013 | R55-Q-1-K013_SEP | inventory | 2025-10-28 | Outer Enclosure |  | DW01-Dawadmi Warehouse | 2025-08-17 | 2025-08-03 | 0
4500592686-[30] | 908321104 : SWGR,SMRT RMU OD,2LBS+2CB,13.8KV,400A | RMU | ROH | DF240510049 | Power module (DFE500A-AC220D24-ST-X) | 4 | 4 | 0 | 6100K013 | 1-1-1-1 | inventory | 2025-10-28 | Charger |  | DW01-Dawadmi Warehouse | 2025-08-17 | 2025-08-03 | 0
4500592686-[30] | 908321104 : SWGR,SMRT RMU OD,2LBS+2CB,13.8KV,400A | RMU | ROH | RMU0000000005 | RMU EFI, Make: KRIES, Ord: 2510201_H007 IKI-10-light-W with LED and Flag | 4 | 4 | 0 | 6100K013 | 1-1-1-1 | inventory | 2025-10-28 | EFI |  | DW01-Dawadmi Warehouse | 2025-08-17 | 2025-08-03 | 0
4500592686-[30] | 908321104 : SWGR,SMRT RMU OD,2LBS+2CB,13.8KV,400A | RMU | ROH | RMU0000000004 | RMU Over Current Relay, Make: FANOX, Ord: SIA B 1 1 0 F C 2 3 2 A C | 8 | 8 | 0 | 6100K013 | INC-1-1-K013_SEP | inventory | 2025-10-28 | Fanox Relay |  | DW01-Dawadmi Warehouse | 2025-08-17 | 2025-08-03 | 0
4500592686-[30] | 908321104 : SWGR,SMRT RMU OD,2LBS+2CB,13.8KV,400A | RMU | ROH | DF205041498 | Rectangular Sealing Strip D-07 T-79 EPDM | 20.8 | 20.8 | 0 | 6100K013 | 1-1-1-1 | inventory | 2025-10-28 | Outer Enclosure |  | DW01-Dawadmi Warehouse | 2025-08-17 | 2025-08-03 | 0
4500592686-[30] | 908321104 : SWGR,SMRT RMU OD,2LBS+2CB,13.8KV,400A | RMU | ROH | DF205041559 | SEC Logo Board Print + Outdoor Protection | 8 | 8 | 0 | 6100K013 | 1-1-1-1 | inventory | 2025-10-28 | Outer Enclosure |  | DW01-Dawadmi Warehouse | 2025-08-17 | 2025-08-03 | 0
4500592686-[30] | 908321104 : SWGR,SMRT RMU OD,2LBS+2CB,13.8KV,400A | RMU | ROH | DF240907006 | Self-locking nut M3 | 16 | 16 | 0 | 6100K013 | R55-Q-1-K013_SEP | inventory | 2025-10-28 | Outer Enclosure |  | DW01-Dawadmi Warehouse | 2025-08-17 | 2025-08-03 | 0
4500592686-[30] | 908321104 : SWGR,SMRT RMU OD,2LBS+2CB,13.8KV,400A | RMU | ROH | DF240510011 | Self-locking nutsM6 | 80 | 80 | 0 | 6100K013 | R55-Q-1-K013_SEP | inventory | 2025-10-28 | Outer Enclosure |  | DW01-Dawadmi Warehouse | 2025-08-17 | 2025-08-03 | 0
4500592686-[30] | 908321104 : SWGR,SMRT RMU OD,2LBS+2CB,13.8KV,400A | RMU | ROH | DF240424027 | Self-locking nutsM8 | 16 | 16 | 0 | 6100K013 | R54-Q-1-K013_SEP | inventory | 2025-10-28 | Outer Enclosure |  | DW01-Dawadmi Warehouse | 2025-08-17 | 2025-08-03 | 0
4500592686-[30] | 908321104 : SWGR,SMRT RMU OD,2LBS+2CB,13.8KV,400A | RMU | ROH | 205046789 | φ6 Spring washer Stainleess steel | 380 | 380 | 0 | 6100K013 | 1-1-1-1 | inventory | 2025-10-28 | Outer Enclosure |  | DW01-Dawadmi Warehouse | 2025-08-17 | 2025-08-03 | 0
4500592686-[30] | 908321104 : SWGR,SMRT RMU OD,2LBS+2CB,13.8KV,400A | RMU | ROH | DF205041558 | Warning Sign (Print + Outdoor Protection) | 8 | 8 | 0 | 6100K013 | 1-1-1-1 | inventory | 2025-10-28 | Outer Enclosure |  | DW01-Dawadmi Warehouse | 2025-08-17 | 2025-08-03 | 0
4500592686-[30] | 908321104 : SWGR,SMRT RMU OD,2LBS+2CB,13.8KV,400A | RMU | ROH | DF205041497 | Waterproof Adhesive Tape (Large) UC-15 EPDM | 34.44 | 34.44 | 0 | free_stock | 1-1-1-1 | inventory | 2025-10-28 | Outer Enclosure |  | DW01-Dawadmi Warehouse | 2025-08-17 | 2025-08-03 | 0
4500592686-[30] | 908321104 : SWGR,SMRT RMU OD,2LBS+2CB,13.8KV,400A | RMU | ROH | DF205041499 | Waterproof Adhesive Tape (Large) UD-07 EPDM | 6.6 | 6.6 | 0 | 6100K013 | 1-1-1-1 | inventory | 2025-10-28 | Outer Enclosure |  | DW01-Dawadmi Warehouse | 2025-08-17 | 2025-08-03 | 0
4500592686-[30] | 908321104 : SWGR,SMRT RMU OD,2LBS+2CB,13.8KV,400A | RMU | ROH | DF205040961 | M4.5*10 Plastic rivets ABS plastic | 48 | 48 | 0 | 6100K013 | 1-1-1-1 | consumption | 2025-09-17 | Outer Enclosure |  | DW01-Dawadmi Warehouse | 2025-08-17 | 2025-08-03 | 0 | [5 empty] | Work in Process Material Issue | 7370425
4500592686-[30] | 908321104 : SWGR,SMRT RMU OD,2LBS+2CB,13.8KV,400A | RMU | ROH | DF205041496 | Sealing Strip 2018EVA EPDM (thickness 3mm width 10mm) | 72.4 | 72.4 | 0 | 6100K013 | 1-1-1-1 | consumption | 2025-09-18 | Outer Enclosure |  | DW01-Dawadmi Warehouse | 2025-08-17 | 2025-08-03 | 0 | [5 empty] | Work in Process Material Issue | 7406394
4500592686-[30] | 908321104 : SWGR,SMRT RMU OD,2LBS+2CB,13.8KV,400A | RMU | ROH | 205046790 | φ10 spring washer Stainless steel | 32 | 32 | 0 | 6100K013 | R40-I-1-K013_SEP | inventory | 2025-10-28 | Outer Enclosure |  | DW01-Dawadmi Warehouse | 2025-08-17 | 2025-08-03 | 0
4500592686-[30] | 908321104 : SWGR,SMRT RMU OD,2LBS+2CB,13.8KV,400A | RMU | ROH | DF211001964 | φ10-30 large flat pad Stainless steel | 32 | 32 | 0 | 6100K013 | R55-Q-1-K013_SEP | inventory | 2025-10-28 | Outer Enclosure |  | DW01-Dawadmi Warehouse | 2025-08-17 | 2025-08-03 | 0
4500592686-[30] | 908321104 : SWGR,SMRT RMU OD,2LBS+2CB,13.8KV,400A | RMU | ROH | 205042612 | φ3.2*16 Cotter pin Stainless steel | 4 | 4 | 0 | 6100K013 | R55-Q-1-K013_SEP | inventory | 2025-10-28 | Outer Enclosure |  | DW01-Dawadmi Warehouse | 2025-08-17 | 2025-08-03 | 0
4500592686-[30] | 908321104 : SWGR,SMRT RMU OD,2LBS+2CB,13.8KV,400A | RMU | ROH | 205042517 | ø4 Flat pad Stainless steel | 48 | 48 | 0 | 6100K013 | 1-1-1-1 | inventory | 2025-10-28 | Outer Enclosure |  | DW01-Dawadmi Warehouse | 2025-08-17 | 2025-08-03 | 0
4500592686-[30] | 908321104 : SWGR,SMRT RMU OD,2LBS+2CB,13.8KV,400A | RMU | ROH | 205042515 | φ4 Spring washer Stainless steel | 48 | 48 | 0 | 6100K013 | R40-I-1-K013_SEP | inventory | 2025-10-28 | Outer Enclosure |  | DW01-Dawadmi Warehouse | 2025-08-17 | 2025-08-03 | 0
4500592686-[30] | 908321104 : SWGR,SMRT RMU OD,2LBS+2CB,13.8KV,400A | RMU | ROH | DF205040971 | φ4*12 Waterproof blind rivets Stainless steel | 128 | 128 | 0 | free_stock | 1-1-1-1 | inventory | 2025-10-28 | Outer Enclosure |  | DW01-Dawadmi Warehouse | 2025-08-17 | 2025-08-03 | 0
4500592686-[30] | 908321104 : SWGR,SMRT RMU OD,2LBS+2CB,13.8KV,400A | RMU | ROH | 211001963 | φ6-18 Large flat pad Stainless steel | 236 | 236 | 0 | free_stock | R51-I-1-MVBM_SEP | inventory | 2025-10-28 | Outer Enclosure |  | DW01-Dawadmi Warehouse | 2025-08-17 | 2025-08-03 | 0
4500592686-[30] | 908321104 : SWGR,SMRT RMU OD,2LBS+2CB,13.8KV,400A | RMU | ROH | DF205040982 | φ6.4*10.5 Seahorse rivets Stainless steel (SS/HFIX0813) | 272 | 272 | 0 | 6100K013 | 1-1-1-1 | inventory | 2025-10-28 | Outer Enclosure |  | DW01-Dawadmi Warehouse | 2025-08-17 | 2025-08-03 | 0
4500592686-[30] | 908321104 : SWGR,SMRT RMU OD,2LBS+2CB,13.8KV,400A | RMU | ROH | DF205040983 | φ6.4*16.5 Countersunk Seahorse blind rivets Stainless steel | 16 | 16 | 0 | 6100K013 | 1-1-1-1 | inventory | 2025-10-28 | Outer Enclosure |  | DW01-Dawadmi Warehouse | 2025-08-17 | 2025-08-03 | 0
4500592697-[10] | 908321104 : SWGR,SMRT RMU OD,2LBS+2CB,13.8KV,400A | RMU | HALB | 5DF.0818.1045 | 2L2T Complete SRMU without Outer Enclosure | 6 | 6 | 0 | 6100K015 | 1-1-1-1 | inventory | 2025-10-28 | SEP |  | JD01-Jeddah Central Warehouse | 2025-08-17 | 2025-08-03 | 0
4500592697-[10] | 908321104 : SWGR,SMRT RMU OD,2LBS+2CB,13.8KV,400A | RMU | ROH | DF209001751 | Buckle A104 Stainless Steel Single hole φ12 | 12 | 12 | 0 | 6100K013 | 1-1-1-1 | inventory | 2025-10-28 | Outer Enclosure |  | JD01-Jeddah Central Warehouse | 2025-08-17 | 2025-08-03 | 0
4500592697-[10] | 908321104 : SWGR,SMRT RMU OD,2LBS+2CB,13.8KV,400A | RMU | ROH | DF240907004 | Cross recessed pan head screws M3*12 | 24 | 24 | 0 | 6100K013 | 1-1-1-1 | inventory | 2025-10-28 | Outer Enclosure |  | JD01-Jeddah Central Warehouse | 2025-08-17 | 2025-08-03 | 0
4500592697-[10] | 908321104 : SWGR,SMRT RMU OD,2LBS+2CB,13.8KV,400A | RMU | ROH | DF240103074 | M4*12 Cross recessed pan head triangular tooth self-tapping self-drilling screw galvanized | 6 | 6 | 0 | 6100K013 | R55-Q-1-K013_SEP | inventory | 2025-10-28 | Outer Enclosure |  | JD01-Jeddah Central Warehouse | 2025-08-17 | 2025-08-03 | 0
4500592697-[10] | 908321104 : SWGR,SMRT RMU OD,2LBS+2CB,13.8KV,400A | RMU | ROH | DF240603047 | M5 * 12 cross groove pan head triangular self tapping screw | 24 | 24 | 0 | 6100K013 | 1-1-1-1 | inventory | 2025-10-28 | Outer Enclosure |  | JD01-Jeddah Central Warehouse | 2025-08-17 | 2025-08-03 | 0
4500592697-[10] | 908321104 : SWGR,SMRT RMU OD,2LBS+2CB,13.8KV,400A | RMU | ROH | DF240324001 | DF1725IED FRTU FOR Smart RMU（2L1T 3Way） with 32DI+8CO+9ECT+3EVT | 6 | 6 | 0 | 6100K013 | 1-1-1-1 | inventory | 2025-10-28 | RTU |  | JD01-Jeddah Central Warehouse | 2025-08-17 | 2025-08-03 | 0
4500592697-[10] | 908321104 : SWGR,SMRT RMU OD,2LBS+2CB,13.8KV,400A | RMU | ROH | DF209001750 | Dixation Hook Q235A | 6 | 6 | 0 | 6100K013 | R54-A-1-K013_SEP | inventory | 2025-10-28 | Outer Enclosure |  | JD01-Jeddah Central Warehouse | 2025-08-17 | 2025-08-03 | 0
4500592697-[10] | 908321104 : SWGR,SMRT RMU OD,2LBS+2CB,13.8KV,400A | RMU | ROH | DF205041101 | Door Bolt 5 Inches Stainless steel | 12 | 12 | 0 | 6100K013 | 1-1-1-1 | inventory | 2025-10-28 | Outer Enclosure |  | JD01-Jeddah Central Warehouse | 2025-08-17 | 2025-08-03 | 0
4500592697-[10] | 908321104 : SWGR,SMRT RMU OD,2LBS+2CB,13.8KV,400A | RMU | ROH | DF240510006 | External hexagonal flange triangular thread self-tapping locking screws M6*12 | 216 | 216 | 0 | 6100K013 | 1-1-1-1 | inventory | 2025-10-28 | Outer Enclosure |  | JD01-Jeddah Central Warehouse | 2025-08-17 | 2025-08-03 | 0
4500592697-[10] | 908321104 : SWGR,SMRT RMU OD,2LBS+2CB,13.8KV,400A | RMU | ROH | 8DF-128-0009 | Fixed clamp | 6 | 6 | 0 | 6100K013 | WH2-1-1-K013_SEP | inventory | 2025-10-28 | Outer Enclosure |  | JD01-Jeddah Central Warehouse | 2025-08-17 | 2025-08-03 | 0
4500592697-[10] | 908321104 : SWGR,SMRT RMU OD,2LBS+2CB,13.8KV,400A | RMU | ROH | 211001962 | φ6 Flap pad Stainless steel | 216 | 216 | 0 | 6100K013 | R55-Q-1-K013_SEP | inventory | 2025-10-28 | Outer Enclosure |  | JD01-Jeddah Central Warehouse | 2025-08-17 | 2025-08-03 | 0
4500592697-[10] | 908321104 : SWGR,SMRT RMU OD,2LBS+2CB,13.8KV,400A | RMU | ROH | DF240907005 | Flat Washers φ3 | 24 | 24 | 0 | free_stock | R58-A-1-K12B_SEP | inventory | 2025-10-28 | Outer Enclosure |  | JD01-Jeddah Central Warehouse | 2025-08-17 | 2025-08-03 | 0
4500592697-[10] | 908321104 : SWGR,SMRT RMU OD,2LBS+2CB,13.8KV,400A | RMU | ROH | 205004178 | ø10 Flat pad Stainless steel | 6 | 6 | 0 | free_stock | R58-B--RMU/\-BULK_SEP | inventory | 2025-10-28 | Outer Enclosure |  | JD01-Jeddah Central Warehouse | 2025-08-17 | 2025-08-03 | 0
4500592697-[10] | 908321104 : SWGR,SMRT RMU OD,2LBS+2CB,13.8KV,400A | RMU | ROH | DF250310001 | Hinge CL209-1 Stainless Steel | 30 | 30 | 0 | 6100K013 | 1-1-1-1 | inventory | 2025-10-28 | Outer Enclosure |  | JD01-Jeddah Central Warehouse | 2025-08-17 | 2025-08-03 | 0
4500592697-[10] | 908321104 : SWGR,SMRT RMU OD,2LBS+2CB,13.8KV,400A | RMU | ROH | DF250319001 | Hydraulic Rod 1500N;L=450 | 12 | 12 | 0 | 6100K013 | 1-1-1-1 | consumption | 2025-09-24 | Outer Enclosure |  | JD01-Jeddah Central Warehouse | 2025-08-17 | 2025-08-03 | 0 | [5 empty] | Work in Process Material Issue | 7562542
4500592697-[10] | 908321104 : SWGR,SMRT RMU OD,2LBS+2CB,13.8KV,400A | RMU | ROH | DF240603013 | Large flat washer φ8-24 | 12 | 12 | 0 | 6100K013 | R54-Q-1-K013_SEP | inventory | 2025-10-28 | Outer Enclosure |  | JD01-Jeddah Central Warehouse | 2025-08-17 | 2025-08-03 | 0
4500592697-[10] | 908321104 : SWGR,SMRT RMU OD,2LBS+2CB,13.8KV,400A | RMU | ROH | 8DF.0818.1139 | Lifting Lugs (05mm Stainless Steel-304) | 12 | 12 | 0 | 6100K013 | NEW.FLR-1-1-K013_SEP | inventory | 2025-10-28 | Outer Enclosure |  | JD01-Jeddah Central Warehouse | 2025-08-17 | 2025-08-03 | 0
4500592697-[10] | 908321104 : SWGR,SMRT RMU OD,2LBS+2CB,13.8KV,400A | RMU | ROH | DF205039106 | M10 Hex nuts Stainless steel | 48 | 48 | 0 | free_stock | R34-I-1-MBM_SEP | inventory | 2025-10-28 | Outer Enclosure |  | JD01-Jeddah Central Warehouse | 2025-08-17 | 2025-08-03 | 0
4500592697-[10] | 908321104 : SWGR,SMRT RMU OD,2LBS+2CB,13.8KV,400A | RMU | ROH | 211003152 | M10*30 Hex bolts Stainless steel | 48 | 48 | 0 | free_stock | R52-A-1-MVBM_SEP | inventory | 2025-10-28 | Outer Enclosure |  | JD01-Jeddah Central Warehouse | 2025-08-17 | 2025-08-03 | 0
4500592697-[10] | 908321104 : SWGR,SMRT RMU OD,2LBS+2CB,13.8KV,400A | RMU | ROH | DF240110367 | M12*110 Expansion bolt hot dip galvanized | 48 | 48 | 0 | 6100K013 | R54-P-1-K013_SEP | inventory | 2025-10-28 | Outer Enclosure |  | JD01-Jeddah Central Warehouse | 2025-08-17 | 2025-08-03 | 0
4500592697-[10] | 908321104 : SWGR,SMRT RMU OD,2LBS+2CB,13.8KV,400A | RMU | ROH | DF240110385 | M24 Gran head nylon | 18 | 18 | 0 | 6100K013 | 1-1-1-1 | inventory | 2025-10-28 | Outer Enclosure |  | JD01-Jeddah Central Warehouse | 2025-08-17 | 2025-08-03 | 0
4500592697-[10] | 908321104 : SWGR,SMRT RMU OD,2LBS+2CB,13.8KV,400A | RMU | ROH | 205040650 | M4 Hex Self-locking nuts Stainless steel | 108 | 108 | 0 | free_stock | R52-A-1-MVBM_SEP | inventory | 2025-10-28 | Outer Enclosure |  | JD01-Jeddah Central Warehouse | 2025-08-17 | 2025-08-03 | 0
4500592697-[10] | 908321104 : SWGR,SMRT RMU OD,2LBS+2CB,13.8KV,400A | RMU | ROH | 205040951 | M4*16 Phillips countersunk head screw Stainless steel | 72 | 72 | 0 | 6100K013 | 1-1-1-1 | inventory | 2025-10-28 | Outer Enclosure |  | JD01-Jeddah Central Warehouse | 2025-08-17 | 2025-08-03 | 0
4500592697-[10] | 908321104 : SWGR,SMRT RMU OD,2LBS+2CB,13.8KV,400A | RMU | ROH | 211002077 | M6 Hex nuts Stainless steel | 24 | 24 | 0 | 6100K013 | 1-1-1-1 | consumption | 2025-11-09 | Outer Enclosure |  | JD01-Jeddah Central Warehouse | 2025-08-17 | 2025-08-03 | 0 | [5 empty] | Work in Process Material Issue | 7226788
4500592697-[10] | 908321104 : SWGR,SMRT RMU OD,2LBS+2CB,13.8KV,400A | RMU | ROH | DF211002080 | M6*15 Blind rivet nut Stainless steel (GB/T17880.3) | 546 | 546 | 0 | 6100K013 | 1-1-1-1 | inventory | 2025-10-28 | Outer Enclosure |  | JD01-Jeddah Central Warehouse | 2025-08-17 | 2025-08-03 | 0
4500592697-[10] | 908321104 : SWGR,SMRT RMU OD,2LBS+2CB,13.8KV,400A | RMU | ROH | 205039200 | M6*20 Hex bolts Stainless steel | 546 | 546 | 0 | 6100K013 | R55-Q-1-K013_SEP | inventory | 2025-10-28 | Outer Enclosure |  | JD01-Jeddah Central Warehouse | 2025-08-17 | 2025-08-03 | 0
4500592697-[10] | 908321104 : SWGR,SMRT RMU OD,2LBS+2CB,13.8KV,400A | RMU | ROH | DF205040952 | M6*20 Phillips countersunk head screw Stainless steel | 24 | 24 | 0 | 6100K013 | 1-1-1-1 | inventory | 2025-10-28 | Outer Enclosure |  | JD01-Jeddah Central Warehouse | 2025-08-17 | 2025-08-03 | 0
4500592697-[10] | 908321104 : SWGR,SMRT RMU OD,2LBS+2CB,13.8KV,400A | RMU | ROH | 211002074 | Hex nutsM8 | 12 | 12 | 0 | 6100K013 | R55-Q-1-K013_SEP | inventory | 2025-10-28 | Outer Enclosure |  | JD01-Jeddah Central Warehouse | 2025-08-17 | 2025-08-03 | 0
4500592697-[10] | 908321104 : SWGR,SMRT RMU OD,2LBS+2CB,13.8KV,400A | RMU | ROH | DF240510049 | Power module (DFE500A-AC220D24-ST-X) | 6 | 6 | 0 | 6100K013 | 1-1-1-1 | inventory | 2025-10-28 | Charger |  | JD01-Jeddah Central Warehouse | 2025-08-17 | 2025-08-03 | 0
4500592697-[10] | 908321104 : SWGR,SMRT RMU OD,2LBS+2CB,13.8KV,400A | RMU | ROH | RMU0000000005 | RMU EFI, Make: KRIES, Ord: 2510201_H007 IKI-10-light-W with LED and Flag | 6 | 6 | 0 | 6100K013 | 1-1-1-1 | inventory | 2025-10-28 | EFI |  | JD01-Jeddah Central Warehouse | 2025-08-17 | 2025-08-03 | 0
4500592697-[10] | 908321104 : SWGR,SMRT RMU OD,2LBS+2CB,13.8KV,400A | RMU | ROH | RMU0000000004 | RMU Over Current Relay, Make: FANOX, Ord: SIA B 1 1 0 F C 2 3 2 A C | 12 | 12 | 0 | 6100K013 | INC-1-1-K013_SEP | inventory | 2025-10-28 | Fanox Relay |  | JD01-Jeddah Central Warehouse | 2025-08-17 | 2025-08-03 | 0
4500592697-[10] | 908321104 : SWGR,SMRT RMU OD,2LBS+2CB,13.8KV,400A | RMU | ROH | DF205041498 | Rectangular Sealing Strip D-07 T-79 EPDM | 31.2 | 31.2 | 0 | 6100K013 | 1-1-1-1 | inventory | 2025-10-28 | Outer Enclosure |  | JD01-Jeddah Central Warehouse | 2025-08-17 | 2025-08-03 | 0
4500592697-[10] | 908321104 : SWGR,SMRT RMU OD,2LBS+2CB,13.8KV,400A | RMU | ROH | DF205041559 | SEC Logo Board Print + Outdoor Protection | 12 | 12 | 0 | 6100K013 | 1-1-1-1 | inventory | 2025-10-28 | Outer Enclosure |  | JD01-Jeddah Central Warehouse | 2025-08-17 | 2025-08-03 | 0
4500592697-[10] | 908321104 : SWGR,SMRT RMU OD,2LBS+2CB,13.8KV,400A | RMU | ROH | DF240907006 | Self-locking nut M3 | 24 | 24 | 0 | 6100K013 | R55-Q-1-K013_SEP | inventory | 2025-10-28 | Outer Enclosure |  | JD01-Jeddah Central Warehouse | 2025-08-17 | 2025-08-03 | 0
4500592697-[10] | 908321104 : SWGR,SMRT RMU OD,2LBS+2CB,13.8KV,400A | RMU | ROH | DF240510011 | Self-locking nutsM6 | 120 | 120 | 0 | 6100K013 | R55-Q-1-K013_SEP | inventory | 2025-10-28 | Outer Enclosure |  | JD01-Jeddah Central Warehouse | 2025-08-17 | 2025-08-03 | 0
4500592697-[10] | 908321104 : SWGR,SMRT RMU OD,2LBS+2CB,13.8KV,400A | RMU | ROH | DF240424027 | Self-locking nutsM8 | 24 | 24 | 0 | 6100K013 | R54-Q-1-K013_SEP | inventory | 2025-10-28 | Outer Enclosure |  | JD01-Jeddah Central Warehouse | 2025-08-17 | 2025-08-03 | 0
4500592697-[10] | 908321104 : SWGR,SMRT RMU OD,2LBS+2CB,13.8KV,400A | RMU | ROH | 205046789 | φ6 Spring washer Stainleess steel | 570 | 570 | 0 | 6100K013 | 1-1-1-1 | inventory | 2025-10-28 | Outer Enclosure |  | JD01-Jeddah Central Warehouse | 2025-08-17 | 2025-08-03 | 0
4500592697-[10] | 908321104 : SWGR,SMRT RMU OD,2LBS+2CB,13.8KV,400A | RMU | ROH | DF205041558 | Warning Sign (Print + Outdoor Protection) | 12 | 12 | 0 | 6100K013 | 1-1-1-1 | inventory | 2025-10-28 | Outer Enclosure |  | JD01-Jeddah Central Warehouse | 2025-08-17 | 2025-08-03 | 0
4500592697-[10] | 908321104 : SWGR,SMRT RMU OD,2LBS+2CB,13.8KV,400A | RMU | ROH | DF205041497 | Waterproof Adhesive Tape (Large) UC-15 EPDM | 51.66 | 51.66 | 0 | free_stock | 1-1-1-1 | inventory | 2025-10-28 | Outer Enclosure |  | JD01-Jeddah Central Warehouse | 2025-08-17 | 2025-08-03 | 0
4500592697-[10] | 908321104 : SWGR,SMRT RMU OD,2LBS+2CB,13.8KV,400A | RMU | ROH | DF205041499 | Waterproof Adhesive Tape (Large) UD-07 EPDM | 9.9 | 9.9 | 0 | 6100K013 | 1-1-1-1 | inventory | 2025-10-28 | Outer Enclosure |  | JD01-Jeddah Central Warehouse | 2025-08-17 | 2025-08-03 | 0
4500592697-[10] | 908321104 : SWGR,SMRT RMU OD,2LBS+2CB,13.8KV,400A | RMU | ROH | DF205040961 | M4.5*10 Plastic rivets ABS plastic | 72 | 72 | 0 | 6100K013 | 1-1-1-1 | consumption | 2025-09-17 | Outer Enclosure |  | JD01-Jeddah Central Warehouse | 2025-08-17 | 2025-08-03 | 0 | [5 empty] | Work in Process Material Issue | 7370425
4500592697-[10] | 908321104 : SWGR,SMRT RMU OD,2LBS+2CB,13.8KV,400A | RMU | ROH | DF205041496 | Sealing Strip 2018EVA EPDM (thickness 3mm width 10mm) | 108.6 | 108.6 | 0 | 6100K013 | 1-1-1-1 | consumption | 2025-09-18 | Outer Enclosure |  | JD01-Jeddah Central Warehouse | 2025-08-17 | 2025-08-03 | 0 | [5 empty] | Work in Process Material Issue | 7406394
4500592697-[10] | 908321104 : SWGR,SMRT RMU OD,2LBS+2CB,13.8KV,400A | RMU | ROH | 205046790 | φ10 spring washer Stainless steel | 48 | 48 | 0 | 6100K013 | R40-I-1-K013_SEP | inventory | 2025-10-28 | Outer Enclosure |  | JD01-Jeddah Central Warehouse | 2025-08-17 | 2025-08-03 | 0
4500592697-[10] | 908321104 : SWGR,SMRT RMU OD,2LBS+2CB,13.8KV,400A | RMU | ROH | DF211001964 | φ10-30 large flat pad Stainless steel | 48 | 48 | 0 | 6100K013 | R55-Q-1-K013_SEP | inventory | 2025-10-28 | Outer Enclosure |  | JD01-Jeddah Central Warehouse | 2025-08-17 | 2025-08-03 | 0
4500592697-[10] | 908321104 : SWGR,SMRT RMU OD,2LBS+2CB,13.8KV,400A | RMU | ROH | 205042612 | φ3.2*16 Cotter pin Stainless steel | 6 | 6 | 0 | 6100K013 | R55-Q-1-K013_SEP | inventory | 2025-10-28 | Outer Enclosure |  | JD01-Jeddah Central Warehouse | 2025-08-17 | 2025-08-03 | 0
4500592697-[10] | 908321104 : SWGR,SMRT RMU OD,2LBS+2CB,13.8KV,400A | RMU | ROH | 205042517 | ø4 Flat pad Stainless steel | 72 | 72 | 0 | 6100K013 | 1-1-1-1 | inventory | 2025-10-28 | Outer Enclosure |  | JD01-Jeddah Central Warehouse | 2025-08-17 | 2025-08-03 | 0
4500592697-[10] | 908321104 : SWGR,SMRT RMU OD,2LBS+2CB,13.8KV,400A | RMU | ROH | 205042515 | φ4 Spring washer Stainless steel | 72 | 72 | 0 | 6100K013 | 1-1-1-1 | inventory | 2025-10-28 | Outer Enclosure |  | JD01-Jeddah Central Warehouse | 2025-08-17 | 2025-08-03 | 0
4500592697-[10] | 908321104 : SWGR,SMRT RMU OD,2LBS+2CB,13.8KV,400A | RMU | ROH | DF205040971 | φ4*12 Waterproof blind rivets Stainless steel | 192 | 192 | 0 | free_stock | 1-1-1-1 | inventory | 2025-10-28 | Outer Enclosure |  | JD01-Jeddah Central Warehouse | 2025-08-17 | 2025-08-03 | 0
4500592697-[10] | 908321104 : SWGR,SMRT RMU OD,2LBS+2CB,13.8KV,400A | RMU | ROH | 211001963 | φ6-18 Large flat pad Stainless steel | 354 | 354 | 0 | free_stock | R51-I-1-MVBM_SEP | inventory | 2025-10-28 | Outer Enclosure |  | JD01-Jeddah Central Warehouse | 2025-08-17 | 2025-08-03 | 0
4500592697-[10] | 908321104 : SWGR,SMRT RMU OD,2LBS+2CB,13.8KV,400A | RMU | ROH | DF205040982 | φ6.4*10.5 Seahorse rivets Stainless steel (SS/HFIX0813) | 408 | 408 | 0 | 6100K013 | 1-1-1-1 | inventory | 2025-10-28 | Outer Enclosure |  | JD01-Jeddah Central Warehouse | 2025-08-17 | 2025-08-03 | 0
4500592697-[10] | 908321104 : SWGR,SMRT RMU OD,2LBS+2CB,13.8KV,400A | RMU | ROH | DF205040983 | φ6.4*16.5 Countersunk Seahorse blind rivets Stainless steel | 24 | 24 | 0 | 6100K013 | 1-1-1-1 | inventory | 2025-10-28 | Outer Enclosure |  | JD01-Jeddah Central Warehouse | 2025-08-17 | 2025-08-03 | 0
4500592697-[30] | 908321104 : SWGR,SMRT RMU OD,2LBS+2CB,13.8KV,400A | RMU | HALB | 5DF.0818.1045 | 2L2T Complete SRMU without Outer Enclosure | 17 | 17 | 0 | 6100K015 | 1-1-1-1 | inventory | 2025-10-28 | SEP |  | MK01-Makkah Central Warehouse | 2025-08-17 | 2025-08-03 | 0
4500592697-[30] | 908321104 : SWGR,SMRT RMU OD,2LBS+2CB,13.8KV,400A | RMU | ROH | DF209001751 | Buckle A104 Stainless Steel Single hole φ12 | 34 | 34 | 0 | 6100K013 | 1-1-1-1 | inventory | 2025-10-28 | Outer Enclosure |  | MK01-Makkah Central Warehouse | 2025-08-17 | 2025-08-03 | 0
4500592697-[30] | 908321104 : SWGR,SMRT RMU OD,2LBS+2CB,13.8KV,400A | RMU | ROH | DF240907004 | Cross recessed pan head screws M3*12 | 68 | 68 | 0 | 6100K013 | 1-1-1-1 | inventory | 2025-10-28 | Outer Enclosure |  | MK01-Makkah Central Warehouse | 2025-08-17 | 2025-08-03 | 0
4500592697-[30] | 908321104 : SWGR,SMRT RMU OD,2LBS+2CB,13.8KV,400A | RMU | ROH | DF240103074 | M4*12 Cross recessed pan head triangular tooth self-tapping self-drilling screw galvanized | 17 | 17 | 0 | 6100K013 | R55-Q-1-K013_SEP | inventory | 2025-10-28 | Outer Enclosure |  | MK01-Makkah Central Warehouse | 2025-08-17 | 2025-08-03 | 0
4500592697-[30] | 908321104 : SWGR,SMRT RMU OD,2LBS+2CB,13.8KV,400A | RMU | ROH | DF240603047 | M5 * 12 cross groove pan head triangular self tapping screw | 68 | 68 | 0 | 6100K013 | 1-1-1-1 | inventory | 2025-10-28 | Outer Enclosure |  | MK01-Makkah Central Warehouse | 2025-08-17 | 2025-08-03 | 0
4500592697-[30] | 908321104 : SWGR,SMRT RMU OD,2LBS+2CB,13.8KV,400A | RMU | ROH | DF240324001 | DF1725IED FRTU FOR Smart RMU（2L1T 3Way） with 32DI+8CO+9ECT+3EVT | 17 | 17 | 0 | 6100K013 | 1-1-1-1 | inventory | 2025-10-28 | RTU |  | MK01-Makkah Central Warehouse | 2025-08-17 | 2025-08-03 | 0
4500592697-[30] | 908321104 : SWGR,SMRT RMU OD,2LBS+2CB,13.8KV,400A | RMU | ROH | DF209001750 | Dixation Hook Q235A | 17 | 17 | 0 | 6100K013 | R54-A-1-K013_SEP | inventory | 2025-10-28 | Outer Enclosure |  | MK01-Makkah Central Warehouse | 2025-08-17 | 2025-08-03 | 0
4500592697-[30] | 908321104 : SWGR,SMRT RMU OD,2LBS+2CB,13.8KV,400A | RMU | ROH | DF205041101 | Door Bolt 5 Inches Stainless steel | 34 | 34 | 0 | 6100K013 | 1-1-1-1 | inventory | 2025-10-28 | Outer Enclosure |  | MK01-Makkah Central Warehouse | 2025-08-17 | 2025-08-03 | 0
4500592697-[30] | 908321104 : SWGR,SMRT RMU OD,2LBS+2CB,13.8KV,400A | RMU | ROH | DF240510006 | External hexagonal flange triangular thread self-tapping locking screws M6*12 | 612 | 612 | 0 | 6100K013 | 1-1-1-1 | inventory | 2025-10-28 | Outer Enclosure |  | MK01-Makkah Central Warehouse | 2025-08-17 | 2025-08-03 | 0
4500592697-[30] | 908321104 : SWGR,SMRT RMU OD,2LBS+2CB,13.8KV,400A | RMU | ROH | 8DF-128-0009 | Fixed clamp | 17 | 17 | 0 | 6100K013 | WH2-1-1-K013_SEP | inventory | 2025-10-28 | Outer Enclosure |  | MK01-Makkah Central Warehouse | 2025-08-17 | 2025-08-03 | 0
4500592697-[30] | 908321104 : SWGR,SMRT RMU OD,2LBS+2CB,13.8KV,400A | RMU | ROH | 211001962 | φ6 Flap pad Stainless steel | 612 | 612 | 0 | 6100K013 | R55-Q-1-K013_SEP | inventory | 2025-10-28 | Outer Enclosure |  | MK01-Makkah Central Warehouse | 2025-08-17 | 2025-08-03 | 0
4500592697-[30] | 908321104 : SWGR,SMRT RMU OD,2LBS+2CB,13.8KV,400A | RMU | ROH | DF240907005 | Flat Washers φ3 | 68 | 68 | 0 | 6100K007 | 1-1-1-1 | inventory | 2025-10-28 | Outer Enclosure |  | MK01-Makkah Central Warehouse | 2025-08-17 | 2025-08-03 | 0
4500592697-[30] | 908321104 : SWGR,SMRT RMU OD,2LBS+2CB,13.8KV,400A | RMU | ROH | 205004178 | ø10 Flat pad Stainless steel | 17 | 17 | 0 | free_stock | R58-B--RMU/\-BULK_SEP | inventory | 2025-10-28 | Outer Enclosure |  | MK01-Makkah Central Warehouse | 2025-08-17 | 2025-08-03 | 0
4500592697-[30] | 908321104 : SWGR,SMRT RMU OD,2LBS+2CB,13.8KV,400A | RMU | ROH | DF250310001 | Hinge CL209-1 Stainless Steel | 85 | 85 | 0 | 6100K013 | 1-1-1-1 | inventory | 2025-10-28 | Outer Enclosure |  | MK01-Makkah Central Warehouse | 2025-08-17 | 2025-08-03 | 0
4500592697-[30] | 908321104 : SWGR,SMRT RMU OD,2LBS+2CB,13.8KV,400A | RMU | ROH | DF250319001 | Hydraulic Rod 1500N;L=450 | 34 | 34 | 0 | 6100K013 | 1-1-1-1 | consumption | 2025-09-24 | Outer Enclosure |  | MK01-Makkah Central Warehouse | 2025-08-17 | 2025-08-03 | 0 | [5 empty] | Work in Process Material Issue | 7562542
4500592697-[30] | 908321104 : SWGR,SMRT RMU OD,2LBS+2CB,13.8KV,400A | RMU | ROH | DF240603013 | Large flat washer φ8-24 | 34 | 34 | 0 | 6100K013 | R54-Q-1-K013_SEP | inventory | 2025-10-28 | Outer Enclosure |  | MK01-Makkah Central Warehouse | 2025-08-17 | 2025-08-03 | 0
4500592697-[30] | 908321104 : SWGR,SMRT RMU OD,2LBS+2CB,13.8KV,400A | RMU | ROH | 8DF.0818.1139 | Lifting Lugs (05mm Stainless Steel-304) | 34 | 34 | 0 | 6100K013 | 1-1-1-1 | inventory | 2025-10-28 | Outer Enclosure |  | MK01-Makkah Central Warehouse | 2025-08-17 | 2025-08-03 | 0
4500592697-[30] | 908321104 : SWGR,SMRT RMU OD,2LBS+2CB,13.8KV,400A | RMU | ROH | DF205039106 | M10 Hex nuts Stainless steel | 136 | 136 | 0 | free_stock | R34-I-1-MBM_SEP | inventory | 2025-10-28 | Outer Enclosure |  | MK01-Makkah Central Warehouse | 2025-08-17 | 2025-08-03 | 0
4500592697-[30] | 908321104 : SWGR,SMRT RMU OD,2LBS+2CB,13.8KV,400A | RMU | ROH | 211003152 | M10*30 Hex bolts Stainless steel | 136 | 136 | 0 | free_stock | R52-A-1-MVBM_SEP | inventory | 2025-10-28 | Outer Enclosure |  | MK01-Makkah Central Warehouse | 2025-08-17 | 2025-08-03 | 0
4500592697-[30] | 908321104 : SWGR,SMRT RMU OD,2LBS+2CB,13.8KV,400A | RMU | ROH | DF240110367 | M12*110 Expansion bolt hot dip galvanized | 136 | 136 | 0 | free_stock | R51-A-1-MVBM_SEP | inventory | 2025-10-28 | Outer Enclosure |  | MK01-Makkah Central Warehouse | 2025-08-17 | 2025-08-03 | 0
4500592697-[30] | 908321104 : SWGR,SMRT RMU OD,2LBS+2CB,13.8KV,400A | RMU | ROH | DF240110385 | M24 Gran head nylon | 51 | 51 | 0 | 6100K013 | 1-1-1-1 | inventory | 2025-10-28 | Outer Enclosure |  | MK01-Makkah Central Warehouse | 2025-08-17 | 2025-08-03 | 0
4500592697-[30] | 908321104 : SWGR,SMRT RMU OD,2LBS+2CB,13.8KV,400A | RMU | ROH | 205040650 | M4 Hex Self-locking nuts Stainless steel | 306 | 306 | 0 | free_stock | R52-A-1-MVBM_SEP | inventory | 2025-10-28 | Outer Enclosure |  | MK01-Makkah Central Warehouse | 2025-08-17 | 2025-08-03 | 0
4500592697-[30] | 908321104 : SWGR,SMRT RMU OD,2LBS+2CB,13.8KV,400A | RMU | ROH | 205040951 | M4*16 Phillips countersunk head screw Stainless steel | 204 | 204 | 0 | 6100K013 | 1-1-1-1 | inventory | 2025-10-28 | Outer Enclosure |  | MK01-Makkah Central Warehouse | 2025-08-17 | 2025-08-03 | 0
4500592697-[30] | 908321104 : SWGR,SMRT RMU OD,2LBS+2CB,13.8KV,400A | RMU | ROH | 211002077 | M6 Hex nuts Stainless steel | 68 | 68 | 0 | 6100K013 | 1-1-1-1 | consumption | 2025-11-09 | Outer Enclosure |  | MK01-Makkah Central Warehouse | 2025-08-17 | 2025-08-03 | 0 | [5 empty] | Work in Process Material Issue | 7226788
4500592697-[30] | 908321104 : SWGR,SMRT RMU OD,2LBS+2CB,13.8KV,400A | RMU | ROH | DF211002080 | M6*15 Blind rivet nut Stainless steel (GB/T17880.3) | 1547 | 1547 | 0 | 6100K013 | 1-1-1-1 | inventory | 2025-10-28 | Outer Enclosure |  | MK01-Makkah Central Warehouse | 2025-08-17 | 2025-08-03 | 0
4500592697-[30] | 908321104 : SWGR,SMRT RMU OD,2LBS+2CB,13.8KV,400A | RMU | ROH | 205039200 | M6*20 Hex bolts Stainless steel | 1547 | 1547 | 0 | 6100K013 | R55-Q-1-K013_SEP | inventory | 2025-10-28 | Outer Enclosure |  | MK01-Makkah Central Warehouse | 2025-08-17 | 2025-08-03 | 0
4500592697-[30] | 908321104 : SWGR,SMRT RMU OD,2LBS+2CB,13.8KV,400A | RMU | ROH | DF205040952 | M6*20 Phillips countersunk head screw Stainless steel | 68 | 68 | 0 | 6100K013 | 1-1-1-1 | inventory | 2025-10-28 | Outer Enclosure |  | MK01-Makkah Central Warehouse | 2025-08-17 | 2025-08-03 | 0
4500592697-[30] | 908321104 : SWGR,SMRT RMU OD,2LBS+2CB,13.8KV,400A | RMU | ROH | 211002074 | Hex nutsM8 | 34 | 34 | 0 | 6100K013 | R55-Q-1-K013_SEP | inventory | 2025-10-28 | Outer Enclosure |  | MK01-Makkah Central Warehouse | 2025-08-17 | 2025-08-03 | 0
4500592697-[30] | 908321104 : SWGR,SMRT RMU OD,2LBS+2CB,13.8KV,400A | RMU | ROH | DF240510049 | Power module (DFE500A-AC220D24-ST-X) | 17 | 17 | 0 | 6100K013 | 1-1-1-1 | inventory | 2025-10-28 | Charger |  | MK01-Makkah Central Warehouse | 2025-08-17 | 2025-08-03 | 0
4500592697-[30] | 908321104 : SWGR,SMRT RMU OD,2LBS+2CB,13.8KV,400A | RMU | ROH | RMU0000000005 | RMU EFI, Make: KRIES, Ord: 2510201_H007 IKI-10-light-W with LED and Flag | 17 | 17 | 0 | 6100K013 | 1-1-1-1 | inventory | 2025-10-28 | EFI |  | MK01-Makkah Central Warehouse | 2025-08-17 | 2025-08-03 | 0
4500592697-[30] | 908321104 : SWGR,SMRT RMU OD,2LBS+2CB,13.8KV,400A | RMU | ROH | RMU0000000004 | RMU Over Current Relay, Make: FANOX, Ord: SIA B 1 1 0 F C 2 3 2 A C | 34 | 34 | 0 | 6100K013 | INC-1-1-K013_SEP | inventory | 2025-10-28 | Fanox Relay |  | MK01-Makkah Central Warehouse | 2025-08-17 | 2025-08-03 | 0
4500592697-[30] | 908321104 : SWGR,SMRT RMU OD,2LBS+2CB,13.8KV,400A | RMU | ROH | DF205041498 | Rectangular Sealing Strip D-07 T-79 EPDM | 88.4 | 88.4 | 0 | 6100K013 | 1-1-1-1 | inventory | 2025-10-28 | Outer Enclosure |  | MK01-Makkah Central Warehouse | 2025-08-17 | 2025-08-03 | 0
4500592697-[30] | 908321104 : SWGR,SMRT RMU OD,2LBS+2CB,13.8KV,400A | RMU | ROH | DF205041559 | SEC Logo Board Print + Outdoor Protection | 34 | 34 | 0 | 6100K013 | 1-1-1-1 | inventory | 2025-10-28 | Outer Enclosure |  | MK01-Makkah Central Warehouse | 2025-08-17 | 2025-08-03 | 0
4500592697-[30] | 908321104 : SWGR,SMRT RMU OD,2LBS+2CB,13.8KV,400A | RMU | ROH | DF240907006 | Self-locking nut M3 | 68 | 68 | 0 | 6100K013 | R55-Q-1-K013_SEP | inventory | 2025-10-28 | Outer Enclosure |  | MK01-Makkah Central Warehouse | 2025-08-17 | 2025-08-03 | 0
4500592697-[30] | 908321104 : SWGR,SMRT RMU OD,2LBS+2CB,13.8KV,400A | RMU | ROH | DF240510011 | Self-locking nutsM6 | 340 | 340 | 0 | 6100K013 | R55-Q-1-K013_SEP | inventory | 2025-10-28 | Outer Enclosure |  | MK01-Makkah Central Warehouse | 2025-08-17 | 2025-08-03 | 0
4500592697-[30] | 908321104 : SWGR,SMRT RMU OD,2LBS+2CB,13.8KV,400A | RMU | ROH | DF240424027 | Self-locking nutsM8 | 68 | 68 | 0 | 6100K013 | R54-Q-1-K013_SEP | inventory | 2025-10-28 | Outer Enclosure |  | MK01-Makkah Central Warehouse | 2025-08-17 | 2025-08-03 | 0
4500592697-[30] | 908321104 : SWGR,SMRT RMU OD,2LBS+2CB,13.8KV,400A | RMU | ROH | 205046789 | φ6 Spring washer Stainleess steel | 1615 | 1615 | 0 | 6100K013 | 1-1-1-1 | inventory | 2025-10-28 | Outer Enclosure |  | MK01-Makkah Central Warehouse | 2025-08-17 | 2025-08-03 | 0
4500592697-[30] | 908321104 : SWGR,SMRT RMU OD,2LBS+2CB,13.8KV,400A | RMU | ROH | DF205041558 | Warning Sign (Print + Outdoor Protection) | 34 | 34 | 0 | 6100K013 | 1-1-1-1 | inventory | 2025-10-28 | Outer Enclosure |  | MK01-Makkah Central Warehouse | 2025-08-17 | 2025-08-03 | 0
4500592697-[30] | 908321104 : SWGR,SMRT RMU OD,2LBS+2CB,13.8KV,400A | RMU | ROH | DF205041497 | Waterproof Adhesive Tape (Large) UC-15 EPDM | 146.37 | 146.37 | 0 | free_stock | 1-1-1-1 | inventory | 2025-10-28 | Outer Enclosure |  | MK01-Makkah Central Warehouse | 2025-08-17 | 2025-08-03 | 0
4500592697-[30] | 908321104 : SWGR,SMRT RMU OD,2LBS+2CB,13.8KV,400A | RMU | ROH | DF205041499 | Waterproof Adhesive Tape (Large) UD-07 EPDM | 28.05 | 28.05 | 0 | free_stock | 1-1-1-1 | inventory | 2025-10-28 | Outer Enclosure |  | MK01-Makkah Central Warehouse | 2025-08-17 | 2025-08-03 | 0
4500592697-[30] | 908321104 : SWGR,SMRT RMU OD,2LBS+2CB,13.8KV,400A | RMU | ROH | DF205040961 | M4.5*10 Plastic rivets ABS plastic | 204 | 204 | 0 | 6100K013 | 1-1-1-1 | consumption | 2025-09-17 | Outer Enclosure |  | MK01-Makkah Central Warehouse | 2025-08-17 | 2025-08-03 | 0 | [5 empty] | Work in Process Material Issue | 7370425
4500592697-[30] | 908321104 : SWGR,SMRT RMU OD,2LBS+2CB,13.8KV,400A | RMU | ROH | DF205041496 | Sealing Strip 2018EVA EPDM (thickness 3mm width 10mm) | 307.7 | 307.7 | 0 | 6100K013 | 1-1-1-1 | consumption | 2025-09-18 | Outer Enclosure |  | MK01-Makkah Central Warehouse | 2025-08-17 | 2025-08-03 | 0 | [5 empty] | Work in Process Material Issue | 7406394
4500592697-[30] | 908321104 : SWGR,SMRT RMU OD,2LBS+2CB,13.8KV,400A | RMU | ROH | 205046790 | φ10 spring washer Stainless steel | 136 | 136 | 0 | 6100K013 | 1-1-1-1 | inventory | 2025-10-28 | Outer Enclosure |  | MK01-Makkah Central Warehouse | 2025-08-17 | 2025-08-03 | 0
4500592697-[30] | 908321104 : SWGR,SMRT RMU OD,2LBS+2CB,13.8KV,400A | RMU | ROH | DF211001964 | φ10-30 large flat pad Stainless steel | 136 | 136 | 0 | 6100K013 | R55-Q-1-K013_SEP | inventory | 2025-10-28 | Outer Enclosure |  | MK01-Makkah Central Warehouse | 2025-08-17 | 2025-08-03 | 0
4500592697-[30] | 908321104 : SWGR,SMRT RMU OD,2LBS+2CB,13.8KV,400A | RMU | ROH | 205042612 | φ3.2*16 Cotter pin Stainless steel | 17 | 17 | 0 | 6100K013 | R55-Q-1-K013_SEP | inventory | 2025-10-28 | Outer Enclosure |  | MK01-Makkah Central Warehouse | 2025-08-17 | 2025-08-03 | 0
4500592697-[30] | 908321104 : SWGR,SMRT RMU OD,2LBS+2CB,13.8KV,400A | RMU | ROH | 205042517 | ø4 Flat pad Stainless steel | 204 | 204 | 0 | 6100K013 | 1-1-1-1 | inventory | 2025-10-28 | Outer Enclosure |  | MK01-Makkah Central Warehouse | 2025-08-17 | 2025-08-03 | 0
4500592697-[30] | 908321104 : SWGR,SMRT RMU OD,2LBS+2CB,13.8KV,400A | RMU | ROH | 205042515 | φ4 Spring washer Stainless steel | 204 | 204 | 0 | 6100K013 | R40-I-1-K013_SEP | inventory | 2025-10-28 | Outer Enclosure |  | MK01-Makkah Central Warehouse | 2025-08-17 | 2025-08-03 | 0
4500592697-[30] | 908321104 : SWGR,SMRT RMU OD,2LBS+2CB,13.8KV,400A | RMU | ROH | DF205040971 | φ4*12 Waterproof blind rivets Stainless steel | 544 | 544 | 0 | 6100K013 | 1-1-1-1 | inventory | 2025-10-28 | Outer Enclosure |  | MK01-Makkah Central Warehouse | 2025-08-17 | 2025-08-03 | 0
4500592697-[30] | 908321104 : SWGR,SMRT RMU OD,2LBS+2CB,13.8KV,400A | RMU | ROH | 211001963 | φ6-18 Large flat pad Stainless steel | 1003 | 1003 | 0 | 6100K013 | 1-1-1-1 | inventory | 2025-10-28 | Outer Enclosure |  | MK01-Makkah Central Warehouse | 2025-08-17 | 2025-08-03 | 0
4500592697-[30] | 908321104 : SWGR,SMRT RMU OD,2LBS+2CB,13.8KV,400A | RMU | ROH | DF205040982 | φ6.4*10.5 Seahorse rivets Stainless steel (SS/HFIX0813) | 1156 | 1156 | 0 | 6100K013 | 1-1-1-1 | inventory | 2025-10-28 | Outer Enclosure |  | MK01-Makkah Central Warehouse | 2025-08-17 | 2025-08-03 | 0
4500592697-[30] | 908321104 : SWGR,SMRT RMU OD,2LBS+2CB,13.8KV,400A | RMU | ROH | DF205040983 | φ6.4*16.5 Countersunk Seahorse blind rivets Stainless steel | 68 | 68 | 0 | 6100K013 | 1-1-1-1 | inventory | 2025-10-28 | Outer Enclosure |  | MK01-Makkah Central Warehouse | 2025-08-17 | 2025-08-03 | 0
4500592697-[40] | 908321104 : SWGR,SMRT RMU OD,2LBS+2CB,13.8KV,400A | RMU | HALB | 5DF.0818.1045 | 2L2T Complete SRMU without Outer Enclosure | 2 | 1 | 1 | 6100KDP02 | WH2-1-1-K013_SEP | inventory | 2025-10-28 | SEP |  | HW02-Hawiyah Warehouse | 2025-08-17 | 2025-08-03 | 0
4500592697-[40] | 908321104 : SWGR,SMRT RMU OD,2LBS+2CB,13.8KV,400A | RMU | HALB | 5DF.0818.1045 | 2L2T Complete SRMU without Outer Enclosure | 1 | 1 | 0 | 6100K015 | 1-1-1-1 | inventory | 2025-10-28 | SEP |  | HW02-Hawiyah Warehouse | 2025-08-17 | 2025-08-03 | 0
4500592697-[40] | 908321104 : SWGR,SMRT RMU OD,2LBS+2CB,13.8KV,400A | RMU | ROH | DF209001751 | Buckle A104 Stainless Steel Single hole φ12 | 4 | 4 | 0 | 6100K013 | 1-1-1-1 | inventory | 2025-10-28 | Outer Enclosure |  | HW02-Hawiyah Warehouse | 2025-08-17 | 2025-08-03 | 0
4500592697-[40] | 908321104 : SWGR,SMRT RMU OD,2LBS+2CB,13.8KV,400A | RMU | ROH | DF240907004 | Cross recessed pan head screws M3*12 | 8 | 8 | 0 | 6100K013 | 1-1-1-1 | inventory | 2025-10-28 | Outer Enclosure |  | HW02-Hawiyah Warehouse | 2025-08-17 | 2025-08-03 | 0
4500592697-[40] | 908321104 : SWGR,SMRT RMU OD,2LBS+2CB,13.8KV,400A | RMU | ROH | DF240103074 | M4*12 Cross recessed pan head triangular tooth self-tapping self-drilling screw galvanized | 2 | 2 | 0 | 6100K013 | R55-Q-1-K013_SEP | inventory | 2025-10-28 | Outer Enclosure |  | HW02-Hawiyah Warehouse | 2025-08-17 | 2025-08-03 | 0
4500592697-[40] | 908321104 : SWGR,SMRT RMU OD,2LBS+2CB,13.8KV,400A | RMU | ROH | DF240603047 | M5 * 12 cross groove pan head triangular self tapping screw | 8 | 8 | 0 | 6100K013 | 1-1-1-1 | inventory | 2025-10-28 | Outer Enclosure |  | HW02-Hawiyah Warehouse | 2025-08-17 | 2025-08-03 | 0
4500592697-[40] | 908321104 : SWGR,SMRT RMU OD,2LBS+2CB,13.8KV,400A | RMU | ROH | DF240324001 | DF1725IED FRTU FOR Smart RMU（2L1T 3Way） with 32DI+8CO+9ECT+3EVT | 2 | 2 | 0 | 6100K013 | 1-1-1-1 | inventory | 2025-10-28 | RTU |  | HW02-Hawiyah Warehouse | 2025-08-17 | 2025-08-03 | 0
4500592697-[40] | 908321104 : SWGR,SMRT RMU OD,2LBS+2CB,13.8KV,400A | RMU | ROH | DF209001750 | Dixation Hook Q235A | 2 | 2 | 0 | 6100K013 | R54-A-1-K013_SEP | inventory | 2025-10-28 | Outer Enclosure |  | HW02-Hawiyah Warehouse | 2025-08-17 | 2025-08-03 | 0
4500592697-[40] | 908321104 : SWGR,SMRT RMU OD,2LBS+2CB,13.8KV,400A | RMU | ROH | DF205041101 | Door Bolt 5 Inches Stainless steel | 4 | 4 | 0 | 6100K013 | 1-1-1-1 | inventory | 2025-10-28 | Outer Enclosure |  | HW02-Hawiyah Warehouse | 2025-08-17 | 2025-08-03 | 0
4500592697-[40] | 908321104 : SWGR,SMRT RMU OD,2LBS+2CB,13.8KV,400A | RMU | ROH | DF240510006 | External hexagonal flange triangular thread self-tapping locking screws M6*12 | 72 | 72 | 0 | 6100K013 | 1-1-1-1 | inventory | 2025-10-28 | Outer Enclosure |  | HW02-Hawiyah Warehouse | 2025-08-17 | 2025-08-03 | 0
4500592697-[40] | 908321104 : SWGR,SMRT RMU OD,2LBS+2CB,13.8KV,400A | RMU | ROH | 8DF-128-0009 | Fixed clamp | 2 | 2 | 0 | 6100K013 | WH2-1-1-K013_SEP | inventory | 2025-10-28 | Outer Enclosure |  | HW02-Hawiyah Warehouse | 2025-08-17 | 2025-08-03 | 0
4500592697-[40] | 908321104 : SWGR,SMRT RMU OD,2LBS+2CB,13.8KV,400A | RMU | ROH | 211001962 | φ6 Flap pad Stainless steel | 72 | 72 | 0 | 6100K013 | R55-Q-1-K013_SEP | inventory | 2025-10-28 | Outer Enclosure |  | HW02-Hawiyah Warehouse | 2025-08-17 | 2025-08-03 | 0
4500592697-[40] | 908321104 : SWGR,SMRT RMU OD,2LBS+2CB,13.8KV,400A | RMU | ROH | DF240907005 | Flat Washers φ3 | 8 | 8 | 0 | free_stock | R58-A-1-K12B_SEP | inventory | 2025-10-28 | Outer Enclosure |  | HW02-Hawiyah Warehouse | 2025-08-17 | 2025-08-03 | 0
4500592697-[40] | 908321104 : SWGR,SMRT RMU OD,2LBS+2CB,13.8KV,400A | RMU | ROH | 205004178 | ø10 Flat pad Stainless steel | 2 | 2 | 0 | free_stock | R58-B--RMU/\-BULK_SEP | inventory | 2025-10-28 | Outer Enclosure |  | HW02-Hawiyah Warehouse | 2025-08-17 | 2025-08-03 | 0
4500592697-[40] | 908321104 : SWGR,SMRT RMU OD,2LBS+2CB,13.8KV,400A | RMU | ROH | DF250310001 | Hinge CL209-1 Stainless Steel | 10 | 10 | 0 | 6100K013 | 1-1-1-1 | inventory | 2025-10-28 | Outer Enclosure |  | HW02-Hawiyah Warehouse | 2025-08-17 | 2025-08-03 | 0
4500592697-[40] | 908321104 : SWGR,SMRT RMU OD,2LBS+2CB,13.8KV,400A | RMU | ROH | DF250319001 | Hydraulic Rod 1500N;L=450 | 4 | 4 | 0 | 6100K013 | 1-1-1-1 | consumption | 2025-09-24 | Outer Enclosure |  | HW02-Hawiyah Warehouse | 2025-08-17 | 2025-08-03 | 0 | [5 empty] | Work in Process Material Issue | 7562542
4500592697-[40] | 908321104 : SWGR,SMRT RMU OD,2LBS+2CB,13.8KV,400A | RMU | ROH | DF240603013 | Large flat washer φ8-24 | 4 | 4 | 0 | 6100K013 | R54-Q-1-K013_SEP | inventory | 2025-10-28 | Outer Enclosure |  | HW02-Hawiyah Warehouse | 2025-08-17 | 2025-08-03 | 0
4500592697-[40] | 908321104 : SWGR,SMRT RMU OD,2LBS+2CB,13.8KV,400A | RMU | ROH | 8DF.0818.1139 | Lifting Lugs (05mm Stainless Steel-304) | 4 | 4 | 0 | 6100K013 | NEW.FLR-1-1-K013_SEP | inventory | 2025-10-28 | Outer Enclosure |  | HW02-Hawiyah Warehouse | 2025-08-17 | 2025-08-03 | 0
4500592697-[40] | 908321104 : SWGR,SMRT RMU OD,2LBS+2CB,13.8KV,400A | RMU | ROH | DF205039106 | M10 Hex nuts Stainless steel | 16 | 16 | 0 | free_stock | R34-I-1-MBM_SEP | inventory | 2025-10-28 | Outer Enclosure |  | HW02-Hawiyah Warehouse | 2025-08-17 | 2025-08-03 | 0
4500592697-[40] | 908321104 : SWGR,SMRT RMU OD,2LBS+2CB,13.8KV,400A | RMU | ROH | 211003152 | M10*30 Hex bolts Stainless steel | 16 | 16 | 0 | 6100K013 | R55-Q-1-K013_SEP | inventory | 2025-10-28 | Outer Enclosure |  | HW02-Hawiyah Warehouse | 2025-08-17 | 2025-08-03 | 0
4500592697-[40] | 908321104 : SWGR,SMRT RMU OD,2LBS+2CB,13.8KV,400A | RMU | ROH | DF240110367 | M12*110 Expansion bolt hot dip galvanized | 16 | 16 | 0 | 6100K013 | R54-P-1-K013_SEP | inventory | 2025-10-28 | Outer Enclosure |  | HW02-Hawiyah Warehouse | 2025-08-17 | 2025-08-03 | 0
4500592697-[40] | 908321104 : SWGR,SMRT RMU OD,2LBS+2CB,13.8KV,400A | RMU | ROH | DF240110385 | M24 Gran head nylon | 6 | 6 | 0 | 6100K013 | 1-1-1-1 | inventory | 2025-10-28 | Outer Enclosure |  | HW02-Hawiyah Warehouse | 2025-08-17 | 2025-08-03 | 0
4500592697-[40] | 908321104 : SWGR,SMRT RMU OD,2LBS+2CB,13.8KV,400A | RMU | ROH | 205040650 | M4 Hex Self-locking nuts Stainless steel | 36 | 36 | 0 | free_stock | R52-A-1-MVBM_SEP | inventory | 2025-10-28 | Outer Enclosure |  | HW02-Hawiyah Warehouse | 2025-08-17 | 2025-08-03 | 0
4500592697-[40] | 908321104 : SWGR,SMRT RMU OD,2LBS+2CB,13.8KV,400A | RMU | ROH | 205040951 | M4*16 Phillips countersunk head screw Stainless steel | 24 | 24 | 0 | 6100K013 | 1-1-1-1 | inventory | 2025-10-28 | Outer Enclosure |  | HW02-Hawiyah Warehouse | 2025-08-17 | 2025-08-03 | 0
4500592697-[40] | 908321104 : SWGR,SMRT RMU OD,2LBS+2CB,13.8KV,400A | RMU | ROH | 211002077 | M6 Hex nuts Stainless steel | 8 | 8 | 0 | 6100K013 | 1-1-1-1 | consumption | 2025-11-09 | Outer Enclosure |  | HW02-Hawiyah Warehouse | 2025-08-17 | 2025-08-03 | 0 | [5 empty] | Work in Process Material Issue | 7226788
4500592697-[40] | 908321104 : SWGR,SMRT RMU OD,2LBS+2CB,13.8KV,400A | RMU | ROH | DF211002080 | M6*15 Blind rivet nut Stainless steel (GB/T17880.3) | 182 | 182 | 0 | 6100K013 | 1-1-1-1 | inventory | 2025-10-28 | Outer Enclosure |  | HW02-Hawiyah Warehouse | 2025-08-17 | 2025-08-03 | 0
4500592697-[40] | 908321104 : SWGR,SMRT RMU OD,2LBS+2CB,13.8KV,400A | RMU | ROH | 205039200 | M6*20 Hex bolts Stainless steel | 182 | 182 | 0 | 6100K013 | R55-Q-1-K013_SEP | inventory | 2025-10-28 | Outer Enclosure |  | HW02-Hawiyah Warehouse | 2025-08-17 | 2025-08-03 | 0
4500592697-[40] | 908321104 : SWGR,SMRT RMU OD,2LBS+2CB,13.8KV,400A | RMU | ROH | DF205040952 | M6*20 Phillips countersunk head screw Stainless steel | 8 | 8 | 0 | 6100K013 | 1-1-1-1 | inventory | 2025-10-28 | Outer Enclosure |  | HW02-Hawiyah Warehouse | 2025-08-17 | 2025-08-03 | 0
4500592697-[40] | 908321104 : SWGR,SMRT RMU OD,2LBS+2CB,13.8KV,400A | RMU | ROH | 211002074 | Hex nutsM8 | 4 | 4 | 0 | 6100K013 | R55-Q-1-K013_SEP | inventory | 2025-10-28 | Outer Enclosure |  | HW02-Hawiyah Warehouse | 2025-08-17 | 2025-08-03 | 0
4500592697-[40] | 908321104 : SWGR,SMRT RMU OD,2LBS+2CB,13.8KV,400A | RMU | ROH | DF240510049 | Power module (DFE500A-AC220D24-ST-X) | 2 | 2 | 0 | 6100K013 | 1-1-1-1 | inventory | 2025-10-28 | Charger |  | HW02-Hawiyah Warehouse | 2025-08-17 | 2025-08-03 | 0
4500592697-[40] | 908321104 : SWGR,SMRT RMU OD,2LBS+2CB,13.8KV,400A | RMU | ROH | RMU0000000005 | RMU EFI, Make: KRIES, Ord: 2510201_H007 IKI-10-light-W with LED and Flag | 2 | 2 | 0 | 6100K013 | 1-1-1-1 | inventory | 2025-10-28 | EFI |  | HW02-Hawiyah Warehouse | 2025-08-17 | 2025-08-03 | 0
4500592697-[40] | 908321104 : SWGR,SMRT RMU OD,2LBS+2CB,13.8KV,400A | RMU | ROH | RMU0000000004 | RMU Over Current Relay, Make: FANOX, Ord: SIA B 1 1 0 F C 2 3 2 A C | 4 | 4 | 0 | 6100K013 | INC-1-1-K013_SEP | inventory | 2025-10-28 | Fanox Relay |  | HW02-Hawiyah Warehouse | 2025-08-17 | 2025-08-03 | 0
4500592697-[40] | 908321104 : SWGR,SMRT RMU OD,2LBS+2CB,13.8KV,400A | RMU | ROH | DF205041498 | Rectangular Sealing Strip D-07 T-79 EPDM | 10.4 | 10.4 | 0 | 6100K013 | 1-1-1-1 | inventory | 2025-10-28 | Outer Enclosure |  | HW02-Hawiyah Warehouse | 2025-08-17 | 2025-08-03 | 0
4500592697-[40] | 908321104 : SWGR,SMRT RMU OD,2LBS+2CB,13.8KV,400A | RMU | ROH | DF205041559 | SEC Logo Board Print + Outdoor Protection | 4 | 4 | 0 | 6100K013 | 1-1-1-1 | inventory | 2025-10-28 | Outer Enclosure |  | HW02-Hawiyah Warehouse | 2025-08-17 | 2025-08-03 | 0
4500592697-[40] | 908321104 : SWGR,SMRT RMU OD,2LBS+2CB,13.8KV,400A | RMU | ROH | DF240907006 | Self-locking nut M3 | 8 | 8 | 0 | 6100K013 | R55-Q-1-K013_SEP | inventory | 2025-10-28 | Outer Enclosure |  | HW02-Hawiyah Warehouse | 2025-08-17 | 2025-08-03 | 0
4500592697-[40] | 908321104 : SWGR,SMRT RMU OD,2LBS+2CB,13.8KV,400A | RMU | ROH | DF240510011 | Self-locking nutsM6 | 40 | 40 | 0 | 6100K013 | R55-Q-1-K013_SEP | inventory | 2025-10-28 | Outer Enclosure |  | HW02-Hawiyah Warehouse | 2025-08-17 | 2025-08-03 | 0
4500592697-[40] | 908321104 : SWGR,SMRT RMU OD,2LBS+2CB,13.8KV,400A | RMU | ROH | DF240424027 | Self-locking nutsM8 | 8 | 8 | 0 | 6100K013 | R54-Q-1-K013_SEP | inventory | 2025-10-28 | Outer Enclosure |  | HW02-Hawiyah Warehouse | 2025-08-17 | 2025-08-03 | 0
4500592697-[40] | 908321104 : SWGR,SMRT RMU OD,2LBS+2CB,13.8KV,400A | RMU | ROH | 205046789 | φ6 Spring washer Stainleess steel | 190 | 190 | 0 | 6100K013 | 1-1-1-1 | inventory | 2025-10-28 | Outer Enclosure |  | HW02-Hawiyah Warehouse | 2025-08-17 | 2025-08-03 | 0
4500592697-[40] | 908321104 : SWGR,SMRT RMU OD,2LBS+2CB,13.8KV,400A | RMU | ROH | DF205041558 | Warning Sign (Print + Outdoor Protection) | 4 | 4 | 0 | 6100K013 | 1-1-1-1 | inventory | 2025-10-28 | Outer Enclosure |  | HW02-Hawiyah Warehouse | 2025-08-17 | 2025-08-03 | 0
4500592697-[40] | 908321104 : SWGR,SMRT RMU OD,2LBS+2CB,13.8KV,400A | RMU | ROH | DF205041497 | Waterproof Adhesive Tape (Large) UC-15 EPDM | 17.22 | 17.22 | 0 | free_stock | 1-1-1-1 | inventory | 2025-10-28 | Outer Enclosure |  | HW02-Hawiyah Warehouse | 2025-08-17 | 2025-08-03 | 0
4500592697-[40] | 908321104 : SWGR,SMRT RMU OD,2LBS+2CB,13.8KV,400A | RMU | ROH | DF205041499 | Waterproof Adhesive Tape (Large) UD-07 EPDM | 3.3 | 3.3 | 0 | 6100K013 | 1-1-1-1 | inventory | 2025-10-28 | Outer Enclosure |  | HW02-Hawiyah Warehouse | 2025-08-17 | 2025-08-03 | 0
4500592697-[40] | 908321104 : SWGR,SMRT RMU OD,2LBS+2CB,13.8KV,400A | RMU | ROH | DF205040961 | M4.5*10 Plastic rivets ABS plastic | 24 | 24 | 0 | 6100K013 | 1-1-1-1 | consumption | 2025-09-17 | Outer Enclosure |  | HW02-Hawiyah Warehouse | 2025-08-17 | 2025-08-03 | 0 | [5 empty] | Work in Process Material Issue | 7370425
4500592697-[40] | 908321104 : SWGR,SMRT RMU OD,2LBS+2CB,13.8KV,400A | RMU | ROH | DF205041496 | Sealing Strip 2018EVA EPDM (thickness 3mm width 10mm) | 36.2 | 36.2 | 0 | 6100K013 | 1-1-1-1 | consumption | 2025-09-18 | Outer Enclosure |  | HW02-Hawiyah Warehouse | 2025-08-17 | 2025-08-03 | 0 | [5 empty] | Work in Process Material Issue | 7406394
4500592697-[40] | 908321104 : SWGR,SMRT RMU OD,2LBS+2CB,13.8KV,400A | RMU | ROH | 205046790 | φ10 spring washer Stainless steel | 16 | 16 | 0 | 6100K013 | R40-I-1-K013_SEP | inventory | 2025-10-28 | Outer Enclosure |  | HW02-Hawiyah Warehouse | 2025-08-17 | 2025-08-03 | 0
4500592697-[40] | 908321104 : SWGR,SMRT RMU OD,2LBS+2CB,13.8KV,400A | RMU | ROH | DF211001964 | φ10-30 large flat pad Stainless steel | 16 | 16 | 0 | free_stock | R52-A-1-MVBM_SEP | inventory | 2025-10-28 | Outer Enclosure |  | HW02-Hawiyah Warehouse | 2025-08-17 | 2025-08-03 | 0
4500592697-[40] | 908321104 : SWGR,SMRT RMU OD,2LBS+2CB,13.8KV,400A | RMU | ROH | 205042612 | φ3.2*16 Cotter pin Stainless steel | 2 | 2 | 0 | 6100K013 | R55-Q-1-K013_SEP | inventory | 2025-10-28 | Outer Enclosure |  | HW02-Hawiyah Warehouse | 2025-08-17 | 2025-08-03 | 0
4500592697-[40] | 908321104 : SWGR,SMRT RMU OD,2LBS+2CB,13.8KV,400A | RMU | ROH | 205042517 | ø4 Flat pad Stainless steel | 24 | 24 | 0 | 6100K013 | 1-1-1-1 | inventory | 2025-10-28 | Outer Enclosure |  | HW02-Hawiyah Warehouse | 2025-08-17 | 2025-08-03 | 0
4500592697-[40] | 908321104 : SWGR,SMRT RMU OD,2LBS+2CB,13.8KV,400A | RMU | ROH | 205042515 | φ4 Spring washer Stainless steel | 24 | 24 | 0 | 6100K013 | 1-1-1-1 | inventory | 2025-10-28 | Outer Enclosure |  | HW02-Hawiyah Warehouse | 2025-08-17 | 2025-08-03 | 0
4500592697-[40] | 908321104 : SWGR,SMRT RMU OD,2LBS+2CB,13.8KV,400A | RMU | ROH | DF205040971 | φ4*12 Waterproof blind rivets Stainless steel | 64 | 64 | 0 | free_stock | 1-1-1-1 | inventory | 2025-10-28 | Outer Enclosure |  | HW02-Hawiyah Warehouse | 2025-08-17 | 2025-08-03 | 0
4500592697-[40] | 908321104 : SWGR,SMRT RMU OD,2LBS+2CB,13.8KV,400A | RMU | ROH | 211001963 | φ6-18 Large flat pad Stainless steel | 118 | 118 | 0 | free_stock | R51-I-1-MVBM_SEP | inventory | 2025-10-28 | Outer Enclosure |  | HW02-Hawiyah Warehouse | 2025-08-17 | 2025-08-03 | 0
4500592697-[40] | 908321104 : SWGR,SMRT RMU OD,2LBS+2CB,13.8KV,400A | RMU | ROH | DF205040982 | φ6.4*10.5 Seahorse rivets Stainless steel (SS/HFIX0813) | 136 | 136 | 0 | 6100K013 | 1-1-1-1 | inventory | 2025-10-28 | Outer Enclosure |  | HW02-Hawiyah Warehouse | 2025-08-17 | 2025-08-03 | 0
4500592697-[40] | 908321104 : SWGR,SMRT RMU OD,2LBS+2CB,13.8KV,400A | RMU | ROH | DF205040983 | φ6.4*16.5 Countersunk Seahorse blind rivets Stainless steel | 8 | 8 | 0 | 6100K013 | 1-1-1-1 | inventory | 2025-10-28 | Outer Enclosure |  | HW02-Hawiyah Warehouse | 2025-08-17 | 2025-08-03 | 0
4500592686-[70] | 908321101 : SWGR,SMART RMU OD,3LBS+1CB,13.8KV,400A | RMU | ROH | DF240612121 | Cold pressed terminal tube type VE1510 (RED) | 29106 | 29106 | 0 | 6100K013 | 1-1-1-1 | inventory | 2025-10-28 | DFE-LV |  | RY01-Riyadh Central Warehouse | 2025-08-30 | 2025-08-16 | 0
4500592686-[70] | 908321101 : SWGR,SMART RMU OD,3LBS+1CB,13.8KV,400A | RMU | ROH | 205041917 | Flat Washer φ10 | 5544 | 584 | 4960 | 6100K013 | BOX92-1-1-K013_SEP | consumption | 2025-10-25 | SEP |  | RY01-Riyadh Central Warehouse | 2025-08-30 | 2025-08-16 | 0 | [5 empty] | Work in Process Pick | 8293538
4500592686-[70] | 908321101 : SWGR,SMART RMU OD,3LBS+1CB,13.8KV,400A | RMU | ROH | 205041917 | Flat Washer φ10 | 4960 | 466 | 4494 | 6100K013 | BOX92-1-1-K013_SEP | consumption | 2025-10-25 | SEP |  | RY01-Riyadh Central Warehouse | 2025-08-30 | 2025-08-16 | 0 | [5 empty] | Work in Process Pick | 8304641
4500592686-[70] | 908321101 : SWGR,SMART RMU OD,3LBS+1CB,13.8KV,400A | RMU | ROH | 205041917 | Flat Washer φ10 | 4494 | 4494 | 0 | 6100KDP02 | PO-SEP-6034-[55] | GR_in_process | 2025-11-30 | SEP |  | RY01-Riyadh Central Warehouse | 2025-08-30 | 2025-08-16 | 0 | Dongfang Electronics International Engineering Co. Ltd | 6100KDP02 // 2L1T SRMU Gas Tank Loose Material from DFE | 6400 | 01-09-2025 | 01-09-2025 |  |  | PO-SEP-6034/DF250831-400-SEP
4500592686-[70] | 908321101 : SWGR,SMART RMU OD,3LBS+1CB,13.8KV,400A | RMU | ROH | 205041926 | Hex Nut M10 | 4004 | 4004 | 0 | 6100K013 | R41-A-1-K013_SEP | inventory | 2025-10-28 | SEP |  | RY01-Riyadh Central Warehouse | 2025-08-30 | 2025-08-16 | 0
4500592686-[70] | 908321101 : SWGR,SMART RMU OD,3LBS+1CB,13.8KV,400A | RMU | ROH | DF240510037 | Hinge (CL230-HL017) | 616 | 616 | 0 | 6100K013 | 1-1-1-1 | inventory | 2025-10-28 | DFE-LV |  | RY01-Riyadh Central Warehouse | 2025-08-30 | 2025-08-16 | 0
4500592686-[70] | 908321101 : SWGR,SMART RMU OD,3LBS+1CB,13.8KV,400A | RMU | ROH | DF241126015 | OTTA6-T-P/P marking strip (11)ZB10 LGS:11(1053014:0001) | 308 | 308 | 0 | 6100K013 | R18-S-1-K013_SEP | inventory | 2025-10-28 | DFE-LV |  | RY01-Riyadh Central Warehouse | 2025-08-30 | 2025-08-16 | 0
4500592686-[70] | 908321101 : SWGR,SMART RMU OD,3LBS+1CB,13.8KV,400A | RMU | ROH | DF241126011 | Phoenix Terminal Center Bridge EB 2-OTTA 6(0790608) | 462 | 462 | 0 | 6100K013 | 1-1-1-1 | inventory | 2025-10-28 | DFE-LV |  | RY01-Riyadh Central Warehouse | 2025-08-30 | 2025-08-16 | 0
4500592686-[70] | 908321101 : SWGR,SMART RMU OD,3LBS+1CB,13.8KV,400A | RMU | ROH | DF241126012 | Phoenix Terminal Center Bridge EB 4-OTTA 6(0326049) | 154 | 154 | 0 | 6100K013 | R18-S-1-K013_SEP | inventory | 2025-10-28 | DFE-LV |  | RY01-Riyadh Central Warehouse | 2025-08-30 | 2025-08-16 | 0
4500592686-[70] | 908321101 : SWGR,SMART RMU OD,3LBS+1CB,13.8KV,400A | RMU | ROH | DF240510010 | Rivet Nut M6*15 | 1694 | 1694 | 0 | 6100K013 | R54-Q-1-K013_SEP | inventory | 2025-10-28 | DFE-LV |  | RY01-Riyadh Central Warehouse | 2025-08-30 | 2025-08-16 | 0
4500592686-[70] | 908321101 : SWGR,SMART RMU OD,3LBS+1CB,13.8KV,400A | RMU | ROH | DF240510010 | Rivet Nut M6*15 | 2464 | 2464 | 0 | 6100K013 | R54-Q-1-K013_SEP | inventory | 2025-10-28 | SEP |  | RY01-Riyadh Central Warehouse | 2025-08-30 | 2025-08-16 | 0
4500592686-[70] | 908321101 : SWGR,SMART RMU OD,3LBS+1CB,13.8KV,400A | RMU |  | DF240510010 | Rivet Nut M6*15 | 2926 | 2926 | 0 | 6100K013 | R54-Q-1-K013_SEP | inventory | 2025-10-28 | SEP |  | RY01-Riyadh Central Warehouse | 2025-08-30 | 2025-08-16 | 0
4500592686-[70] | 908321101 : SWGR,SMART RMU OD,3LBS+1CB,13.8KV,400A | RMU | ROH | 205041912 | Spring Washer φ10 | 2772 | 2772 | 0 | 6100K013 | R55-I-1-K013_SEP | inventory | 2025-10-28 | SEP |  | RY01-Riyadh Central Warehouse | 2025-08-30 | 2025-08-16 | 0
4500592686-[70] | 908321101 : SWGR,SMART RMU OD,3LBS+1CB,13.8KV,400A | RMU | ROH | DF241126013 | Tie strap (black) 5*200 | 3850 | 3850 | 0 | 6100K013 | PLT2-1-1-K013_SEP | inventory | 2025-10-28 | DFE-LV |  | RY01-Riyadh Central Warehouse | 2025-08-30 | 2025-08-16 | 0
4500592686-[70] | 908321101 : SWGR,SMART RMU OD,3LBS+1CB,13.8KV,400A | RMU | ROH | DF241126016 | UK2.5B Center Connection Bar (3 connections)FBI 10-3(0203250) | 462 | 462 | 0 | 6100K013 | 1-1-1-1 | inventory | 2025-10-28 | DFE-LV |  | RY01-Riyadh Central Warehouse | 2025-08-30 | 2025-08-16 | 0
4500592686-[70] | 908321101 : SWGR,SMART RMU OD,3LBS+1CB,13.8KV,400A | RMU | ROH | DF241126017 | UK2.5B Center Connection Bar (5 connections)FBI 10-5(0203250) | 154 | 154 | 0 | 6100K013 | 1-1-1-1 | inventory | 2025-10-28 | DFE-LV |  | RY01-Riyadh Central Warehouse | 2025-08-30 | 2025-08-16 | 0
4500592686-[70] | 908321101 : SWGR,SMART RMU OD,3LBS+1CB,13.8KV,400A | RMU | ROH | DF241126018 | UK2.5B Center Connection Bar (8 connections)FBI 10-8(0203250) | 154 | 154 | 0 | 6100K013 | 1-1-1-1 | inventory | 2025-10-28 | DFE-LV |  | RY01-Riyadh Central Warehouse | 2025-08-30 | 2025-08-16 | 0
4500592686-[70] | 908321101 : SWGR,SMART RMU OD,3LBS+1CB,13.8KV,400A | RMU | ROH | DF241118008 | Transfer switch | 154 | 154 | 0 | 6100K013 | 1-1-1-1 | inventory | 2025-10-28 | DFE-LV |  | RY01-Riyadh Central Warehouse | 2025-08-30 | 2025-08-16 | 0
4500592686-[70] | 908321101 : SWGR,SMART RMU OD,3LBS+1CB,13.8KV,400A | RMU | ROH | DF240612006 | Wrapped tube (black) φ8 | 2310 | 2310 | 0 | 6100K013 | 1-1-1-1 | inventory | 2025-10-28 | DFE-LV |  | RY01-Riyadh Central Warehouse | 2025-08-30 | 2025-08-16 | 0
4500592686-[70] | 908321101 : SWGR,SMART RMU OD,3LBS+1CB,13.8KV,400A | RMU | ROH | DF240603031 | Black rubber gasket (φ6-12 2mm) | 3696 | 3696 | 0 | 6100K013 | 1-1-1-1 | inventory | 2025-10-28 | SEP |  | RY01-Riyadh Central Warehouse | 2025-08-30 | 2025-08-16 | 0
4500592686-[70] | 908321101 : SWGR,SMART RMU OD,3LBS+1CB,13.8KV,400A | RMU | 蓄电池标牌固定 | DF240603003 | Blind Rivet (φ3.2*7) | 308 | 308 | 0 | 6100K013 | R55-H-1-K013_SEP | inventory | 2025-10-28 | DFE-LV |  | RY01-Riyadh Central Warehouse | 2025-08-30 | 2025-08-16 | 0
4500592686-[70] | 908321101 : SWGR,SMART RMU OD,3LBS+1CB,13.8KV,400A | RMU | ROH | DF209001751 | Buckle A104 Stainless Steel Single hole φ12 | 308 | 308 | 0 | 6100K013 | 1-1-1-1 | inventory | 2025-10-28 | Outer Enclosure |  | RY01-Riyadh Central Warehouse | 2025-08-30 | 2025-08-16 | 0
4500592686-[70] | 908321101 : SWGR,SMART RMU OD,3LBS+1CB,13.8KV,400A | RMU | ROH | 5ST.0818.0002 | Button protection cover | 1694 | 1694 | 0 | 6100K013 | BOX7-1-1-K013_SEP | inventory | 2025-10-28 | DFE-Consumables |  | RY01-Riyadh Central Warehouse | 2025-08-30 | 2025-08-16 | 0
4500592686-[70] | 908321101 : SWGR,SMART RMU OD,3LBS+1CB,13.8KV,400A | RMU | ROH | DF240510022 | Wire harness (black)BVR-1.5mm² | 6776 | 6776 | 0 | 6100K013 | 1-1-1-1 | inventory | 2025-10-28 | DFE-LV |  | RY01-Riyadh Central Warehouse | 2025-08-30 | 2025-08-16 | 0
4500592686-[70] | 908321101 : SWGR,SMART RMU OD,3LBS+1CB,13.8KV,400A | RMU | ROH | DF240510023 | Wire harness (black)BVR-2.5mm² | 693 | 693 | 0 | 6100K013 | 1-1-1-1 | inventory | 2025-10-28 | DFE-LV |  | RY01-Riyadh Central Warehouse | 2025-08-30 | 2025-08-16 | 0
4500592686-[70] | 908321101 : SWGR,SMART RMU OD,3LBS+1CB,13.8KV,400A | RMU | ROH | DF240510024 | Wire harness (black)BVR-4.0mm² | 5390 | 5390 | 0 | 6100K013 | 1-1-1-1 | inventory | 2025-10-28 | DFE-LV |  | RY01-Riyadh Central Warehouse | 2025-08-30 | 2025-08-16 | 0
4500592686-[70] | 908321101 : SWGR,SMART RMU OD,3LBS+1CB,13.8KV,400A | RMU | ROH | DF241126003 | Wire harness (Blue)BVR-1.5mm² | 9240 | 9240 | 0 | 6100K013 | 1-1-1-1 | inventory | 2025-10-28 | DFE-LV |  | RY01-Riyadh Central Warehouse | 2025-08-30 | 2025-08-16 | 0
4500592686-[70] | 908321101 : SWGR,SMART RMU OD,3LBS+1CB,13.8KV,400A | RMU | ROH | DF250303002 | Wire harness (Blue)BVR-4.0mm² | 1078 | 1078 | 0 | 6100K013 | 1-1-1-1 | inventory | 2025-10-28 | DFE-LV |  | RY01-Riyadh Central Warehouse | 2025-08-30 | 2025-08-16 | 0
4500592686-[70] | 908321101 : SWGR,SMART RMU OD,3LBS+1CB,13.8KV,400A | RMU | ROH | DF241126004 | Wire harness (grey)BVR-1.5mm² | 49280 | 49280 | 0 | 6100K013 | 1-1-1-1 | inventory | 2025-10-28 | DFE-LV |  | RY01-Riyadh Central Warehouse | 2025-08-30 | 2025-08-16 | 0
4500592686-[70] | 908321101 : SWGR,SMART RMU OD,3LBS+1CB,13.8KV,400A | RMU | ROH | DF241126008 | Wire harness (grey)BVR-2.5mm² | 5544 | 5544 | 0 | 6100K013 | 1-1-1-1 | inventory | 2025-10-28 | DFE-LV |  | RY01-Riyadh Central Warehouse | 2025-08-30 | 2025-08-16 | 0
4500592686-[70] | 908321101 : SWGR,SMART RMU OD,3LBS+1CB,13.8KV,400A | RMU | ROH | DF241126001 | Wire harness (Red)BVR-1.5mm² | 2310 | 2310 | 0 | 6100K013 | 1-1-1-1 | inventory | 2025-10-28 | DFE-LV |  | RY01-Riyadh Central Warehouse | 2025-08-30 | 2025-08-16 | 0
4500592686-[70] | 908321101 : SWGR,SMART RMU OD,3LBS+1CB,13.8KV,400A | RMU | ROH | DF241126005 | Wire harness (Red)BVR-2.5mm² | 693 | 693 | 0 | 6100K013 | 1-1-1-1 | inventory | 2025-10-28 | DFE-LV |  | RY01-Riyadh Central Warehouse | 2025-08-30 | 2025-08-16 | 0
4500592686-[70] | 908321101 : SWGR,SMART RMU OD,3LBS+1CB,13.8KV,400A | RMU | ROH | DF241126009 | Wire harness (Red)BVR-4.0mm² | 2002 | 2002 | 0 | 6100K013 | 1-1-1-1 | inventory | 2025-10-28 | DFE-LV |  | RY01-Riyadh Central Warehouse | 2025-08-30 | 2025-08-16 | 0
4500592686-[70] | 908321101 : SWGR,SMART RMU OD,3LBS+1CB,13.8KV,400A | RMU | ROH | DF241126002 | Wire harness (Yellow)BVR-1.5mm² | 2310 | 2310 | 0 | 6100K013 | 1-1-1-1 | inventory | 2025-10-28 | DFE-LV |  | RY01-Riyadh Central Warehouse | 2025-08-30 | 2025-08-16 | 0
4500592686-[70] | 908321101 : SWGR,SMART RMU OD,3LBS+1CB,13.8KV,400A | RMU | ROH | DF250303001 | Wire harness (Yellow)BVR-4.0mm² | 1078 | 1078 | 0 | free_stock | R19-K-1-K013_SEP | inventory | 2025-10-28 | DFE-LV |  | RY01-Riyadh Central Warehouse | 2025-08-30 | 2025-08-16 | 0
4500592686-[70] | 908321101 : SWGR,SMART RMU OD,3LBS+1CB,13.8KV,400A | RMU | ROH | DF240510039 | CT+ECT (75A/1A+75A/225mV) | 462 | 462 | 0 | 6100K013 | 1-1-1-1 | inventory | 2025-10-28 | SEP |  | RY01-Riyadh Central Warehouse | 2025-08-30 | 2025-08-16 | 0
4500592686-[70] | 908321101 : SWGR,SMART RMU OD,3LBS+1CB,13.8KV,400A | RMU | ROH | 8DF-217-0004 | Cable door guide sleeve | 1232 | 1232 | 0 | 6100K013 | NEW.FLR-1-1-K013_SEP | inventory | 2025-10-28 | SEP |  | RY01-Riyadh Central Warehouse | 2025-08-30 | 2025-08-16 | 0
4500592686-[70] | 908321101 : SWGR,SMART RMU OD,3LBS+1CB,13.8KV,400A | RMU | ROH | 8DF.0818.1093 | Cable room insulation board 1 | 1232 | 1232 | 0 | 6100K013 | 1-1-1-1 | inventory | 2025-10-28 | DFE-Consumables |  | RY01-Riyadh Central Warehouse | 2025-08-30 | 2025-08-16 | 0
4500592686-[70] | 908321101 : SWGR,SMART RMU OD,3LBS+1CB,13.8KV,400A | RMU | ROH | DF240603045 | Charge indicator (DXN-T-FD/17.5) | 616 | 530 | 86 | 6100K013 | R58-P-1-K013_SEP | inventory | 2025-10-28 | DFE-Consumables |  | RY01-Riyadh Central Warehouse | 2025-08-30 | 2025-08-16 | 0
4500592686-[70] | 908321101 : SWGR,SMART RMU OD,3LBS+1CB,13.8KV,400A | RMU | ROH | DF240603045 | Charge indicator (DXN-T-FD/17.5) | 86 | 86 | 0 | 6100KDP02 | BOX42-1-1-K013_SEP | inventory | 2025-10-28 | DFE-Consumables |  | RY01-Riyadh Central Warehouse | 2025-08-30 | 2025-08-16 | 0
4500592686-[70] | 908321101 : SWGR,SMART RMU OD,3LBS+1CB,13.8KV,400A | RMU | ROH | DF241118002 | Close button indicator light | 616 | 616 | 0 | 6100K013 | 1-1-1-1 | inventory | 2025-10-28 | DFE-LV |  | RY01-Riyadh Central Warehouse | 2025-08-30 | 2025-08-16 | 0
4500592686-[70] | 908321101 : SWGR,SMART RMU OD,3LBS+1CB,13.8KV,400A | RMU | ROH | DF241126027 | Cold pressed terminal O-shaped RV1.25-4 (RED) | 1540 | 1540 | 0 | 6100K013 | BOX12-1-1-K013_SEP | inventory | 2025-10-28 | DFE-LV |  | RY01-Riyadh Central Warehouse | 2025-08-30 | 2025-08-16 | 0
4500592686-[70] | 908321101 : SWGR,SMART RMU OD,3LBS+1CB,13.8KV,400A | RMU | ROH | DF240612124 | Cold pressed terminal U-shaped SV1.25-4 (RED) | 16324 | 16324 | 0 | 6100K013 | 1-1-1-1 | inventory | 2025-10-28 | DFE-LV |  | RY01-Riyadh Central Warehouse | 2025-08-30 | 2025-08-16 | 0
4500592686-[70] | 908321101 : SWGR,SMART RMU OD,3LBS+1CB,13.8KV,400A | RMU | ROH | DF240612127 | Cold pressed terminal plug-in type FRD1.25-156 (RED) | 616 | 616 | 0 | 6100K013 | PLT2-1-1-K013_SEP | inventory | 2025-10-28 | DFE-LV |  | RY01-Riyadh Central Warehouse | 2025-08-30 | 2025-08-16 | 0
4500592686-[70] | 908321101 : SWGR,SMART RMU OD,3LBS+1CB,13.8KV,400A | RMU | ROH | DF240612128 | Cold pressed terminal plug-in type MPD1.25-156 (RED) | 616 | 616 | 0 | 6100K013 | PLT2-1-1-K013_SEP | inventory | 2025-10-28 | DFE-LV |  | RY01-Riyadh Central Warehouse | 2025-08-30 | 2025-08-16 | 0
4500592686-[70] | 908321101 : SWGR,SMART RMU OD,3LBS+1CB,13.8KV,400A | RMU | ROH | DF240612126 | Cold pressed terminal strip type DBV1.25-10 (RED) | 7084 | 7084 | 0 | 6100K013 | 1-1-1-1 | inventory | 2025-10-28 | DFE-LV |  | RY01-Riyadh Central Warehouse | 2025-08-30 | 2025-08-16 | 0
4500592686-[70] | 908321101 : SWGR,SMART RMU OD,3LBS+1CB,13.8KV,400A | RMU | ROH | 208004917 | Router (IR302) | 154 | 154 | 0 | 6100K013 | 1-1-1-1 | inventory | 2025-10-28 | DFE-LV |  | RY01-Riyadh Central Warehouse | 2025-08-30 | 2025-08-16 | 0
4500592686-[70] | 908321101 : SWGR,SMART RMU OD,3LBS+1CB,13.8KV,400A | RMU | ROH | 8DF.0818.1292 | Copper sets | 308 | 308 | 0 | 6100K013 | 1-1-1-1 | inventory | 2025-10-28 | SEP |  | RY01-Riyadh Central Warehouse | 2025-08-30 | 2025-08-16 | 0
4500592686-[70] | 908321101 : SWGR,SMART RMU OD,3LBS+1CB,13.8KV,400A | RMU | ROH | DF240424010 | Cross groove pan head combination screw M4*10 | 924 | 544 | 380 | 6100KDP02 | BOX42-1-1-K013_SEP | consumption | 2025-10-13 | SEP |  | RY01-Riyadh Central Warehouse | 2025-08-30 | 2025-08-16 | 0 | [5 empty] | Project Transfer | 8080519
4500592686-[70] | 908321101 : SWGR,SMART RMU OD,3LBS+1CB,13.8KV,400A | RMU | ROH | DF240424010 | Cross groove pan head combination screw M4*10 | 380 | 380 | 0 | 6100K013 | 1-1-1-1 | consumption | 2025-09-21 | SEP |  | RY01-Riyadh Central Warehouse | 2025-08-30 | 2025-08-16 | 0 | [5 empty] | Work in Process Material Issue | 7452505
4500592686-[70] | 908321101 : SWGR,SMART RMU OD,3LBS+1CB,13.8KV,400A | RMU | ROH | DF241124005 | Cross recessed pan head screw M3*12 | 1232 | 996 | 236 | 6100K013 | 1-1-1-1 | consumption | 2025-09-18 | DFE-LV |  | RY01-Riyadh Central Warehouse | 2025-08-30 | 2025-08-16 | 0 | [5 empty] | Work in Process Material Issue | 7419937
4500592686-[70] | 908321101 : SWGR,SMART RMU OD,3LBS+1CB,13.8KV,400A | RMU | ROH | DF241124005 | Cross recessed pan head screw M3*12 | 236 | 236 | 0 | 6100K013 | 1-1-1-1 | consumption | 2025-09-24 | DFE-LV |  | RY01-Riyadh Central Warehouse | 2025-08-30 | 2025-08-16 | 0 | [5 empty] | Work in Process Material Issue | 7564925
4500592686-[70] | 908321101 : SWGR,SMART RMU OD,3LBS+1CB,13.8KV,400A | RMU | ROH | DF241124005 | Cross recessed pan head screw M3*12 | 1232 | 1232 | 0 | 6100K013 | 1-1-1-1 | consumption | 2025-09-24 | SEP |  | RY01-Riyadh Central Warehouse | 2025-08-30 | 2025-08-16 | 0 | [5 empty] | Work in Process Material Issue | 7564925
4500592686-[70] | 908321101 : SWGR,SMART RMU OD,3LBS+1CB,13.8KV,400A | RMU | ROH | DF240603008 | Cross recessed pan head screw M6*20 | 6160 | 6160 | 0 | 6100K013 | R55-I-1-K013_SEP | inventory | 2025-10-28 | SEP |  | RY01-Riyadh Central Warehouse | 2025-08-30 | 2025-08-16 | 0
4500592686-[70] | 908321101 : SWGR,SMART RMU OD,3LBS+1CB,13.8KV,400A | RMU | ROH | DF240907004 | Cross recessed pan head screws M3*12 | 616 | 616 | 0 | 6100K013 | 1-1-1-1 | inventory | 2025-10-28 | Outer Enclosure |  | RY01-Riyadh Central Warehouse | 2025-08-30 | 2025-08-16 | 0
4500592686-[70] | 908321101 : SWGR,SMART RMU OD,3LBS+1CB,13.8KV,400A | RMU | ROH | DF240510002 | Cross recessed pan head screw M4 * 12 | 1232 | 1232 | 0 | 6100K013 | 1-1-1-1 | inventory | 2025-10-28 | DFE-LV |  | RY01-Riyadh Central Warehouse | 2025-08-30 | 2025-08-16 | 0
4500592686-[70] | 908321101 : SWGR,SMART RMU OD,3LBS+1CB,13.8KV,400A | RMU | ROH | DF240510002 | Cross recessed pan head screw M4 * 12 | 1848 | 920 | 928 | 6100K013 | BOX12-1-1-K013_SEP | inventory | 2025-10-28 | SEP |  | RY01-Riyadh Central Warehouse | 2025-08-30 | 2025-08-16 | 0
4500592686-[70] | 908321101 : SWGR,SMART RMU OD,3LBS+1CB,13.8KV,400A | RMU | ROH | DF240510002 | Cross recessed pan head screw M4 * 12 | 928 | 848 | 80 | 6100K013 | R55-P-1-K013_SEP | inventory | 2025-10-28 | SEP |  | RY01-Riyadh Central Warehouse | 2025-08-30 | 2025-08-16 | 0
4500592686-[70] | 908321101 : SWGR,SMART RMU OD,3LBS+1CB,13.8KV,400A | RMU | ROH | DF240510002 | Cross recessed pan head screw M4 * 12 | 80 | 56 | 24 | 6100K013 | 1-1-1-1 | inventory | 2025-10-28 | SEP |  | RY01-Riyadh Central Warehouse | 2025-08-30 | 2025-08-16 | 0
4500592686-[70] | 908321101 : SWGR,SMART RMU OD,3LBS+1CB,13.8KV,400A | RMU | ROH | DF240510002 | Cross recessed pan head screw M4 * 12 | 24 | 24 | 0 | 6100K013 | 1-1-1-1 | consumption | 2025-11-09 | SEP |  | RY01-Riyadh Central Warehouse | 2025-08-30 | 2025-08-16 | 0 | [5 empty] | Work in Process Material Issue | 7227570
4500592686-[70] | 908321101 : SWGR,SMART RMU OD,3LBS+1CB,13.8KV,400A | RMU | ROH | DF240510004 | Cross recessed pan head screw M4*16 | 924 | 924 | 0 | 6100K013 | 1-1-1-1 | inventory | 2025-10-28 | DFE-LV |  | RY01-Riyadh Central Warehouse | 2025-08-30 | 2025-08-16 | 0
4500592686-[70] | 908321101 : SWGR,SMART RMU OD,3LBS+1CB,13.8KV,400A | RMU | ROH | DF240510005 | Cross recessed pan head screw M4*30 | 616 | 608 | 8 | 6100K013 | 1-1-1-1 | inventory | 2025-10-28 | DFE-LV |  | RY01-Riyadh Central Warehouse | 2025-08-30 | 2025-08-16 | 0
4500592686-[70] | 908321101 : SWGR,SMART RMU OD,3LBS+1CB,13.8KV,400A | RMU | ROH | DF240510005 | Cross recessed pan head screw M4*30 | 8 | 8 | 0 | 6100K013 | PLT1-1-1-K013_SEP | inventory | 2025-10-28 | DFE-LV |  | RY01-Riyadh Central Warehouse | 2025-08-30 | 2025-08-16 | 0
4500592686-[70] | 908321101 : SWGR,SMART RMU OD,3LBS+1CB,13.8KV,400A | RMU | ROH | DF240103074 | M4*12 Cross recessed pan head triangular tooth self-tapping self-drilling screw galvanized | 154 | 154 | 0 | 6100K013 | R55-Q-1-K013_SEP | inventory | 2025-10-28 | Outer Enclosure |  | RY01-Riyadh Central Warehouse | 2025-08-30 | 2025-08-16 | 0
4500592686-[70] | 908321101 : SWGR,SMART RMU OD,3LBS+1CB,13.8KV,400A | RMU | ROH | DF240510001 | Cross recessed self-tapping locking screw M4*12 | 5852 | 5852 | 0 | 6100K013 | 1-1-1-1 | inventory | 2025-10-28 | DFE-LV |  | RY01-Riyadh Central Warehouse | 2025-08-30 | 2025-08-16 | 0
4500592686-[70] | 908321101 : SWGR,SMART RMU OD,3LBS+1CB,13.8KV,400A | RMU | ROH | DF240603047 | M5 * 12 cross groove pan head triangular self tapping screw | 616 | 616 | 0 | 6100K013 | 1-1-1-1 | inventory | 2025-10-28 | Outer Enclosure |  | RY01-Riyadh Central Warehouse | 2025-08-30 | 2025-08-16 | 0
4500592686-[70] | 908321101 : SWGR,SMART RMU OD,3LBS+1CB,13.8KV,400A | RMU | ROH | DF240603047 | Cross recessed self-tapping screw M5*12 | 8008 | 8008 | 0 | 6100K013 | 1-1-1-1 | inventory | 2025-10-28 | SEP |  | RY01-Riyadh Central Warehouse | 2025-08-30 | 2025-08-16 | 0
4500592686-[70] | 908321101 : SWGR,SMART RMU OD,3LBS+1CB,13.8KV,400A | RMU | ROH | DF240510027 | Rail | 192.5 | 192.5 | 0 | 6100K013 | 1-1-1-1 | inventory | 2025-10-28 | DFE-LV |  | RY01-Riyadh Central Warehouse | 2025-08-30 | 2025-08-16 | 0
4500592686-[70] | 908321101 : SWGR,SMART RMU OD,3LBS+1CB,13.8KV,400A | RMU | ROH | DF241118001 | Data acquisition module (LP-204) | 154 | 154 | 0 | 6100K013 | 1-1-1-1 | inventory | 2025-10-28 | DFE-LV |  | RY01-Riyadh Central Warehouse | 2025-08-30 | 2025-08-16 | 0
4500592686-[70] | 908321101 : SWGR,SMART RMU OD,3LBS+1CB,13.8KV,400A | RMU | ROH | DF209001750 | Dixation Hook Q235A | 154 | 154 | 0 | 6100K013 | R54-A-1-K013_SEP | inventory | 2025-10-28 | Outer Enclosure |  | RY01-Riyadh Central Warehouse | 2025-08-30 | 2025-08-16 | 0
4500592686-[70] | 908321101 : SWGR,SMART RMU OD,3LBS+1CB,13.8KV,400A | RMU | ROH | DF205041101 | Door Bolt 5 Inches Stainless steel | 308 | 308 | 0 | 6100K013 | 1-1-1-1 | inventory | 2025-10-28 | Outer Enclosure |  | RY01-Riyadh Central Warehouse | 2025-08-30 | 2025-08-16 | 0
4500592686-[70] | 908321101 : SWGR,SMART RMU OD,3LBS+1CB,13.8KV,400A | RMU | ROH | DF240603035 | Door lock (MS310 Hengzhu) | 462 | 462 | 0 | 6100K013 | 1-1-1-1 | inventory | 2025-10-28 | DFE-Consumables |  | RY01-Riyadh Central Warehouse | 2025-08-30 | 2025-08-16 | 0
4500592686-[70] | 908321101 : SWGR,SMART RMU OD,3LBS+1CB,13.8KV,400A | RMU | ROH | 8DF.0818.1293 | Door stop guide sleeve | 308 | 308 | 0 | 6100K013 | 1-1-1-1 | inventory | 2025-10-28 | SEP |  | RY01-Riyadh Central Warehouse | 2025-08-30 | 2025-08-16 | 0
4500592686-[70] | 908321101 : SWGR,SMART RMU OD,3LBS+1CB,13.8KV,400A | RMU | ROH | DF240510038 | ECT (400A/225mV) | 924 | 924 | 0 | 6100K013 | INC-1-1-K013_SEP | inventory | 2025-10-28 | SEP |  | RY01-Riyadh Central Warehouse | 2025-08-30 | 2025-08-16 | 0
4500592686-[70] | 908321101 : SWGR,SMART RMU OD,3LBS+1CB,13.8KV,400A | RMU | ROH | DF240510040 | EVT (13800/√3/3.25/√3) | 462 | 462 | 0 | 6100K013 | 1-1-1-1 | inventory | 2025-10-28 | SEP |  | RY01-Riyadh Central Warehouse | 2025-08-30 | 2025-08-16 | 0
4500592686-[70] | 908321101 : SWGR,SMART RMU OD,3LBS+1CB,13.8KV,400A | RMU | ROH | DF240612004 | Wrapped mesh (black) φ25 | 1001 | 1001 | 0 | 6100K013 | 1-1-1-1 | inventory | 2025-10-28 | DFE-LV |  | RY01-Riyadh Central Warehouse | 2025-08-30 | 2025-08-16 | 0
4500592686-[70] | 908321101 : SWGR,SMART RMU OD,3LBS+1CB,13.8KV,400A | RMU | ROH | DF240612005 | Wrapped mesh (black) φ30 | 107.8 | 107.8 | 0 | 6100K013 | 1-1-1-1 | inventory | 2025-10-28 | DFE-LV |  | RY01-Riyadh Central Warehouse | 2025-08-30 | 2025-08-16 | 0
4500592686-[70] | 908321101 : SWGR,SMART RMU OD,3LBS+1CB,13.8KV,400A | RMU | ROH | DF240510006 | External hexagonal flange triangular thread self-tapping locking screw M6*12 | 5082 | 5082 | 0 | 6100K013 | 1-1-1-1 | inventory | 2025-10-28 | SEP |  | RY01-Riyadh Central Warehouse | 2025-08-30 | 2025-08-16 | 0
4500592686-[70] | 908321101 : SWGR,SMART RMU OD,3LBS+1CB,13.8KV,400A | RMU | ROH | DF240510006 | External hexagonal flange triangular thread self-tapping locking screws M6*12 | 5544 | 5544 | 0 | 6100K013 | R55-A-1-K013_SEP | inventory | 2025-10-28 | Outer Enclosure |  | RY01-Riyadh Central Warehouse | 2025-08-30 | 2025-08-16 | 0
4500592686-[70] | 908321101 : SWGR,SMART RMU OD,3LBS+1CB,13.8KV,400A | RMU | ROH | DF240510006 | External hexagonal flange triangular thread self-tapping locking screw M6*12 | 5852 | 5852 | 0 | 6100K013 | 1-1-1-1 | inventory | 2025-10-28 | DFE-LV |  | RY01-Riyadh Central Warehouse | 2025-08-30 | 2025-08-16 | 0
4500592686-[70] | 908321101 : SWGR,SMART RMU OD,3LBS+1CB,13.8KV,400A | RMU | ROH | DF241126019 | 1.0 White Wire Gauge Tube 1.0mm² | 49.28 | 49.28 | 0 | 6100K013 | R19-S-1-K013_SEP | inventory | 2025-10-28 | DFE-LV |  | RY01-Riyadh Central Warehouse | 2025-08-30 | 2025-08-16 | 0
4500592686-[70] | 908321101 : SWGR,SMART RMU OD,3LBS+1CB,13.8KV,400A | RMU | ROH | DF241126023 | 1.5 Red Wire Gauge Tube 1.5mm² | 30.8 | 30.8 | 0 | 6100K013 | R19-S-1-K013_SEP | inventory | 2025-10-28 | DFE-LV |  | RY01-Riyadh Central Warehouse | 2025-08-30 | 2025-08-16 | 0
4500592686-[70] | 908321101 : SWGR,SMART RMU OD,3LBS+1CB,13.8KV,400A | RMU | ROH | DF241126020 | 1.5 White Wire Gauge Tube 1.5mm² | 2079 | 2079 | 0 | 6100K013 | R20-B-1-K013_SEP | inventory | 2025-10-28 | DFE-LV |  | RY01-Riyadh Central Warehouse | 2025-08-30 | 2025-08-16 | 0
4500592686-[70] | 908321101 : SWGR,SMART RMU OD,3LBS+1CB,13.8KV,400A | RMU | ROH | DF241126024 | 2.5 Red Wire Gauge Tube 2.5mm² | 107.8 | 107.8 | 0 | 6100K013 | R19-S-1-K013_SEP | inventory | 2025-10-28 | DFE-LV |  | RY01-Riyadh Central Warehouse | 2025-08-30 | 2025-08-16 | 0
4500592686-[70] | 908321101 : SWGR,SMART RMU OD,3LBS+1CB,13.8KV,400A | RMU | ROH | DF241126021 | 2.5 White Wire Gauge Tube 2.5mm² | 338.8 | 338.8 | 0 | 6100K013 | R19-S-1-K013_SEP | inventory | 2025-10-28 | DFE-LV |  | RY01-Riyadh Central Warehouse | 2025-08-30 | 2025-08-16 | 0
4500592686-[70] | 908321101 : SWGR,SMART RMU OD,3LBS+1CB,13.8KV,400A | RMU | ROH | DF241126025 | 4.0 Red Wire Gauge Tube 4.0mm² | 246.4 | 90.4 | 156 | 6100K013 | BOX12-1-1-K013_SEP | inventory | 2025-10-28 | DFE-LV |  | RY01-Riyadh Central Warehouse | 2025-08-30 | 2025-08-16 | 0
4500592686-[70] | 908321101 : SWGR,SMART RMU OD,3LBS+1CB,13.8KV,400A | RMU | ROH | DF241126025 | 4.0 Red Wire Gauge Tube 4.0mm² | 156 | 86.1 | 69.9 | 6100K013 | PLT1-1-1-K013_SEP | inventory | 2025-10-28 | DFE-LV |  | RY01-Riyadh Central Warehouse | 2025-08-30 | 2025-08-16 | 0
4500592686-[70] | 908321101 : SWGR,SMART RMU OD,3LBS+1CB,13.8KV,400A | RMU | ROH | DF241126025 | 4.0 Red Wire Gauge Tube 4.0mm² | 69.9 | 32 | 37.9 | 6100K013 | 1-1-1-1 | inventory | 2025-10-28 | DFE-LV |  | RY01-Riyadh Central Warehouse | 2025-08-30 | 2025-08-16 | 0
4500592686-[70] | 908321101 : SWGR,SMART RMU OD,3LBS+1CB,13.8KV,400A | RMU | ROH | DF241126025 | 4.0 Red Wire Gauge Tube 4.0mm² | 37.9 | 16 | 21.9 | 6100K013 | BOX5-1-1-K013_SEP | inventory | 2025-10-28 | DFE-LV |  | RY01-Riyadh Central Warehouse | 2025-08-30 | 2025-08-16 | 0
4500592686-[70] | 908321101 : SWGR,SMART RMU OD,3LBS+1CB,13.8KV,400A | RMU | ROH | DF241126025 | 4.0 Red Wire Gauge Tube 4.0mm² | 21.9 | 21.9 | 0 | 6100K013 | 1-1-1-1 | consumption | 2025-09-15 | DFE-LV |  | RY01-Riyadh Central Warehouse | 2025-08-30 | 2025-08-16 | 0 | [5 empty] | Work in Process Material Issue | 7323477
4500592686-[70] | 908321101 : SWGR,SMART RMU OD,3LBS+1CB,13.8KV,400A | RMU | ROH | DF241126022 | 4.0 White Wire Gauge Tube 4.0mm² | 243.32 | 243.32 | 0 | 6100K013 | PLT1-1-1-K013_SEP | inventory | 2025-10-28 | DFE-LV |  | RY01-Riyadh Central Warehouse | 2025-08-30 | 2025-08-16 | 0
4500592686-[70] | 908321101 : SWGR,SMART RMU OD,3LBS+1CB,13.8KV,400A | RMU | ROH | 8DF-128-0009 | Fixed clamp | 154 | 154 | 0 | 6100K013 | WH2-1-1-K013_SEP | inventory | 2025-10-28 | Outer Enclosure |  | RY01-Riyadh Central Warehouse | 2025-08-30 | 2025-08-16 | 0
4500592686-[70] | 908321101 : SWGR,SMART RMU OD,3LBS+1CB,13.8KV,400A | RMU | ROH | DF240603024 | Flange Nut M8 | 1232 | 168 | 1064 | 6100K013 | 1-1-1-1 | consumption | 2025-02-10 | SEP |  | RY01-Riyadh Central Warehouse | 2025-08-30 | 2025-08-16 | 0 | [5 empty] | Work in Process Material Issue | 7811390
4500592686-[70] | 908321101 : SWGR,SMART RMU OD,3LBS+1CB,13.8KV,400A | RMU | ROH | DF240603024 | Flange Nut M8 | 1064 | 1064 | 0 | 6100K013 | 1-1-1-1 | consumption | 2025-09-18 | SEP |  | RY01-Riyadh Central Warehouse | 2025-08-30 | 2025-08-16 | 0 | [5 empty] | Work in Process Material Issue | 7406375
4500592686-[70] | 908321101 : SWGR,SMART RMU OD,3LBS+1CB,13.8KV,400A | RMU | ROH | 205036416 | Flat Washer φ4 | 2772 | 2772 | 0 | 6100K013 | PLT1-1-1-K013_SEP | inventory | 2025-10-28 | DFE-LV |  | RY01-Riyadh Central Warehouse | 2025-08-30 | 2025-08-16 | 0
4500592686-[70] | 908321101 : SWGR,SMART RMU OD,3LBS+1CB,13.8KV,400A | RMU | ROH | 211001962 | Flat Washer φ6 | 2156 | 2156 | 0 | 6100K013 | R55-Q-1-K013_SEP | inventory | 2025-10-28 | DFE-LV |  | RY01-Riyadh Central Warehouse | 2025-08-30 | 2025-08-16 | 0
4500592686-[70] | 908321101 : SWGR,SMART RMU OD,3LBS+1CB,13.8KV,400A | RMU | ROH | 211001962 | φ6 Flap pad Stainless steel | 5544 | 5544 | 0 | 6100K013 | 1-1-1-1 | inventory | 2025-10-28 | Outer Enclosure |  | RY01-Riyadh Central Warehouse | 2025-08-30 | 2025-08-16 | 0
4500592686-[70] | 908321101 : SWGR,SMART RMU OD,3LBS+1CB,13.8KV,400A | RMU | ROH | 211001962 | Flat Washer φ6 | 8624 | 3952 | 4672 | 6100K013 | R55-Q-1-K013_SEP | inventory | 2025-10-28 | SEP |  | RY01-Riyadh Central Warehouse | 2025-08-30 | 2025-08-16 | 0
4500592686-[70] | 908321101 : SWGR,SMART RMU OD,3LBS+1CB,13.8KV,400A | RMU | ROH | 211001962 | Flat Washer φ6 | 4672 | 406 | 4266 | 6100K013 | 1-1-1-1 | inventory | 2025-10-28 | SEP |  | RY01-Riyadh Central Warehouse | 2025-08-30 | 2025-08-16 | 0
4500592686-[70] | 908321101 : SWGR,SMART RMU OD,3LBS+1CB,13.8KV,400A | RMU | ROH | 211001962 | Flat Washer φ6 | 4266 | 360 | 3906 | 6100KDP02 | BOX1-1-1-K013_SEP | inventory | 2025-10-28 | SEP |  | RY01-Riyadh Central Warehouse | 2025-08-30 | 2025-08-16 | 0
4500592686-[70] | 908321101 : SWGR,SMART RMU OD,3LBS+1CB,13.8KV,400A | RMU | ROH | 211001962 | Flat Washer φ6 | 3906 | 3906 | 0 | 6100K013 | 1-1-1-1 | consumption | 2025-10-14 | SEP |  | RY01-Riyadh Central Warehouse | 2025-08-30 | 2025-08-16 | 0 | [5 empty] | Work in Process Pick | 8109507
4500592686-[70] | 908321101 : SWGR,SMART RMU OD,3LBS+1CB,13.8KV,400A | RMU | ROH | 205041921 | Flat Washer φ8 | 1848 | 1848 | 0 | 6100K013 | BOX42-1-1-K013_SEP | inventory | 2025-10-28 | SEP |  | RY01-Riyadh Central Warehouse | 2025-08-30 | 2025-08-16 | 0
4500592686-[70] | 908321101 : SWGR,SMART RMU OD,3LBS+1CB,13.8KV,400A | RMU | ROH | DF240907005 | Flat Washers φ3 | 616 | 616 | 0 | free_stock | R58-A-1-K12B_SEP | inventory | 2025-10-28 | Outer Enclosure |  | RY01-Riyadh Central Warehouse | 2025-08-30 | 2025-08-16 | 0
4500592686-[70] | 908321101 : SWGR,SMART RMU OD,3LBS+1CB,13.8KV,400A | RMU | ROH | DF240907005 | Flat Washer φ3 | 1232 | 1232 | 0 | 6100K013 | R55-A-1-K013_SEP | inventory | 2025-10-28 | DFE-LV |  | RY01-Riyadh Central Warehouse | 2025-08-30 | 2025-08-16 | 0
4500592686-[70] | 908321101 : SWGR,SMART RMU OD,3LBS+1CB,13.8KV,400A | RMU | ROH | 205004178 | ø10 Flat pad Stainless steel | 154 | 154 | 0 | free_stock | R58-B--RMU/\-BULK_SEP | inventory | 2025-10-28 | Outer Enclosure |  | RY01-Riyadh Central Warehouse | 2025-08-30 | 2025-08-16 | 0
4500592686-[70] | 908321101 : SWGR,SMART RMU OD,3LBS+1CB,13.8KV,400A | RMU | ROH | DF240603022 | Flat Washer φ10 | 8932 | 8932 | 0 | 6100K013 | R54-Q-1-K013_SEP | inventory | 2025-10-28 | SEP |  | RY01-Riyadh Central Warehouse | 2025-08-30 | 2025-08-16 | 0
4500592686-[70] | 908321101 : SWGR,SMART RMU OD,3LBS+1CB,13.8KV,400A | RMU | ROH | DF240603012 | Flat Washer φ12 | 308 | 308 | 0 | 6100K013 | R40-J-1-K013_SEP | inventory | 2025-10-28 | SEP |  | RY01-Riyadh Central Warehouse | 2025-08-30 | 2025-08-16 | 0
4500592686-[70] | 908321101 : SWGR,SMART RMU OD,3LBS+1CB,13.8KV,400A | RMU | ROH | DF240603005 | Cross groove countersunk head screw M3*6 | 6776 | 6776 | 0 | 6100K013 | 1-1-1-1 | inventory | 2025-10-28 | SEP |  | RY01-Riyadh Central Warehouse | 2025-08-30 | 2025-08-16 | 0
4500592686-[70] | 908321101 : SWGR,SMART RMU OD,3LBS+1CB,13.8KV,400A | RMU | ROH | DF240612001 | Grounding wire (yellow green) BVR-2.5mm² | 4004 | 4004 | 0 | 6100K013 | 1-1-1-1 | inventory | 2025-10-28 | DFE-LV |  | RY01-Riyadh Central Warehouse | 2025-08-30 | 2025-08-16 | 0
4500592686-[70] | 908321101 : SWGR,SMART RMU OD,3LBS+1CB,13.8KV,400A | RMU | ROH | DF240612002 | Grounding wire (yellow green) BVR-6mm² | 546.7 | 240 | 306.7 | free_stock | 1-1-1-1 | inventory | 2025-10-28 | DFE-LV |  | RY01-Riyadh Central Warehouse | 2025-08-30 | 2025-08-16 | 0
4500592686-[70] | 908321101 : SWGR,SMART RMU OD,3LBS+1CB,13.8KV,400A | RMU | ROH | DF240612002 | Grounding wire (yellow green) BVR-6mm² | 306.7 | 63 | 243.7 | 6100K013 | 1-1-1-1 | inventory | 2025-10-28 | DFE-LV |  | RY01-Riyadh Central Warehouse | 2025-08-30 | 2025-08-16 | 0
4500592686-[70] | 908321101 : SWGR,SMART RMU OD,3LBS+1CB,13.8KV,400A | RMU | ROH | DF240612002 | Grounding wire (yellow green) BVR-6mm² | 243.7 | 240 | 3.7 | 6100K013 | 1-1-1-1 | consumption | 2025-09-18 | DFE-LV |  | RY01-Riyadh Central Warehouse | 2025-08-30 | 2025-08-16 | 0 | [5 empty] | Work in Process Material Issue | 7408981
4500592686-[70] | 908321101 : SWGR,SMART RMU OD,3LBS+1CB,13.8KV,400A | RMU | ROH | DF240612002 | Grounding wire (yellow green) BVR-6mm² | 3.7 | 3.7 | 0 | 6100K013 | 1-1-1-1 | consumption | 2025-09-21 | DFE-LV |  | RY01-Riyadh Central Warehouse | 2025-08-30 | 2025-08-16 | 0 | [5 empty] | Work in Process Material Issue | 7480542
4500592686-[70] | 908321101 : SWGR,SMART RMU OD,3LBS+1CB,13.8KV,400A | RMU | ROH | DF240603037 | Gland M30*1.5 | 924 | 924 | 0 | 6100K013 | 1-1-1-1 | inventory | 2025-10-28 | SEP |  | RY01-Riyadh Central Warehouse | 2025-08-30 | 2025-08-16 | 0
4500592686-[70] | 908321101 : SWGR,SMART RMU OD,3LBS+1CB,13.8KV,400A | RMU | ROH | DF240603038 | Gland M40*1.5 | 924 | 924 | 0 | 6100K013 | 1-1-1-1 | inventory | 2025-10-28 | SEP |  | RY01-Riyadh Central Warehouse | 2025-08-30 | 2025-08-16 | 0
4500592686-[70] | 908321101 : SWGR,SMART RMU OD,3LBS+1CB,13.8KV,400A | RMU | ROH | 8DF.0816.1200 | Grounding identification 1 φ12 | 154 | 154 | 0 | 6100K013 | R60-B-1-K013_SEP | inventory | 2025-10-28 | DFE-Consumables |  | RY01-Riyadh Central Warehouse | 2025-08-30 | 2025-08-16 | 0
4500592686-[70] | 908321101 : SWGR,SMART RMU OD,3LBS+1CB,13.8KV,400A | RMU | ROH | DF240610001 | Grounding box twist lock (38*27) | 462 | 462 | 0 | 6100K013 | BOX3-1-1-K013_SEP | inventory | 2025-10-28 | DFE-Consumables |  | RY01-Riyadh Central Warehouse | 2025-08-30 | 2025-08-16 | 0
4500592686-[70] | 908321101 : SWGR,SMART RMU OD,3LBS+1CB,13.8KV,400A | RMU | ROH | 8DF.0816.1201 | Grounding identification 2 φ10 | 616 | 616 | 0 | 6100K013 | 1-1-1-1 | inventory | 2025-10-28 | DFE-Consumables |  | RY01-Riyadh Central Warehouse | 2025-08-30 | 2025-08-16 | 0
4500592686-[70] | 908321101 : SWGR,SMART RMU OD,3LBS+1CB,13.8KV,400A | RMU | ROH | 8DF.0816.1202 | Grounding identification 3 φ6 | 462 | 462 | 0 | 6100K013 | BOX12-1-1-K013_SEP | inventory | 2025-10-28 | DFE-Consumables |  | RY01-Riyadh Central Warehouse | 2025-08-30 | 2025-08-16 | 0
4500592686-[70] | 908321101 : SWGR,SMART RMU OD,3LBS+1CB,13.8KV,400A | RMU | ROH | 8DF.0816.1202 | Grounding identification 3 φ6 | 462 | 462 | 0 | 6100K013 | R60-B-1-K013_SEP | inventory | 2025-10-28 | DFE-LV |  | RY01-Riyadh Central Warehouse | 2025-08-30 | 2025-08-16 | 0
4500592686-[70] | 908321101 : SWGR,SMART RMU OD,3LBS+1CB,13.8KV,400A | RMU | ROH | DF241124001 | Grub Screw M6*16 | 2464 | 2464 | 0 | 6100K013 | R54-R-1-K013_SEP | inventory | 2025-10-28 | SEP |  | RY01-Riyadh Central Warehouse | 2025-08-30 | 2025-08-16 | 0
4500592686-[70] | 908321101 : SWGR,SMART RMU OD,3LBS+1CB,13.8KV,400A | RMU | ROH | DF240603015 | Hexagonal thin nut M3*1.65 | 6776 | 6776 | 0 | 6100K013 | 1-1-1-1 | inventory | 2025-10-28 | SEP |  | RY01-Riyadh Central Warehouse | 2025-08-30 | 2025-08-16 | 0
4500592686-[70] | 908321101 : SWGR,SMART RMU OD,3LBS+1CB,13.8KV,400A | RMU | ROH | DF241123002 | Half round head hexagon socket bolt M6*40 | 1232 | 660 | 572 | 6100K013 | R41-H-1-K013_SEP | inventory | 2025-10-28 | SEP |  | RY01-Riyadh Central Warehouse | 2025-08-30 | 2025-08-16 | 0
4500592686-[70] | 908321101 : SWGR,SMART RMU OD,3LBS+1CB,13.8KV,400A | RMU | ROH | DF241123002 | Half round head hexagon socket bolt M6*40 | 572 | 320 | 252 | 6100K013 | R54-I-1-K013_SEP | inventory | 2025-10-28 | SEP |  | RY01-Riyadh Central Warehouse | 2025-08-30 | 2025-08-16 | 0
4500592686-[70] | 908321101 : SWGR,SMART RMU OD,3LBS+1CB,13.8KV,400A | RMU | ROH | DF241123002 | Half round head hexagon socket bolt M6*40 | 252 | 252 | 0 | 6100K013 | 1-1-1-1 | inventory | 2025-10-28 | SEP |  | RY01-Riyadh Central Warehouse | 2025-08-30 | 2025-08-16 | 0
4500592686-[70] | 908321101 : SWGR,SMART RMU OD,3LBS+1CB,13.8KV,400A | RMU | ROH | DF241125002 | Hex Bolt M6*16 | 616 | 616 | 0 | 6100K013 | R55-I-1-K013_SEP | inventory | 2025-10-28 | DFE-LV |  | RY01-Riyadh Central Warehouse | 2025-08-30 | 2025-08-16 | 0
4500592686-[70] | 908321101 : SWGR,SMART RMU OD,3LBS+1CB,13.8KV,400A | RMU | ROH | DF241125002 | Hex Bolt M6*16 | 3696 | 600 | 3096 | 6100K013 | R55-I-1-K013_SEP | inventory | 2025-10-28 | SEP |  | RY01-Riyadh Central Warehouse | 2025-08-30 | 2025-08-16 | 0
4500592686-[70] | 908321101 : SWGR,SMART RMU OD,3LBS+1CB,13.8KV,400A | RMU | ROH | DF241125002 | Hex Bolt M6*16 | 3096 | 3096 | 0 | 6100K013 | 1-1-1-1 | consumption | 2025-10-16 | SEP |  | RY01-Riyadh Central Warehouse | 2025-08-30 | 2025-08-16 | 0 | [5 empty] | Work in Process Pick | 8151134
4500592686-[70] | 908321101 : SWGR,SMART RMU OD,3LBS+1CB,13.8KV,400A | RMU | ROH | DF240603018 | Hex Bolt M10*110 | 1232 | 1232 | 0 | 6100K013 | 1-1-1-1 | consumption | 2025-09-18 | SEP |  | RY01-Riyadh Central Warehouse | 2025-08-30 | 2025-08-16 | 0 | [5 empty] | Work in Process Material Issue | 7419920
4500592686-[70] | 908321101 : SWGR,SMART RMU OD,3LBS+1CB,13.8KV,400A | RMU | ROH | DF240603020 | Hex Bolt M10*35 | 4466 | 4466 | 0 | 6100K013 | 1-1-1-1 | inventory | 2025-10-28 | SEP |  | RY01-Riyadh Central Warehouse | 2025-08-30 | 2025-08-16 | 0
4500592686-[70] | 908321101 : SWGR,SMART RMU OD,3LBS+1CB,13.8KV,400A | RMU | ROH | DF240603017 | Hex Bolt M10*80 | 308 | 146 | 162 | 6100K013 | 1-1-1-1 | consumption | 2025-10-16 | SEP |  | RY01-Riyadh Central Warehouse | 2025-08-30 | 2025-08-16 | 0 | [5 empty] | Work in Process Pick | 8149562
4500592686-[70] | 908321101 : SWGR,SMART RMU OD,3LBS+1CB,13.8KV,400A | RMU | ROH | DF240603017 | Hex Bolt M10*80 | 162 | 162 | 0 | 6100K013 | 1-1-1-1 | consumption | 2025-09-18 | SEP |  | RY01-Riyadh Central Warehouse | 2025-08-30 | 2025-08-16 | 0 | [5 empty] | Work in Process Material Issue | 7406373
4500592686-[70] | 908321101 : SWGR,SMART RMU OD,3LBS+1CB,13.8KV,400A | RMU | ROH | DF240603009 | Hex Bolt M12*30 | 154 | 154 | 0 | 6100K013 | R41-H-1-K013_SEP | inventory | 2025-10-28 | SEP |  | RY01-Riyadh Central Warehouse | 2025-08-30 | 2025-08-16 | 0
4500592686-[70] | 908321101 : SWGR,SMART RMU OD,3LBS+1CB,13.8KV,400A | RMU | ROH | DF240603016 | Hex Bolt M8*20 | 1078 | 1078 | 0 | 6100K013 | 1-1-1-1 | inventory | 2025-10-28 | SEP |  | RY01-Riyadh Central Warehouse | 2025-08-30 | 2025-08-16 | 0
4500592686-[70] | 908321101 : SWGR,SMART RMU OD,3LBS+1CB,13.8KV,400A | RMU | ROH | DF241128002 | Hex Nut M4 | 308 | 308 | 0 | 6100K013 | 1-1-1-1 | inventory | 2025-10-28 | DFE-LV |  | RY01-Riyadh Central Warehouse | 2025-08-30 | 2025-08-16 | 0
4500592686-[70] | 908321101 : SWGR,SMART RMU OD,3LBS+1CB,13.8KV,400A | RMU | ROH | 205042585 | Hex Nut M8 | 4620 | 4620 | 0 | 6100K013 | 1-1-1-1 | inventory | 2025-10-28 | SEP |  | RY01-Riyadh Central Warehouse | 2025-08-30 | 2025-08-16 | 0
4500592686-[70] | 908321101 : SWGR,SMART RMU OD,3LBS+1CB,13.8KV,400A | RMU | ROH | DF240603023 | Hex Nut M10 | 4466 | 4466 | 0 | 6100K013 | R55-I-1-K013_SEP | inventory | 2025-10-28 | SEP |  | RY01-Riyadh Central Warehouse | 2025-08-30 | 2025-08-16 | 0
4500592686-[70] | 908321101 : SWGR,SMART RMU OD,3LBS+1CB,13.8KV,400A | RMU | ROH | DF240603014 | Hex Nut M12 | 154 | 154 | 0 | 6100K013 | 1-1-1-1 | inventory | 2025-10-28 | SEP |  | RY01-Riyadh Central Warehouse | 2025-08-30 | 2025-08-16 | 0
4500592686-[70] | 908321101 : SWGR,SMART RMU OD,3LBS+1CB,13.8KV,400A | RMU | ROH | DF240603010 | Half round head hexagon combination screw M6 * 12 | 2772 | 2772 | 0 | 6100K013 | 1-1-1-1 | inventory | 2025-10-28 | SEP |  | RY01-Riyadh Central Warehouse | 2025-08-30 | 2025-08-16 | 0
4500592686-[70] | 908321101 : SWGR,SMART RMU OD,3LBS+1CB,13.8KV,400A | RMU | ROH | DF240603019 | Hexagonal Flange Triangular Thread Self-Tapping Screw M6*16 | 4004 | 4004 | 0 | 6100K013 | R55-I-1-K013_SEP | inventory | 2025-10-28 | SEP |  | RY01-Riyadh Central Warehouse | 2025-08-30 | 2025-08-16 | 0
4500592686-[70] | 908321101 : SWGR,SMART RMU OD,3LBS+1CB,13.8KV,400A | RMU | ROH | DF240603036 | Hinge (F45) | 924 | 924 | 0 | 6100K013 | 1-1-1-1 | inventory | 2025-10-28 | DFE-Consumables |  | RY01-Riyadh Central Warehouse | 2025-08-30 | 2025-08-16 | 0
4500592686-[70] | 908321101 : SWGR,SMART RMU OD,3LBS+1CB,13.8KV,400A | RMU | ROH | DF250310001 | Hinge CL209-1 Stainless Steel | 770 | 770 | 0 | 6100K013 | 1-1-1-1 | inventory | 2025-10-28 | Outer Enclosure |  | RY01-Riyadh Central Warehouse | 2025-08-30 | 2025-08-16 | 0
4500592686-[70] | 908321101 : SWGR,SMART RMU OD,3LBS+1CB,13.8KV,400A | RMU | ROH | DF250319001 | Hydraulic Rod 1500N;L=450 | 308 | 186 | 122 | 6100K013 | 1-1-1-1 | consumption | 2025-09-24 | Outer Enclosure |  | RY01-Riyadh Central Warehouse | 2025-08-30 | 2025-08-16 | 0 | [5 empty] | Work in Process Material Issue | 7562542
4500592686-[70] | 908321101 : SWGR,SMART RMU OD,3LBS+1CB,13.8KV,400A | RMU | ROH | DF250319001 | Hydraulic Rod 1500N;L=450 | 122 | 122 | 0 | 6100K013 | 1-1-1-1 | consumption | 2025-09-25 | Outer Enclosure |  | RY01-Riyadh Central Warehouse | 2025-08-30 | 2025-08-16 | 0 | [5 empty] | Work in Process Material Issue | 7581675
4500592686-[70] | 908321101 : SWGR,SMART RMU OD,3LBS+1CB,13.8KV,400A | RMU | HALB | 8DF.0815.1105 | Interlocking Plate 3 | 462 | 166 | 296 | 6100K013 | 1-1-1-1 | inventory | 2025-10-28 | SEP |  | RY01-Riyadh Central Warehouse | 2025-08-30 | 2025-08-16 | 0
4500592686-[70] | 908321101 : SWGR,SMART RMU OD,3LBS+1CB,13.8KV,400A | RMU | HALB | 8DF.0815.1105 | Interlocking Plate 3 | 296 | 48 | 248 | 6100K013 | BOX4-1-1-K013_SEP | inventory | 2025-10-28 | SEP |  | RY01-Riyadh Central Warehouse | 2025-08-30 | 2025-08-16 | 0
4500592686-[70] | 908321101 : SWGR,SMART RMU OD,3LBS+1CB,13.8KV,400A | RMU | HALB | 8DF.0815.1105 | Interlocking Plate 3 | 248 | 248 | 0 | 6100K013 | 1-1-1-1 | consumption | 2025-09-18 | SEP |  | RY01-Riyadh Central Warehouse | 2025-08-30 | 2025-08-16 | 0 | [5 empty] | Work in Process Material Issue | 7419932
4500592686-[70] | 908321101 : SWGR,SMART RMU OD,3LBS+1CB,13.8KV,400A | RMU | ROH | DF211001965 | Large flat washer φ8-24 | 6006 | 6006 | 0 | 6100K013 | R55-P-1-K013_SEP | inventory | 2025-10-28 | SEP |  | RY01-Riyadh Central Warehouse | 2025-08-30 | 2025-08-16 | 0
4500592686-[70] | 908321101 : SWGR,SMART RMU OD,3LBS+1CB,13.8KV,400A | RMU | ROH | DF240603013 | Large flat washer φ8-24 | 308 | 308 | 0 | 6100K013 | R54-Q-1-K013_SEP | inventory | 2025-10-28 | Outer Enclosure |  | RY01-Riyadh Central Warehouse | 2025-08-30 | 2025-08-16 | 0
4500592686-[70] | 908321101 : SWGR,SMART RMU OD,3LBS+1CB,13.8KV,400A | RMU | ROH | DF240603013 | Large flat washer φ8-24 | 1694 | 1694 | 0 | 6100K013 | R54-Q-1-K013_SEP | inventory | 2025-10-28 | SEP |  | RY01-Riyadh Central Warehouse | 2025-08-30 | 2025-08-16 | 0
4500592686-[70] | 908321101 : SWGR,SMART RMU OD,3LBS+1CB,13.8KV,400A | RMU | ROH | DF240510050 | Lead crystal battery (6-CNFJ-24) | 308 | 308 | 0 | 6100K013 | 1-1-1-1 | inventory | 2025-10-28 | DFE-LV |  | RY01-Riyadh Central Warehouse | 2025-08-30 | 2025-08-16 | 0
4500592686-[70] | 908321101 : SWGR,SMART RMU OD,3LBS+1CB,13.8KV,400A | RMU | ROH | 8DF.0818.1052 | Left and right door hooks | 1232 | 1232 | 0 | 6100K013 | NEW.FLR-1-1-K013_SEP | inventory | 2025-10-28 | SEP |  | RY01-Riyadh Central Warehouse | 2025-08-30 | 2025-08-16 | 0
4500592686-[70] | 908321101 : SWGR,SMART RMU OD,3LBS+1CB,13.8KV,400A | RMU | ROH | 8DF.0818.1139 | Lifting Lugs (05mm Stainless Steel-304) | 308 | 308 | 0 | 6100K013 | NEW.FLR-1-1-K013_SEP | inventory | 2025-10-28 | Outer Enclosure |  | RY01-Riyadh Central Warehouse | 2025-08-30 | 2025-08-16 | 0
4500592686-[70] | 908321101 : SWGR,SMART RMU OD,3LBS+1CB,13.8KV,400A | RMU | ROH | DF240510045 | Limit switch (YBLX-ME/8112) | 308 | 308 | 0 | 6100K013 | 1-1-1-1 | inventory | 2025-10-28 | DFE-LV |  | RY01-Riyadh Central Warehouse | 2025-08-30 | 2025-08-16 | 0
4500592686-[70] | 908321101 : SWGR,SMART RMU OD,3LBS+1CB,13.8KV,400A | RMU | HALB | 8DF.0818.1294 | Limiter holder | 308 | 308 | 0 | 6100K013 | 1-1-1-1 | inventory | 2025-10-28 | SEP |  | RY01-Riyadh Central Warehouse | 2025-08-30 | 2025-08-16 | 0
4500592686-[70] | 908321101 : SWGR,SMART RMU OD,3LBS+1CB,13.8KV,400A | RMU | HALB | 8DF.0818.1046 | Lock Tongue | 462 | 166 | 296 | 6100K013 | 1-1-1-1 | inventory | 2025-10-28 | SEP |  | RY01-Riyadh Central Warehouse | 2025-08-30 | 2025-08-16 | 0
4500592686-[70] | 908321101 : SWGR,SMART RMU OD,3LBS+1CB,13.8KV,400A | RMU | HALB | 8DF.0818.1046 | Lock Tongue | 296 | 60 | 236 | 6100KDP02 | BOX1-1-1-K013_SEP | inventory | 2025-10-28 | SEP |  | RY01-Riyadh Central Warehouse | 2025-08-30 | 2025-08-16 | 0
4500592686-[70] | 908321101 : SWGR,SMART RMU OD,3LBS+1CB,13.8KV,400A | RMU | HALB | 8DF.0818.1046 | Lock Tongue | 236 | 48 | 188 | 6100K013 | BOX6-1-1-K013_SEP | inventory | 2025-10-28 | SEP |  | RY01-Riyadh Central Warehouse | 2025-08-30 | 2025-08-16 | 0
4500592686-[70] | 908321101 : SWGR,SMART RMU OD,3LBS+1CB,13.8KV,400A | RMU | HALB | 8DF.0818.1046 | Lock Tongue | 188 | 188 | 0 | 6100K013 | 1-1-1-1 | consumption | 2025-09-18 | SEP |  | RY01-Riyadh Central Warehouse | 2025-08-30 | 2025-08-16 | 0 | [5 empty] | Work in Process Material Issue | 7408988
4500592686-[70] | 908321101 : SWGR,SMART RMU OD,3LBS+1CB,13.8KV,400A | RMU | ROH | DF241118005 | Low pressure lockout indicator light;Red | 154 | 154 | 0 | 6100K013 | 1-1-1-1 | inventory | 2025-10-28 | DFE-LV |  | RY01-Riyadh Central Warehouse | 2025-08-30 | 2025-08-16 | 0
4500592686-[70] | 908321101 : SWGR,SMART RMU OD,3LBS+1CB,13.8KV,400A | RMU | ROH | DF241118004 | Low pressure warning indicator light;Yellow | 154 | 154 | 0 | 6100K013 | 1-1-1-1 | consumption | 2025-09-15 | DFE-LV |  | RY01-Riyadh Central Warehouse | 2025-08-30 | 2025-08-16 | 0 | [5 empty] | Work in Process Material Issue | 7323483
4500592686-[70] | 908321101 : SWGR,SMART RMU OD,3LBS+1CB,13.8KV,400A | RMU | ROH | 8DF.0818.1054 | Lower door hook | 616 | 616 | 0 | 6100K013 | R64-A-1-K013_SEP | inventory | 2025-10-28 | SEP |  | RY01-Riyadh Central Warehouse | 2025-08-30 | 2025-08-16 | 0
4500592686-[70] | 908321101 : SWGR,SMART RMU OD,3LBS+1CB,13.8KV,400A | RMU | ROH | DF205039106 | M10 Hex nuts Stainless steel | 1232 | 1232 | 0 | free_stock | R34-I-1-MBM_SEP | inventory | 2025-10-28 | Outer Enclosure |  | RY01-Riyadh Central Warehouse | 2025-08-30 | 2025-08-16 | 0
4500592686-[70] | 908321101 : SWGR,SMART RMU OD,3LBS+1CB,13.8KV,400A | RMU | ROH | 211003152 | M10*30 Hex bolts Stainless steel | 1232 | 1232 | 0 | free_stock | R52-A-1-MVBM_SEP | inventory | 2025-10-28 | Outer Enclosure |  | RY01-Riyadh Central Warehouse | 2025-08-30 | 2025-08-16 | 0
4500592686-[70] | 908321101 : SWGR,SMART RMU OD,3LBS+1CB,13.8KV,400A | RMU | ROH | DF240110367 | M12*110 Expansion bolt hot dip galvanized | 1232 | 1232 | 0 | 6100K013 | R54-P-1-K013_SEP | inventory | 2025-10-28 | Outer Enclosure |  | RY01-Riyadh Central Warehouse | 2025-08-30 | 2025-08-16 | 0
4500592686-[70] | 908321101 : SWGR,SMART RMU OD,3LBS+1CB,13.8KV,400A | RMU | ROH | DF240110385 | M24 Gran head nylon | 462 | 462 | 0 | 6100K013 | 1-1-1-1 | inventory | 2025-10-28 | Outer Enclosure |  | RY01-Riyadh Central Warehouse | 2025-08-30 | 2025-08-16 | 0
4500592686-[70] | 908321101 : SWGR,SMART RMU OD,3LBS+1CB,13.8KV,400A | RMU | ROH | 205040650 | M4 Hex Self-locking nuts Stainless steel | 2772 | 2772 | 0 | free_stock | R52-A-1-MVBM_SEP | inventory | 2025-10-28 | Outer Enclosure |  | RY01-Riyadh Central Warehouse | 2025-08-30 | 2025-08-16 | 0
4500592686-[70] | 908321101 : SWGR,SMART RMU OD,3LBS+1CB,13.8KV,400A | RMU | ROH | 205040951 | M4*16 Phillips countersunk head screw Stainless steel | 1848 | 1848 | 0 | 6100K013 | 1-1-1-1 | inventory | 2025-10-28 | Outer Enclosure |  | RY01-Riyadh Central Warehouse | 2025-08-30 | 2025-08-16 | 0
4500592686-[70] | 908321101 : SWGR,SMART RMU OD,3LBS+1CB,13.8KV,400A | RMU | ROH | 211002077 | M6 Hex nuts Stainless steel | 616 | 616 | 0 | 6100K013 | 1-1-1-1 | consumption | 2025-11-09 | Outer Enclosure |  | RY01-Riyadh Central Warehouse | 2025-08-30 | 2025-08-16 | 0 | [5 empty] | Work in Process Material Issue | 7226788
4500592686-[70] | 908321101 : SWGR,SMART RMU OD,3LBS+1CB,13.8KV,400A | RMU | ROH | 211002077 | Hex Nut M6 | 2772 | 2772 | 0 | 6100K013 | 1-1-1-1 | consumption | 2025-11-09 | DFE-LV |  | RY01-Riyadh Central Warehouse | 2025-08-30 | 2025-08-16 | 0 | [5 empty] | Work in Process Material Issue | 7226788
4500592686-[70] | 908321101 : SWGR,SMART RMU OD,3LBS+1CB,13.8KV,400A | RMU | ROH | 211002077 | Hex Nut M6 | 4928 | 294 | 4634 | 6100K013 | 1-1-1-1 | consumption | 2025-11-09 | SEP |  | RY01-Riyadh Central Warehouse | 2025-08-30 | 2025-08-16 | 0 | [5 empty] | Work in Process Material Issue | 7226788
4500592686-[70] | 908321101 : SWGR,SMART RMU OD,3LBS+1CB,13.8KV,400A | RMU | ROH | 211002077 | Hex Nut M6 | 4634 | 4634 | 0 | 6100K013 | 1-1-1-1 | consumption | 2025-10-16 | SEP |  | RY01-Riyadh Central Warehouse | 2025-08-30 | 2025-08-16 | 0 | [5 empty] | Work in Process Pick | 8149408
4500592686-[70] | 908321101 : SWGR,SMART RMU OD,3LBS+1CB,13.8KV,400A | RMU | ROH | 211002081 | Hex Bolt M6*12 | 3696 | 3696 | 0 | free_stock | R51-I-1-MVBM_SEP | inventory | 2025-10-28 | SEP |  | RY01-Riyadh Central Warehouse | 2025-08-30 | 2025-08-16 | 0
4500592686-[70] | 908321101 : SWGR,SMART RMU OD,3LBS+1CB,13.8KV,400A | RMU | ROH | DF211002080 | M6*15 Blind rivet nut Stainless steel (GB/T17880.3) | 14014 | 14014 | 0 | 6100K013 | 1-1-1-1 | inventory | 2025-10-28 | Outer Enclosure |  | RY01-Riyadh Central Warehouse | 2025-08-30 | 2025-08-16 | 0
4500592686-[70] | 908321101 : SWGR,SMART RMU OD,3LBS+1CB,13.8KV,400A | RMU | ROH | 205039200 | Hex Bolt M6*20 | 2002 | 2002 | 0 | 6100K013 | R55-Q-1-K013_SEP | inventory | 2025-10-28 | DFE-LV |  | RY01-Riyadh Central Warehouse | 2025-08-30 | 2025-08-16 | 0
4500592686-[70] | 908321101 : SWGR,SMART RMU OD,3LBS+1CB,13.8KV,400A | RMU | ROH | 205039200 | M6*20 Hex bolts Stainless steel | 14014 | 14014 | 0 | 6100K013 | R55-Q-1-K013_SEP | inventory | 2025-10-28 | Outer Enclosure |  | RY01-Riyadh Central Warehouse | 2025-08-30 | 2025-08-16 | 0
4500592686-[70] | 908321101 : SWGR,SMART RMU OD,3LBS+1CB,13.8KV,400A | RMU | ROH | DF205040952 | M6*20 Phillips countersunk head screw Stainless steel | 616 | 616 | 0 | 6100K013 | 1-1-1-1 | inventory | 2025-10-28 | Outer Enclosure |  | RY01-Riyadh Central Warehouse | 2025-08-30 | 2025-08-16 | 0
4500592686-[70] | 908321101 : SWGR,SMART RMU OD,3LBS+1CB,13.8KV,400A | RMU | ROH | 205041930 | Hex Bolt M6*25 | 462 | 462 | 0 | free_stock | R51-I-1-MVBM_SEP | inventory | 2025-10-28 | SEP |  | RY01-Riyadh Central Warehouse | 2025-08-30 | 2025-08-16 | 0
4500592686-[70] | 908321101 : SWGR,SMART RMU OD,3LBS+1CB,13.8KV,400A | RMU | ROH | 211002074 | Hex Nut M8 | 154 | 154 | 0 | 6100K013 | R55-Q-1-K013_SEP | inventory | 2025-10-28 | SEP |  | RY01-Riyadh Central Warehouse | 2025-08-30 | 2025-08-16 | 0
4500592686-[70] | 908321101 : SWGR,SMART RMU OD,3LBS+1CB,13.8KV,400A | RMU | ROH | 211002074 | Hex nutsM8 | 308 | 308 | 0 | 6100K013 | R55-Q-1-K013_SEP | inventory | 2025-10-28 | Outer Enclosure |  | RY01-Riyadh Central Warehouse | 2025-08-30 | 2025-08-16 | 0
4500592686-[70] | 908321101 : SWGR,SMART RMU OD,3LBS+1CB,13.8KV,400A | RMU | ROH | 205042589 | Hex Bolt M8*25 | 2310 | 2310 | 0 | 6100K013 | R54-Q-1-K013_SEP | inventory | 2025-10-28 | SEP |  | RY01-Riyadh Central Warehouse | 2025-08-30 | 2025-08-16 | 0
4500592686-[70] | 908321101 : SWGR,SMART RMU OD,3LBS+1CB,13.8KV,400A | RMU | ROH | DF250227001 | MCB-NDB1-63 C16/2(DFST) | 154 | 154 | 0 | 6100K013 | 1-1-1-1 | inventory | 2025-10-28 | DFE-LV |  | RY01-Riyadh Central Warehouse | 2025-08-30 | 2025-08-16 | 0
4500592686-[70] | 908321101 : SWGR,SMART RMU OD,3LBS+1CB,13.8KV,400A | RMU | ROH | DF250227004 | MCB-NDB1Z-63 C16/2+OF1(DFST) | 154 | 154 | 0 | free_stock | 1-1-1-1 | inventory | 2025-10-28 | DFE-LV |  | RY01-Riyadh Central Warehouse | 2025-08-30 | 2025-08-16 | 0
4500592686-[70] | 908321101 : SWGR,SMART RMU OD,3LBS+1CB,13.8KV,400A | RMU | ROH | DF250227003 | MCB-NDB1Z-63 C6/2(DFST) | 462 | 462 | 0 | free_stock | R17-B-1-K013_SEP | inventory | 2025-10-28 | DFE-LV |  | RY01-Riyadh Central Warehouse | 2025-08-30 | 2025-08-16 | 0
4500592686-[70] | 908321101 : SWGR,SMART RMU OD,3LBS+1CB,13.8KV,400A | RMU | ROH | DF250227002 | MCB-NDB1Z-63 C6/2+FS1(DFST) | 154 | 154 | 0 | free_stock | 1-1-1-1 | inventory | 2025-10-28 | DFE-LV |  | RY01-Riyadh Central Warehouse | 2025-08-30 | 2025-08-16 | 0
4500592686-[70] | 908321101 : SWGR,SMART RMU OD,3LBS+1CB,13.8KV,400A | RMU | ROH | DF241126028 | OTTA6-T-P/P marking strip (1-10)ZB10 LGS:1-10(1053014:0001) | 308 | 308 | 0 | 6100K013 | 1-1-1-1 | inventory | 2025-10-28 | DFE-LV |  | RY01-Riyadh Central Warehouse | 2025-08-30 | 2025-08-16 | 0
4500592686-[70] | 908321101 : SWGR,SMART RMU OD,3LBS+1CB,13.8KV,400A | RMU | ROH | DF250303003 | OTTA6-T-P/P marking strip (12)ZB10 LGS:12(1053014:0001) | 308 | 308 | 0 | 6100K013 | 1-1-1-1 | inventory | 2025-10-28 | DFE-LV |  | RY01-Riyadh Central Warehouse | 2025-08-30 | 2025-08-16 | 0
4500592686-[70] | 908321101 : SWGR,SMART RMU OD,3LBS+1CB,13.8KV,400A | RMU | ROH | DF241118003 | Open button indicator light | 616 | 616 | 0 | 6100K013 | 1-1-1-1 | inventory | 2025-10-28 | DFE-LV |  | RY01-Riyadh Central Warehouse | 2025-08-30 | 2025-08-16 | 0
4500592686-[70] | 908321101 : SWGR,SMART RMU OD,3LBS+1CB,13.8KV,400A | RMU | ROH | DF240510025 | Cable 2*2.5 | 1848 | 1848 | 0 | 6100K013 | 1-1-1-1 | inventory | 2025-10-28 | DFE-LV |  | RY01-Riyadh Central Warehouse | 2025-08-30 | 2025-08-16 | 0
4500592686-[70] | 908321101 : SWGR,SMART RMU OD,3LBS+1CB,13.8KV,400A | RMU | ROH | DF240510008 | Paw pad φ6 | 308 | 308 | 0 | 6100K013 | R40-J-1-K013_SEP | inventory | 2025-10-28 | DFE-LV |  | RY01-Riyadh Central Warehouse | 2025-08-30 | 2025-08-16 | 0
4500592686-[70] | 908321101 : SWGR,SMART RMU OD,3LBS+1CB,13.8KV,400A | RMU | ROH | DF240510008 | Paw pad φ6 | 462 | 462 | 0 | 6100K013 | 1-1-1-1 | inventory | 2025-10-28 | SEP |  | RY01-Riyadh Central Warehouse | 2025-08-30 | 2025-08-16 | 0
4500592686-[70] | 908321101 : SWGR,SMART RMU OD,3LBS+1CB,13.8KV,400A | RMU | ROH | DF240510032 | Phoenix current terminal (OTTA-6-P/P) | 1848 | 1848 | 0 | 6100K013 | 1-1-1-1 | inventory | 2025-10-28 | DFE-LV |  | RY01-Riyadh Central Warehouse | 2025-08-30 | 2025-08-16 | 0
4500592686-[70] | 908321101 : SWGR,SMART RMU OD,3LBS+1CB,13.8KV,400A | RMU | ROH | DF240510033 | Phoenix current terminal partition (D-OTTA6-T) | 154 | 154 | 0 | 6100K013 | 1-1-1-1 | inventory | 2025-10-28 | DFE-LV |  | RY01-Riyadh Central Warehouse | 2025-08-30 | 2025-08-16 | 0
4500592686-[70] | 908321101 : SWGR,SMART RMU OD,3LBS+1CB,13.8KV,400A | RMU | ROH | DF240510028 | Phoenix voltage terminal (UK-2.5B) | 4620 | 4620 | 0 | 6100K013 | 1-1-1-1 | inventory | 2025-10-28 | DFE-LV |  | RY01-Riyadh Central Warehouse | 2025-08-30 | 2025-08-16 | 0
4500592686-[70] | 908321101 : SWGR,SMART RMU OD,3LBS+1CB,13.8KV,400A | RMU | ROH | DF240510049 | Power module (DFE500A-AC220D24-ST-X) | 154 | 154 | 0 | 6100K013 | 1-1-1-1 | inventory | 2025-10-28 | SEP |  | RY01-Riyadh Central Warehouse | 2025-08-30 | 2025-08-16 | 0
4500592686-[70] | 908321101 : SWGR,SMART RMU OD,3LBS+1CB,13.8KV,400A | RMU | ROH | DF240612107 | Pre insulated terminal O-type HRV1.25-6 (BLUE) | 2772 | 2772 | 0 | 6100K013 | 1-1-1-1 | inventory | 2025-10-28 | DFE-LV |  | RY01-Riyadh Central Warehouse | 2025-08-30 | 2025-08-16 | 0
4500592686-[70] | 908321101 : SWGR,SMART RMU OD,3LBS+1CB,13.8KV,400A | RMU | ROH | DF240612104 | Pre insulated terminal O-type HRV2-10 (BLUE) | 1386 | 1386 | 0 | 6100K013 | 1-1-1-1 | inventory | 2025-10-28 | DFE-LV |  | RY01-Riyadh Central Warehouse | 2025-08-30 | 2025-08-16 | 0
4500592686-[70] | 908321101 : SWGR,SMART RMU OD,3LBS+1CB,13.8KV,400A | RMU | ROH | DF240612101 | Pre insulated terminal O-type HRV2-4S (BLUE) | 616 | 616 | 0 | 6100K013 | 1-1-1-1 | inventory | 2025-10-28 | DFE-LV |  | RY01-Riyadh Central Warehouse | 2025-08-30 | 2025-08-16 | 0
4500592686-[70] | 908321101 : SWGR,SMART RMU OD,3LBS+1CB,13.8KV,400A | RMU | ROH | DF240612102 | Pre insulated terminal O-type HRV2-5S (BLUE) | 1078 | 1078 | 0 | 6100K013 | 1-1-1-1 | inventory | 2025-10-28 | DFE-LV |  | RY01-Riyadh Central Warehouse | 2025-08-30 | 2025-08-16 | 0
4500592686-[70] | 908321101 : SWGR,SMART RMU OD,3LBS+1CB,13.8KV,400A | RMU | ROH | DF240612103 | Pre insulated terminal O-type HRV2-6 (BLUE) | 1386 | 1200 | 186 | 6100K013 | BOX5-1-1-K013_SEP | inventory | 2025-10-28 | DFE-LV |  | RY01-Riyadh Central Warehouse | 2025-08-30 | 2025-08-16 | 0
4500592686-[70] | 908321101 : SWGR,SMART RMU OD,3LBS+1CB,13.8KV,400A | RMU | ROH | DF240612103 | Pre insulated terminal O-type HRV2-6 (BLUE) | 186 | 186 | 0 | 6100K013 | 1-1-1-1 | inventory | 2025-10-28 | DFE-LV |  | RY01-Riyadh Central Warehouse | 2025-08-30 | 2025-08-16 | 0
4500592686-[70] | 908321101 : SWGR,SMART RMU OD,3LBS+1CB,13.8KV,400A | RMU | ROH | DF250303005 | Pre insulated terminal O-type HRV3.5-4 (BLUE) | 3388 | 3388 | 0 | free_stock | 1-1-1-1 | inventory | 2025-10-28 | DFE-LV |  | RY01-Riyadh Central Warehouse | 2025-08-30 | 2025-08-16 | 0
4500592686-[70] | 908321101 : SWGR,SMART RMU OD,3LBS+1CB,13.8KV,400A | RMU | ROH | DF240612106 | Pre insulated terminal O-type HRV3.5-5S (BARE COPPER) | 616 | 616 | 0 | 6100K013 | 1-1-1-1 | inventory | 2025-10-28 | DFE-LV |  | RY01-Riyadh Central Warehouse | 2025-08-30 | 2025-08-16 | 0
4500592686-[70] | 908321101 : SWGR,SMART RMU OD,3LBS+1CB,13.8KV,400A | RMU | ROH | DF250303004 | Pre insulated terminal O-type HRV3.5-6 (BLUE) | 924 | 924 | 0 | 6100K013 | 1-1-1-1 | inventory | 2025-10-28 | DFE-LV |  | RY01-Riyadh Central Warehouse | 2025-08-30 | 2025-08-16 | 0
4500592686-[70] | 908321101 : SWGR,SMART RMU OD,3LBS+1CB,13.8KV,400A | RMU | ROH | DF240612105 | Pre insulated terminal O-type HRV5.5-6 (YELLOW) | 1540 | 1540 | 0 | 6100K013 | 1-1-1-1 | inventory | 2025-10-28 | DFE-LV |  | RY01-Riyadh Central Warehouse | 2025-08-30 | 2025-08-16 | 0
4500592686-[70] | 908321101 : SWGR,SMART RMU OD,3LBS+1CB,13.8KV,400A | RMU | ROH | DF240612110 | Pre insulated terminal U-type HSV2-4S(BLUE) | 4774 | 4774 | 0 | 6100K013 | 1-1-1-1 | inventory | 2025-10-28 | DFE-LV |  | RY01-Riyadh Central Warehouse | 2025-08-30 | 2025-08-16 | 0
4500592686-[70] | 908321101 : SWGR,SMART RMU OD,3LBS+1CB,13.8KV,400A | RMU | ROH | DF240612111 | Pre insulated terminal U-type HSV3.5-3.2S(BLACK) | 616 | 616 | 0 | 6100K013 | 1-1-1-1 | inventory | 2025-10-28 | DFE-LV |  | RY01-Riyadh Central Warehouse | 2025-08-30 | 2025-08-16 | 0
4500592686-[70] | 908321101 : SWGR,SMART RMU OD,3LBS+1CB,13.8KV,400A | RMU | ROH | DF240612117 | Pre insulated terminal tube type HE0510 (RED) | 1232 | 1232 | 0 | 6100K013 | 1-1-1-1 | inventory | 2025-10-28 | DFE-LV |  | RY01-Riyadh Central Warehouse | 2025-08-30 | 2025-08-16 | 0
4500592686-[70] | 908321101 : SWGR,SMART RMU OD,3LBS+1CB,13.8KV,400A | RMU | ROH | DF241126026 | Pre insulated terminal tube type HE1510 (BULE) | 2772 | 2772 | 0 | 6100K013 | 1-1-1-1 | inventory | 2025-10-28 | DFE-LV |  | RY01-Riyadh Central Warehouse | 2025-08-30 | 2025-08-16 | 0
4500592686-[70] | 908321101 : SWGR,SMART RMU OD,3LBS+1CB,13.8KV,400A | RMU | ROH | DF240612116 | Pre insulated terminal tube type HE2510 (BLUE) | 4158 | 4158 | 0 | 6100K013 | 1-1-1-1 | inventory | 2025-10-28 | DFE-LV |  | RY01-Riyadh Central Warehouse | 2025-08-30 | 2025-08-16 | 0
4500592686-[70] | 908321101 : SWGR,SMART RMU OD,3LBS+1CB,13.8KV,400A | RMU | ROH | DF240612119 | Pre insulated terminal tube type HE4009 (BLACK) | 308 | 308 | 0 | 6100K013 | 1-1-1-1 | inventory | 2025-10-28 | DFE-LV |  | RY01-Riyadh Central Warehouse | 2025-08-30 | 2025-08-16 | 0
4500592686-[70] | 908321101 : SWGR,SMART RMU OD,3LBS+1CB,13.8KV,400A | RMU | ROH | DF250303006 | Pre insulated terminal tube type HE4009 (BLUE) | 1232 | 1232 | 0 | free_stock | 1-1-1-1 | inventory | 2025-10-28 | DFE-LV |  | RY01-Riyadh Central Warehouse | 2025-08-30 | 2025-08-16 | 0
4500592686-[70] | 908321101 : SWGR,SMART RMU OD,3LBS+1CB,13.8KV,400A | RMU | ROH | DF240603004 | Rivet Nut M8*18 | 616 | 616 | 0 | 6100K013 | 1-1-1-1 | inventory | 2025-10-28 | SEP |  | RY01-Riyadh Central Warehouse | 2025-08-30 | 2025-08-16 | 0
4500592686-[70] | 908321101 : SWGR,SMART RMU OD,3LBS+1CB,13.8KV,400A | RMU |  | DF240603004 | Rivet Nut M8*18 | 1848 | 1848 | 0 | 6100K013 | R54-Q-1-K013_SEP | inventory | 2025-10-28 | SEP |  | RY01-Riyadh Central Warehouse | 2025-08-30 | 2025-08-16 | 0
4500592686-[70] | 908321101 : SWGR,SMART RMU OD,3LBS+1CB,13.8KV,400A | RMU | ROH | RMU0000000005 | fault indicator (IKI-101light) | 154 | 154 | 0 | 6100K013 | 1-1-1-1 | inventory | 2025-10-28 | SEP |  | RY01-Riyadh Central Warehouse | 2025-08-30 | 2025-08-16 | 0
4500592686-[70] | 908321101 : SWGR,SMART RMU OD,3LBS+1CB,13.8KV,400A | RMU | ROH | RMU0000000004 | Protect (SIAB110FC232AC) | 154 | 154 | 0 | 6100K013 | INC-1-1-K013_SEP | inventory | 2025-10-28 | SEP |  | RY01-Riyadh Central Warehouse | 2025-08-30 | 2025-08-16 | 0
4500592686-[70] | 908321101 : SWGR,SMART RMU OD,3LBS+1CB,13.8KV,400A | RMU | ROH | DF241126010 | Communication line | 816.2 | 816.2 | 0 | 6100K013 | 1-1-1-1 | inventory | 2025-10-28 | DFE-LV |  | RY01-Riyadh Central Warehouse | 2025-08-30 | 2025-08-16 | 0
4500592686-[70] | 908321101 : SWGR,SMART RMU OD,3LBS+1CB,13.8KV,400A | RMU | ROH | DF205041498 | Rectangular Sealing Strip D-07 T-79 EPDM | 800.8 | 800.8 | 0 | 6100K013 | 1-1-1-1 | inventory | 2025-10-28 | Outer Enclosure |  | RY01-Riyadh Central Warehouse | 2025-08-30 | 2025-08-16 | 0
4500592686-[70] | 908321101 : SWGR,SMART RMU OD,3LBS+1CB,13.8KV,400A | RMU | ROH | DF241124007 | Rectangular plastic buckle 6*18 | 154 | 154 | 0 | 6100K013 | R54-R-1-K013_SEP | inventory | 2025-10-28 | DFE-Consumables |  | RY01-Riyadh Central Warehouse | 2025-08-30 | 2025-08-16 | 0
4500592686-[70] | 908321101 : SWGR,SMART RMU OD,3LBS+1CB,13.8KV,400A | RMU | ROH | DF240603030 | Rectangular plastic buckle 19.8*15 | 308 | 308 | 0 | 6100K013 | 1-1-1-1 | inventory | 2025-10-28 | DFE-Consumables |  | RY01-Riyadh Central Warehouse | 2025-08-30 | 2025-08-16 | 0
4500592686-[70] | 908321101 : SWGR,SMART RMU OD,3LBS+1CB,13.8KV,400A | RMU | ROH | DF241124008 | Round plastic buckle φ54 | 154 | 154 | 0 | 6100K013 | 1-1-1-1 | inventory | 2025-10-28 | DFE-Consumables |  | RY01-Riyadh Central Warehouse | 2025-08-30 | 2025-08-16 | 0
4500592686-[70] | 908321101 : SWGR,SMART RMU OD,3LBS+1CB,13.8KV,400A | RMU | ROH | DF240603028 | Round plastic buckle 40° | 616 | 616 | 0 | 6100K013 | R54-R-1-K013_SEP | inventory | 2025-10-28 | DFE-Consumables |  | RY01-Riyadh Central Warehouse | 2025-08-30 | 2025-08-16 | 0
4500592686-[70] | 908321101 : SWGR,SMART RMU OD,3LBS+1CB,13.8KV,400A | RMU | ROH | DF240603027 | Round plastic buckle φ23 | 1232 | 1232 | 0 | 6100K013 | 1-1-1-1 | inventory | 2025-10-28 | DFE-Consumables |  | RY01-Riyadh Central Warehouse | 2025-08-30 | 2025-08-16 | 0
4500592686-[70] | 908321101 : SWGR,SMART RMU OD,3LBS+1CB,13.8KV,400A | RMU | ROH | DF241217001 | Rubber pad 200*360*3 | 154 | 154 | 0 | 6100K013 | R16-K-1-K013_SEP | inventory | 2025-10-28 | DFE-LV |  | RY01-Riyadh Central Warehouse | 2025-08-30 | 2025-08-16 | 0
4500592686-[70] | 908321101 : SWGR,SMART RMU OD,3LBS+1CB,13.8KV,400A | RMU | ROH | DF205041559 | SEC Logo Board Print + Outdoor Protection | 308 | 308 | 0 | 6100K013 | 1-1-1-1 | inventory | 2025-10-28 | Outer Enclosure |  | RY01-Riyadh Central Warehouse | 2025-08-30 | 2025-08-16 | 0
4500592686-[70] | 908321101 : SWGR,SMART RMU OD,3LBS+1CB,13.8KV,400A | RMU | ROH | RMU000000105 | SRMU Breaker Operating Handle ¦ 8DF-253-0001 | 154 | 154 | 0 | 6100K013 | BOX12-1-1-K013_SEP | consumption | 2025-04-08 | DFE-Consumables |  | RY01-Riyadh Central Warehouse | 2025-08-30 | 2025-08-16 | 0 | [5 empty] | Miscellaneous issue | 6415161
4500592686-[70] | 908321101 : SWGR,SMART RMU OD,3LBS+1CB,13.8KV,400A | RMU | ROH | DF240510012 | Seahorse rivet (φ6.4*10.5) | 6160 | 6160 | 0 | 6100K013 | 1-1-1-1 | inventory | 2025-10-28 | DFE-LV |  | RY01-Riyadh Central Warehouse | 2025-08-30 | 2025-08-16 | 0
4500592686-[70] | 908321101 : SWGR,SMART RMU OD,3LBS+1CB,13.8KV,400A | RMU | ROH | DF240510012 | Seahorse rivet (φ6.4*10.5) | 21406 | 21406 | 0 | 6100K013 | 1-1-1-1 | inventory | 2025-10-28 | SEP |  | RY01-Riyadh Central Warehouse | 2025-08-30 | 2025-08-16 | 0
4500592686-[70] | 908321101 : SWGR,SMART RMU OD,3LBS+1CB,13.8KV,400A | RMU | ROH | DF240603001 | Seahorse rivet (φ5*10) | 616 | 616 | 0 | 6100K013 | 1-1-1-1 | inventory | 2025-10-28 | SEP |  | RY01-Riyadh Central Warehouse | 2025-08-30 | 2025-08-16 | 0
4500592686-[70] | 908321101 : SWGR,SMART RMU OD,3LBS+1CB,13.8KV,400A | RMU | ROH | DF240907002 | Seahorse rivet φ6.4*12.5 | 2926 | 1607 | 1319 | 6100K013 | R41-H-1-K013_SEP | inventory | 2025-10-28 | SEP |  | RY01-Riyadh Central Warehouse | 2025-08-30 | 2025-08-16 | 0
4500592686-[70] | 908321101 : SWGR,SMART RMU OD,3LBS+1CB,13.8KV,400A | RMU | ROH | DF240907002 | Seahorse rivet φ6.4*12.5 | 1319 | 1319 | 0 | 6100K013 | R55-H-1-K013_SEP | inventory | 2025-10-28 | SEP |  | RY01-Riyadh Central Warehouse | 2025-08-30 | 2025-08-16 | 0
4500592686-[70] | 908321101 : SWGR,SMART RMU OD,3LBS+1CB,13.8KV,400A | RMU | ROH | DF240907001 | Seahorse rivet φ6.4*16.5 | 2618 | 2618 | 0 | 6100K013 | 1-1-1-1 | consumption | 2025-09-18 | SEP |  | RY01-Riyadh Central Warehouse | 2025-08-30 | 2025-08-16 | 0 | [5 empty] | Work in Process Material Issue | 7406402
4500592686-[70] | 908321101 : SWGR,SMART RMU OD,3LBS+1CB,13.8KV,400A | RMU | ROH | DF240603046 | Seahorse countersunk rivet φ6.4*10.5 | 2156 | 2156 | 0 | free_stock | R54-H-1-RMU/\-BULK_SEP | inventory | 2025-10-28 | SEP |  | RY01-Riyadh Central Warehouse | 2025-08-30 | 2025-08-16 | 0
4500592686-[70] | 908321101 : SWGR,SMART RMU OD,3LBS+1CB,13.8KV,400A | RMU | ROH | 8DF-580-0057 | Secondary grounding bar | 154 | 154 | 0 | 6100K013 | NEW.FLR-1-1-K013_SEP | inventory | 2025-10-28 | SEP |  | RY01-Riyadh Central Warehouse | 2025-08-30 | 2025-08-16 | 0
4500592686-[70] | 908321101 : SWGR,SMART RMU OD,3LBS+1CB,13.8KV,400A | RMU | ROH | DF240907006 | Self-locking nut M3 | 616 | 616 | 0 | 6100K013 | R55-Q-1-K013_SEP | inventory | 2025-10-28 | Outer Enclosure |  | RY01-Riyadh Central Warehouse | 2025-08-30 | 2025-08-16 | 0
4500592686-[70] | 908321101 : SWGR,SMART RMU OD,3LBS+1CB,13.8KV,400A | RMU | ROH | DF240907006 | Self-locking Nut M3 | 1232 | 1232 | 0 | 6100K013 | R55-Q-1-K013_SEP | inventory | 2025-10-28 | DFE-LV |  | RY01-Riyadh Central Warehouse | 2025-08-30 | 2025-08-16 | 0
4500592686-[70] | 908321101 : SWGR,SMART RMU OD,3LBS+1CB,13.8KV,400A | RMU | ROH | DF240510009 | Self-locking Nut M4 | 2464 | 2464 | 0 | 6100K013 | 1-1-1-1 | inventory | 2025-10-28 | DFE-LV |  | RY01-Riyadh Central Warehouse | 2025-08-30 | 2025-08-16 | 0
4500592686-[70] | 908321101 : SWGR,SMART RMU OD,3LBS+1CB,13.8KV,400A | RMU | ROH | DF240510011 | Self-locking Nut M6 | 924 | 924 | 0 | 6100K013 | R55-Q-1-K013_SEP | inventory | 2025-10-28 | DFE-LV |  | RY01-Riyadh Central Warehouse | 2025-08-30 | 2025-08-16 | 0
4500592686-[70] | 908321101 : SWGR,SMART RMU OD,3LBS+1CB,13.8KV,400A | RMU | ROH | DF240510011 | Self-locking Nut M6 | 924 | 924 | 0 | 6100K013 | R55-Q-1-K013_SEP | inventory | 2025-10-28 | SEP |  | RY01-Riyadh Central Warehouse | 2025-08-30 | 2025-08-16 | 0
4500592686-[70] | 908321101 : SWGR,SMART RMU OD,3LBS+1CB,13.8KV,400A | RMU | ROH | DF240510011 | Self-locking nutsM6 | 3080 | 3080 | 0 | 6100K013 | R55-Q-1-K013_SEP | inventory | 2025-10-28 | Outer Enclosure |  | RY01-Riyadh Central Warehouse | 2025-08-30 | 2025-08-16 | 0
4500592686-[70] | 908321101 : SWGR,SMART RMU OD,3LBS+1CB,13.8KV,400A | RMU | ROH | DF240424027 | Self-locking nutsM8 | 616 | 616 | 0 | 6100K013 | R54-Q-1-K013_SEP | inventory | 2025-10-28 | Outer Enclosure |  | RY01-Riyadh Central Warehouse | 2025-08-30 | 2025-08-16 | 0
4500592686-[70] | 908321101 : SWGR,SMART RMU OD,3LBS+1CB,13.8KV,400A | RMU | ROH | DF240424027 | Self-locking Nut M8 | 1694 | 1694 | 0 | 6100K013 | R54-Q-1-K013_SEP | inventory | 2025-10-28 | SEP |  | RY01-Riyadh Central Warehouse | 2025-08-30 | 2025-08-16 | 0
4500592686-[70] | 908321101 : SWGR,SMART RMU OD,3LBS+1CB,13.8KV,400A | RMU | ROH | 205046789 | Spring Washer φ6 | 4466 | 4466 | 0 | 6100K013 | 1-1-1-1 | inventory | 2025-10-28 | DFE-LV |  | RY01-Riyadh Central Warehouse | 2025-08-30 | 2025-08-16 | 0
4500592686-[70] | 908321101 : SWGR,SMART RMU OD,3LBS+1CB,13.8KV,400A | RMU | ROH | 205046789 | Spring Washer φ6 | 10318 | 10318 | 0 | 6100K013 | 1-1-1-1 | inventory | 2025-10-28 | SEP |  | RY01-Riyadh Central Warehouse | 2025-08-30 | 2025-08-16 | 0
4500592686-[70] | 908321101 : SWGR,SMART RMU OD,3LBS+1CB,13.8KV,400A | RMU | ROH | 205046789 | φ6 Spring washer Stainleess steel | 14630 | 14630 | 0 | 6100K013 | 1-1-1-1 | inventory | 2025-10-28 | Outer Enclosure |  | RY01-Riyadh Central Warehouse | 2025-08-30 | 2025-08-16 | 0
4500592686-[70] | 908321101 : SWGR,SMART RMU OD,3LBS+1CB,13.8KV,400A | RMU | ROH | 205041916 | Spring Washer φ8 | 6930 | 6930 | 0 | 6100K013 | R73-I-1-K013_SEP | inventory | 2025-10-28 | SEP |  | RY01-Riyadh Central Warehouse | 2025-08-30 | 2025-08-16 | 0
4500592686-[70] | 908321101 : SWGR,SMART RMU OD,3LBS+1CB,13.8KV,400A | RMU | ROH | DF240603021 | Spring Washer φ10 | 4466 | 4466 | 0 | 6100K013 | R55-I-1-K013_SEP | inventory | 2025-10-28 | SEP |  | RY01-Riyadh Central Warehouse | 2025-08-30 | 2025-08-16 | 0
4500592686-[70] | 908321101 : SWGR,SMART RMU OD,3LBS+1CB,13.8KV,400A | RMU | ROH | DF240603011 | Spring Washer φ12 | 154 | 133 | 21 | 6100K013 | R54-Q-1-K013_SEP | inventory | 2025-10-28 | SEP |  | RY01-Riyadh Central Warehouse | 2025-08-30 | 2025-08-16 | 0
4500592686-[70] | 908321101 : SWGR,SMART RMU OD,3LBS+1CB,13.8KV,400A | RMU | ROH | DF240603011 | Spring Washer φ12 | 21 | 21 | 0 | 6100K013 | 1-1-1-1 | inventory | 2025-10-28 | SEP |  | RY01-Riyadh Central Warehouse | 2025-08-30 | 2025-08-16 | 0
4500592686-[70] | 908321101 : SWGR,SMART RMU OD,3LBS+1CB,13.8KV,400A | RMU | ROH | DF240604001 | Square nut M6 | 616 | 616 | 0 | 6100K013 | R55-P-1-K013_SEP | inventory | 2025-10-28 | SEP |  | RY01-Riyadh Central Warehouse | 2025-08-30 | 2025-08-16 | 0
4500592686-[70] | 908321101 : SWGR,SMART RMU OD,3LBS+1CB,13.8KV,400A | RMU | ROH | DF240604001 | Square Nut M6 | 3388 | 3388 | 0 | 6100K013 | R55-P-1-K013_SEP | inventory | 2025-10-28 | SEP |  | RY01-Riyadh Central Warehouse | 2025-08-30 | 2025-08-16 | 0
4500592686-[70] | 908321101 : SWGR,SMART RMU OD,3LBS+1CB,13.8KV,400A | RMU | ROH | DF240510054 | Temperature Sensor (JWB/PT-100-03) | 154 | 154 | 0 | 6100K013 | 1-1-1-1 | inventory | 2025-10-28 | DFE-LV |  | RY01-Riyadh Central Warehouse | 2025-08-30 | 2025-08-16 | 0
4500592686-[70] | 908321101 : SWGR,SMART RMU OD,3LBS+1CB,13.8KV,400A | RMU | ROH | DF240510034 | Terminal strip label | 924 | 924 | 0 | 6100K013 | 1-1-1-1 | inventory | 2025-10-28 | DFE-LV |  | RY01-Riyadh Central Warehouse | 2025-08-30 | 2025-08-16 | 0
4500592686-[70] | 908321101 : SWGR,SMART RMU OD,3LBS+1CB,13.8KV,400A | RMU | ROH | DF241118009 | Test Socket NTC1-332AS6h/250V | 154 | 154 | 0 | 6100K013 | 1-1-1-1 | inventory | 2025-10-28 | DFE-LV |  | RY01-Riyadh Central Warehouse | 2025-08-30 | 2025-08-16 | 0
4500592686-[70] | 908321101 : SWGR,SMART RMU OD,3LBS+1CB,13.8KV,400A | RMU | ROH | DF240603039 | Thread sealant | 30.8 | 30.8 | 0 | 6100K013 | R67-K-1-KDP2_SEP | inventory | 2025-10-28 | SEP |  | RY01-Riyadh Central Warehouse | 2025-08-30 | 2025-08-16 | 0
4500592686-[70] | 908321101 : SWGR,SMART RMU OD,3LBS+1CB,13.8KV,400A | RMU | ROH | DF240612003 | Tie strap (black) 4*150 | 154000 | 154000 | 0 | 6100K013 | 1-1-1-1 | inventory | 2025-10-28 | DFE-LV |  | RY01-Riyadh Central Warehouse | 2025-08-30 | 2025-08-16 | 0
4500592686-[70] | 908321101 : SWGR,SMART RMU OD,3LBS+1CB,13.8KV,400A | RMU | ROH | DF240603026 | Tower seal ring φ115 | 616 | 616 | 0 | 6100K013 | R58-I-1-K013_SEP | inventory | 2025-10-28 | SEP |  | RY01-Riyadh Central Warehouse | 2025-08-30 | 2025-08-16 | 0
4500592686-[70] | 908321101 : SWGR,SMART RMU OD,3LBS+1CB,13.8KV,400A | RMU | ROH | DF240603025 | Tower seal ring φ40 | 308 | 308 | 0 | 6100K013 | 1-1-1-1 | inventory | 2025-10-28 | SEP |  | RY01-Riyadh Central Warehouse | 2025-08-30 | 2025-08-16 | 0
4500592686-[70] | 908321101 : SWGR,SMART RMU OD,3LBS+1CB,13.8KV,400A | RMU | ROH | DF240510030 | UK-2.5B Fixing (E/UK) | 2464 | 2464 | 0 | 6100K013 | 1-1-1-1 | inventory | 2025-10-28 | DFE-LV |  | RY01-Riyadh Central Warehouse | 2025-08-30 | 2025-08-16 | 0
4500592686-[70] | 908321101 : SWGR,SMART RMU OD,3LBS+1CB,13.8KV,400A | RMU | ROH | DF240612011 | UK-2.5B marking strip (1-10) | 924 | 924 | 0 | 6100K013 | 1-1-1-1 | inventory | 2025-10-28 | DFE-LV |  | RY01-Riyadh Central Warehouse | 2025-08-30 | 2025-08-16 | 0
4500592686-[70] | 908321101 : SWGR,SMART RMU OD,3LBS+1CB,13.8KV,400A | RMU | ROH | DF240612009 | UK-2.5B marking strip (1-5) | 616 | 616 | 0 | 6100K013 | 1-1-1-1 | inventory | 2025-10-28 | DFE-LV |  | RY01-Riyadh Central Warehouse | 2025-08-30 | 2025-08-16 | 0
4500592686-[70] | 908321101 : SWGR,SMART RMU OD,3LBS+1CB,13.8KV,400A | RMU | ROH | DF240510029 | UK-2.5B voltage terminal partition (D-UK2.5) | 1386 | 1386 | 0 | 6100K013 | 1-1-1-1 | inventory | 2025-10-28 | DFE-LV |  | RY01-Riyadh Central Warehouse | 2025-08-30 | 2025-08-16 | 0
4500592686-[70] | 908321101 : SWGR,SMART RMU OD,3LBS+1CB,13.8KV,400A | RMU | ROH | DF240612024 | UK2.5B Center Connection Bar (2 connections)FBI 2-6(0203438) | 462 | 462 | 0 | 6100K013 | 1-1-1-1 | inventory | 2025-10-28 | DFE-LV |  | RY01-Riyadh Central Warehouse | 2025-08-30 | 2025-08-16 | 0
4500592686-[70] | 908321101 : SWGR,SMART RMU OD,3LBS+1CB,13.8KV,400A | RMU | ROH | DF241118007 | Unlock the locking knob | 616 | 616 | 0 | 6100K013 | 1-1-1-1 | inventory | 2025-10-28 | DFE-LV |  | RY01-Riyadh Central Warehouse | 2025-08-30 | 2025-08-16 | 0
4500592686-[70] | 908321101 : SWGR,SMART RMU OD,3LBS+1CB,13.8KV,400A | RMU | ROH | DF240510026 | Wiring Channel 80 * 40 | 739.2 | 739.2 | 0 | 6100K013 | 1-1-1-1 | inventory | 2025-10-28 | DFE-LV |  | RY01-Riyadh Central Warehouse | 2025-08-30 | 2025-08-16 | 0
4500592686-[70] | 908321101 : SWGR,SMART RMU OD,3LBS+1CB,13.8KV,400A | RMU | ROH | DF205041558 | Warning Sign (Print + Outdoor Protection) | 308 | 308 | 0 | 6100K013 | 1-1-1-1 | inventory | 2025-10-28 | Outer Enclosure |  | RY01-Riyadh Central Warehouse | 2025-08-30 | 2025-08-16 | 0
4500592686-[70] | 908321101 : SWGR,SMART RMU OD,3LBS+1CB,13.8KV,400A | RMU | ROH | DF205041497 | Waterproof Adhesive Tape (Large) UC-15 EPDM | 1325.94 | 1154.38 | 171.56 | free_stock | 1-1-1-1 | inventory | 2025-10-28 | Outer Enclosure |  | RY01-Riyadh Central Warehouse | 2025-08-30 | 2025-08-16 | 0
4500592686-[70] | 908321101 : SWGR,SMART RMU OD,3LBS+1CB,13.8KV,400A | RMU | ROH | DF205041497 | Waterproof Adhesive Tape (Large) UC-15 EPDM | 171.56 | 171.56 | 0 | free_stock | R71-H-1-MVBM_SEP | inventory | 2025-10-28 | Outer Enclosure |  | RY01-Riyadh Central Warehouse | 2025-08-30 | 2025-08-16 | 0
4500592686-[70] | 908321101 : SWGR,SMART RMU OD,3LBS+1CB,13.8KV,400A | RMU | ROH | DF205041499 | Waterproof Adhesive Tape (Large) UD-07 EPDM | 254.1 | 254.1 | 0 | 6100K013 | 1-1-1-1 | inventory | 2025-10-28 | Outer Enclosure |  | RY01-Riyadh Central Warehouse | 2025-08-30 | 2025-08-16 | 0
4500592686-[70] | 908321101 : SWGR,SMART RMU OD,3LBS+1CB,13.8KV,400A | RMU | ROH | DF240510007 | Welded stud M6*16 | 924 | 924 | 0 | 6100K013 | 1-1-1-1 | inventory | 2025-10-28 | SEP |  | RY01-Riyadh Central Warehouse | 2025-08-30 | 2025-08-16 | 0
4500592686-[70] | 908321101 : SWGR,SMART RMU OD,3LBS+1CB,13.8KV,400A | RMU | ROH | DF240510007 | Welded stud M6*16 | 2156 | 2156 | 0 | 6100K013 | 1-1-1-1 | inventory | 2025-10-28 | DFE-LV |  | RY01-Riyadh Central Warehouse | 2025-08-30 | 2025-08-16 | 0
4500592686-[70] | 908321101 : SWGR,SMART RMU OD,3LBS+1CB,13.8KV,400A | RMU | ROH | DF240603032 | White nylon washer (φ6-12 1.3mm) | 4928 | 2160 | 2768 | 6100K013 | R73-I-1-K013_SEP | inventory | 2025-10-28 | SEP |  | RY01-Riyadh Central Warehouse | 2025-08-30 | 2025-08-16 | 0
4500592686-[70] | 908321101 : SWGR,SMART RMU OD,3LBS+1CB,13.8KV,400A | RMU | ROH | DF240603032 | White nylon washer (φ6-12 1.3mm) | 2768 | 1062 | 1706 | 6100K013 | 1-1-1-1 | inventory | 2025-10-28 | SEP |  | RY01-Riyadh Central Warehouse | 2025-08-30 | 2025-08-16 | 0
4500592686-[70] | 908321101 : SWGR,SMART RMU OD,3LBS+1CB,13.8KV,400A | RMU | ROH | DF240603032 | White nylon washer (φ6-12 1.3mm) | 1706 | 1706 | 0 | 6100K013 | 1-1-1-1 | consumption | 2025-10-16 | SEP |  | RY01-Riyadh Central Warehouse | 2025-08-30 | 2025-08-16 | 0 | [5 empty] | Work in Process Pick | 8149598
4500592686-[70] | 908321101 : SWGR,SMART RMU OD,3LBS+1CB,13.8KV,400A | RMU | ROH | DF250114005 | control module (ISCU-01E)-3L1T | 462 | 462 | 0 | 6100K013 | BOX5-1-1-K013_SEP | inventory | 2025-10-28 | DFE-LV |  | RY01-Riyadh Central Warehouse | 2025-08-30 | 2025-08-16 | 0
4500592686-[70] | 908321101 : SWGR,SMART RMU OD,3LBS+1CB,13.8KV,400A | RMU | ROH | 8DF.0818.1053 | Upper door hook | 616 | 616 | 0 | 6100K013 | BOX5-1-1-K013_SEP | inventory | 2025-10-28 | SEP |  | RY01-Riyadh Central Warehouse | 2025-08-30 | 2025-08-16 | 0
4500592686-[70] | 908321101 : SWGR,SMART RMU OD,3LBS+1CB,13.8KV,400A | RMU | ROH | DF240510036 | Door lock (MS705 GH-18) | 308 | 308 | 0 | 6100K013 | PLT2-1-1-K013_SEP | inventory | 2025-10-28 | DFE-LV |  | RY01-Riyadh Central Warehouse | 2025-08-30 | 2025-08-16 | 0
4500592686-[70] | 908321101 : SWGR,SMART RMU OD,3LBS+1CB,13.8KV,400A | RMU | HALB | 8DF.0818.1296 | Door stop fixing | 308 | 308 | 0 | 6100K013 | INC-1-1-K013_SEP | inventory | 2025-10-28 | SEP |  | RY01-Riyadh Central Warehouse | 2025-08-30 | 2025-08-16 | 0
4500592686-[70] | 908321101 : SWGR,SMART RMU OD,3LBS+1CB,13.8KV,400A | RMU | HALB | 8DF.0818.1295 | Door stop tongue | 308 | 308 | 0 | 6100K013 | IFLR-1-1-K013_SEP | inventory | 2025-10-28 | SEP |  | RY01-Riyadh Central Warehouse | 2025-08-30 | 2025-08-16 | 0
4500592686-[70] | 908321101 : SWGR,SMART RMU OD,3LBS+1CB,13.8KV,400A | RMU | ROH | DF240510046 | Flashlight (LED T5) | 308 | 308 | 0 | 6100K013 | 1-1-1-1 | inventory | 2025-10-28 | DFE-LV |  | RY01-Riyadh Central Warehouse | 2025-08-30 | 2025-08-16 | 0
4500592686-[70] | 908321101 : SWGR,SMART RMU OD,3LBS+1CB,13.8KV,400A | RMU | ROH | DF205040961 | M4.5*10 Plastic rivets ABS plastic | 1848 | 1848 | 0 | 6100K013 | 1-1-1-1 | consumption | 2025-09-17 | Outer Enclosure |  | RY01-Riyadh Central Warehouse | 2025-08-30 | 2025-08-16 | 0 | [5 empty] | Work in Process Material Issue | 7370425
4500592686-[70] | 908321101 : SWGR,SMART RMU OD,3LBS+1CB,13.8KV,400A | RMU | ROH | DF205040961 | Plastic buckle M4.5*10 | 1848 | 169 | 1679 | 6100K013 | 1-1-1-1 | consumption | 2025-09-17 | SEP |  | RY01-Riyadh Central Warehouse | 2025-08-30 | 2025-08-16 | 0 | [5 empty] | Work in Process Material Issue | 7370425
4500592686-[70] | 908321101 : SWGR,SMART RMU OD,3LBS+1CB,13.8KV,400A | RMU | ROH | DF205040961 | Plastic buckle M4.5*10 | 1679 | 1679 | 0 | 6100K013 | 1-1-1-1 | consumption | 2025-09-18 | SEP |  | RY01-Riyadh Central Warehouse | 2025-08-30 | 2025-08-16 | 0 | [5 empty] | Work in Process Material Issue | 7406389
4500592686-[70] | 908321101 : SWGR,SMART RMU OD,3LBS+1CB,13.8KV,400A | RMU | ROH | DF240510061 | Relay (RXM2LB2BD) Including base and buckle | 616 | 616 | 0 | 6100K013 | 1-1-1-1 | inventory | 2025-10-28 | DFE-LV |  | RY01-Riyadh Central Warehouse | 2025-08-30 | 2025-08-16 | 0
4500592686-[70] | 908321101 : SWGR,SMART RMU OD,3LBS+1CB,13.8KV,400A | RMU | ROH | DF240510060 | Relay (RXM4AB2BD) Including base and buckle | 154 | 154 | 0 | 6100K013 | 1-1-1-1 | inventory | 2025-10-28 | DFE-LV |  | RY01-Riyadh Central Warehouse | 2025-08-30 | 2025-08-16 | 0
4500592686-[70] | 908321101 : SWGR,SMART RMU OD,3LBS+1CB,13.8KV,400A | RMU | ROH | DF205041496 | Sealing Strip 2018EVA EPDM (thickness 3mm width 10mm) | 2787.4 | 2787.4 | 0 | 6100K013 | 1-1-1-1 | consumption | 2025-09-18 | Outer Enclosure |  | RY01-Riyadh Central Warehouse | 2025-08-30 | 2025-08-16 | 0 | [5 empty] | Work in Process Material Issue | 7406394
4500592686-[70] | 908321101 : SWGR,SMART RMU OD,3LBS+1CB,13.8KV,400A | RMU | ROH | DF205041496 | Sealing strip (2018EVA) | 4358.2 | 4358.2 | 0 | 6100K013 | 1-1-1-1 | consumption | 2025-09-18 | SEP |  | RY01-Riyadh Central Warehouse | 2025-08-30 | 2025-08-16 | 0 | [5 empty] | Work in Process Material Issue | 7406394
4500592686-[70] | 908321101 : SWGR,SMART RMU OD,3LBS+1CB,13.8KV,400A | RMU | ROH | DF240510047 | Socket (13A/60HZ) | 154 | 154 | 0 | 6100K013 | 1-1-1-1 | inventory | 2025-10-28 | DFE-LV |  | RY01-Riyadh Central Warehouse | 2025-08-30 | 2025-08-16 | 0
4500592686-[70] | 908321101 : SWGR,SMART RMU OD,3LBS+1CB,13.8KV,400A | RMU | ROH | DF241128001 | Spring Washer φ4 | 308 | 308 | 0 | free_stock | R58-A-1-K017_SEP | inventory | 2025-10-28 | DFE-LV |  | RY01-Riyadh Central Warehouse | 2025-08-30 | 2025-08-16 | 0
4500592686-[70] | 908321101 : SWGR,SMART RMU OD,3LBS+1CB,13.8KV,400A | RMU | ROH | 205046790 | φ10 spring washer Stainless steel | 1232 | 1232 | 0 | 6100K013 | R40-I-1-K013_SEP | inventory | 2025-10-28 | Outer Enclosure |  | RY01-Riyadh Central Warehouse | 2025-08-30 | 2025-08-16 | 0
4500592686-[70] | 908321101 : SWGR,SMART RMU OD,3LBS+1CB,13.8KV,400A | RMU | ROH | DF211001964 | φ10-30 large flat pad Stainless steel | 1232 | 1232 | 0 | free_stock | R52-A-1-MVBM_SEP | inventory | 2025-10-28 | Outer Enclosure |  | RY01-Riyadh Central Warehouse | 2025-08-30 | 2025-08-16 | 0
4500592686-[70] | 908321101 : SWGR,SMART RMU OD,3LBS+1CB,13.8KV,400A | RMU | ROH | 205042612 | φ3.2*16 Cotter pin Stainless steel | 154 | 154 | 0 | 6100K013 | R55-Q-1-K013_SEP | inventory | 2025-10-28 | Outer Enclosure |  | RY01-Riyadh Central Warehouse | 2025-08-30 | 2025-08-16 | 0
4500592686-[70] | 908321101 : SWGR,SMART RMU OD,3LBS+1CB,13.8KV,400A | RMU | ROH | 205042517 | ø4 Flat pad Stainless steel | 1848 | 1848 | 0 | 6100K013 | 1-1-1-1 | inventory | 2025-10-28 | Outer Enclosure |  | RY01-Riyadh Central Warehouse | 2025-08-30 | 2025-08-16 | 0
4500592686-[70] | 908321101 : SWGR,SMART RMU OD,3LBS+1CB,13.8KV,400A | RMU | ROH | 205042515 | φ4 Spring washer Stainless steel | 1848 | 1848 | 0 | 6100K013 | 1-1-1-1 | inventory | 2025-10-28 | Outer Enclosure |  | RY01-Riyadh Central Warehouse | 2025-08-30 | 2025-08-16 | 0
4500592686-[70] | 908321101 : SWGR,SMART RMU OD,3LBS+1CB,13.8KV,400A | RMU | ROH | DF205040971 | φ4*12 Waterproof blind rivets Stainless steel | 4928 | 4928 | 0 | free_stock | 1-1-1-1 | inventory | 2025-10-28 | Outer Enclosure |  | RY01-Riyadh Central Warehouse | 2025-08-30 | 2025-08-16 | 0
4500592686-[70] | 908321101 : SWGR,SMART RMU OD,3LBS+1CB,13.8KV,400A | RMU | ROH | 211001963 | Large Flat Washer φ6-18 | 3234 | 3234 | 0 | free_stock | R51-I-1-MVBM_SEP | inventory | 2025-10-28 | DFE-LV |  | RY01-Riyadh Central Warehouse | 2025-08-30 | 2025-08-16 | 0
4500592686-[70] | 908321101 : SWGR,SMART RMU OD,3LBS+1CB,13.8KV,400A | RMU | ROH | 211001963 | Large Flat Washer φ6-18 | 4620 | 4620 | 0 | 6100K013 | 1-1-1-1 | inventory | 2025-10-28 | SEP |  | RY01-Riyadh Central Warehouse | 2025-08-30 | 2025-08-16 | 0
4500592686-[70] | 908321101 : SWGR,SMART RMU OD,3LBS+1CB,13.8KV,400A | RMU | ROH | 211001963 | φ6-18 Large flat pad Stainless steel | 9086 | 9086 | 0 | free_stock | R51-I-1-MVBM_SEP | inventory | 2025-10-28 | Outer Enclosure |  | RY01-Riyadh Central Warehouse | 2025-08-30 | 2025-08-16 | 0
4500592686-[70] | 908321101 : SWGR,SMART RMU OD,3LBS+1CB,13.8KV,400A | RMU | ROH | DF205040982 | φ6.4*10.5 Seahorse rivets Stainless steel (SS/HFIX0813) | 10472 | 10472 | 0 | 6100K013 | 1-1-1-1 | inventory | 2025-10-28 | Outer Enclosure |  | RY01-Riyadh Central Warehouse | 2025-08-30 | 2025-08-16 | 0
4500592686-[70] | 908321101 : SWGR,SMART RMU OD,3LBS+1CB,13.8KV,400A | RMU | ROH | DF205040983 | φ6.4*16.5 Countersunk Seahorse blind rivets Stainless steel | 616 | 616 | 0 | 6100K013 | 1-1-1-1 | inventory | 2025-10-28 | Outer Enclosure |  | RY01-Riyadh Central Warehouse | 2025-08-30 | 2025-08-16 | 0
4500592686-[70] | 908321101 : SWGR,SMART RMU OD,3LBS+1CB,13.8KV,400A | RMU | ROH | 205036418 | Flat Washer φ8 | 308 | 306 | 2 | 6100K013 | R54-Q-1-K013_SEP | inventory | 2025-10-28 | SEP |  | RY01-Riyadh Central Warehouse | 2025-08-30 | 2025-08-16 | 0
4500592686-[70] | 908321101 : SWGR,SMART RMU OD,3LBS+1CB,13.8KV,400A | RMU | ROH | 205036418 | Flat Washer φ8 | 2 | 2 | 0 | 6100K013 | R40-J-1-K013_SEP | inventory | 2025-10-28 | SEP |  | RY01-Riyadh Central Warehouse | 2025-08-30 | 2025-08-16 | 0
4500592686-[70] | 908321101 : SWGR,SMART RMU OD,3LBS+1CB,13.8KV,400A | RMU | ROH | 205038987 | Spring Washer φ8 | 154 | 154 | 0 | 6100K013 | R55-P-1-K013_SEP | inventory | 2025-10-28 | SEP |  | RY01-Riyadh Central Warehouse | 2025-08-30 | 2025-08-16 | 0
4500592686-[70] | 908321101 : SWGR,SMART RMU OD,3LBS+1CB,13.8KV,400A | RMU | ROH | SEP10160 | TRAFFOLYTE, BLACK/WHITE/WHITE - BLACK/TRAFFOLYTE | 77 | 77 | 0 | 6100K013 | R14-A-1-MVBM_SEP | consumption | 2025-10-19 | SEP |  | RY01-Riyadh Central Warehouse | 2025-08-30 | 2025-08-16 | 0 | [5 empty] | Project Transfer | 8181111
4500592686-[70] | 908321101 : SWGR,SMART RMU OD,3LBS+1CB,13.8KV,400A | RMU | ROH | 205004178 | ø10 Flat pad Stainless steel | 96 | 96 | 0 | 6100K013 | R55-I-1-K013_SEP | inventory | 2025-10-28 | Outer Enclosure |  | RY01-Riyadh Central Warehouse | 2025-08-30 | 2025-08-16 | 0
4500592686-[70] | 908321101 : SWGR,SMART RMU OD,3LBS+1CB,13.8KV,400A | RMU | ROH | 205039200 | M6*20 Hex bolts Stainless steel | 8736 | 8736 | 0 | 6100K013 | R55-Q-1-K013_SEP | inventory | 2025-10-28 | Outer Enclosure |  | RY01-Riyadh Central Warehouse | 2025-08-30 | 2025-08-16 | 0
4500592686-[70] | 908321101 : SWGR,SMART RMU OD,3LBS+1CB,13.8KV,400A | RMU | ROH | 205040650 | M4 Hex Self-locking nuts Stainless steel | 1728 | 1466 | 262 | 6100K013 | 1-1-1-1 | inventory | 2025-10-28 | Outer Enclosure |  | RY01-Riyadh Central Warehouse | 2025-08-30 | 2025-08-16 | 0
4500592686-[70] | 908321101 : SWGR,SMART RMU OD,3LBS+1CB,13.8KV,400A | RMU | ROH | 205040650 | M4 Hex Self-locking nuts Stainless steel | 262 | 262 | 0 | free_stock | R52-A-1-MVBM_SEP | inventory | 2025-10-28 | Outer Enclosure |  | RY01-Riyadh Central Warehouse | 2025-08-30 | 2025-08-16 | 0
4500592686-[70] | 908321101 : SWGR,SMART RMU OD,3LBS+1CB,13.8KV,400A | RMU | ROH | 205040951 | M4*16 Phillips countersunk head screw Stainless steel | 1152 | 1152 | 0 | 6100K013 | R55-Q-1-K013_SEP | inventory | 2025-10-28 | Outer Enclosure |  | RY01-Riyadh Central Warehouse | 2025-08-30 | 2025-08-16 | 0
4500592686-[70] | 908321101 : SWGR,SMART RMU OD,3LBS+1CB,13.8KV,400A | RMU | ROH | 205042515 | φ4 Spring washer Stainless steel | 1152 | 1152 | 0 | 6100K013 | R40-I-1-K013_SEP | inventory | 2025-10-28 | Outer Enclosure |  | RY01-Riyadh Central Warehouse | 2025-08-30 | 2025-08-16 | 0
4500592686-[70] | 908321101 : SWGR,SMART RMU OD,3LBS+1CB,13.8KV,400A | RMU | ROH | 205042517 | ø4 Flat pad Stainless steel | 1152 | 1152 | 0 | 6100K013 | R40-I-1-K013_SEP | inventory | 2025-10-28 | Outer Enclosure |  | RY01-Riyadh Central Warehouse | 2025-08-30 | 2025-08-16 | 0
4500592686-[70] | 908321101 : SWGR,SMART RMU OD,3LBS+1CB,13.8KV,400A | RMU | ROH | 205042612 | φ3.2*16 Cotter pin Stainless steel | 96 | 96 | 0 | free_stock | R52-A-1-MVBM_SEP | inventory | 2025-10-28 | Outer Enclosure |  | RY01-Riyadh Central Warehouse | 2025-08-30 | 2025-08-16 | 0
4500592686-[70] | 908321101 : SWGR,SMART RMU OD,3LBS+1CB,13.8KV,400A | RMU | ROH | 205046789 | φ6 Spring washer Stainleess steel | 9120 | 9120 | 0 | free_stock | R52-A-1-MVBM_SEP | inventory | 2025-10-28 | Outer Enclosure |  | RY01-Riyadh Central Warehouse | 2025-08-30 | 2025-08-16 | 0
4500592686-[70] | 908321101 : SWGR,SMART RMU OD,3LBS+1CB,13.8KV,400A | RMU | ROH | 205046790 | φ10 spring washer Stainless steel | 768 | 768 | 0 | 6100K013 | 1-1-1-1 | inventory | 2025-10-28 | Outer Enclosure |  | RY01-Riyadh Central Warehouse | 2025-08-30 | 2025-08-16 | 0
4500592686-[70] | 908321101 : SWGR,SMART RMU OD,3LBS+1CB,13.8KV,400A | RMU | ROH | 211001962 | φ6 Flap pad Stainless steel | 3456 | 3456 | 0 | 6100K013 | 1-1-1-1 | consumption | 2025-10-14 | Outer Enclosure |  | RY01-Riyadh Central Warehouse | 2025-08-30 | 2025-08-16 | 0 | [5 empty] | Work in Process Pick | 8109507
4500592686-[70] | 908321101 : SWGR,SMART RMU OD,3LBS+1CB,13.8KV,400A | RMU | ROH | 211001963 | φ6-18 Large flat pad Stainless steel | 5664 | 5664 | 0 | 6100K013 | 1-1-1-1 | inventory | 2025-10-28 | Outer Enclosure |  | RY01-Riyadh Central Warehouse | 2025-08-30 | 2025-08-16 | 0
4500592686-[70] | 908321101 : SWGR,SMART RMU OD,3LBS+1CB,13.8KV,400A | RMU | ROH | 211002074 | Hex nutsM8 | 192 | 192 | 0 | 6100K013 | R55-Q-1-K013_SEP | inventory | 2025-10-28 | Outer Enclosure |  | RY01-Riyadh Central Warehouse | 2025-08-30 | 2025-08-16 | 0
4500592686-[70] | 908321101 : SWGR,SMART RMU OD,3LBS+1CB,13.8KV,400A | RMU | ROH | 211002077 | M6 Hex nuts Stainless steel | 384 | 366 | 18 | 6100K013 | 1-1-1-1 | consumption | 2025-10-16 | Outer Enclosure |  | RY01-Riyadh Central Warehouse | 2025-08-30 | 2025-08-16 | 0 | [5 empty] | Work in Process Pick | 8149408
4500592686-[70] | 908321101 : SWGR,SMART RMU OD,3LBS+1CB,13.8KV,400A | RMU | ROH | 211002077 | M6 Hex nuts Stainless steel | 18 | 18 | 0 | 6100K013 | 1-1-1-1 | consumption | 2025-09-17 | Outer Enclosure |  | RY01-Riyadh Central Warehouse | 2025-08-30 | 2025-08-16 | 0 | [5 empty] | Work in Process Material Issue | 7370426
4500592686-[70] | 908321101 : SWGR,SMART RMU OD,3LBS+1CB,13.8KV,400A | RMU | ROH | 211003152 | M10*30 Hex bolts Stainless steel | 768 | 768 | 0 | 6100K013 | R55-Q-1-K013_SEP | inventory | 2025-10-28 | Outer Enclosure |  | RY01-Riyadh Central Warehouse | 2025-08-30 | 2025-08-16 | 0
4500592686-[70] | 908321101 : SWGR,SMART RMU OD,3LBS+1CB,13.8KV,400A | RMU | HALB | 5DF.0818.0031 | 3L1T SRMU Complete Gas Tank | 96 | 96 | 0 | 6100K013 | 1-1-1-1 | consumption | 2025-09-24 | SEP |  | RY01-Riyadh Central Warehouse | 2025-08-30 | 2025-08-16 | 0 | [5 empty] | Work in Process Material Issue | 7564932
4500592686-[70] | 908321101 : SWGR,SMART RMU OD,3LBS+1CB,13.8KV,400A | RMU | ROH | 8DF-128-0009 | Fixed clamp | 96 | 96 | 0 | 6100K013 | WH2-1-1-K013_SEP | inventory | 2025-10-28 | Outer Enclosure |  | RY01-Riyadh Central Warehouse | 2025-08-30 | 2025-08-16 | 0
4500592686-[70] | 908321101 : SWGR,SMART RMU OD,3LBS+1CB,13.8KV,400A | RMU | ROH | 8DF.0818.1139 | Lifting Lugs (05mm Stainless Steel-304) | 192 | 192 | 0 | 6100K013 | 1-1-1-1 | inventory | 2025-10-28 | Outer Enclosure |  | RY01-Riyadh Central Warehouse | 2025-08-30 | 2025-08-16 | 0
4500592686-[70] | 908321101 : SWGR,SMART RMU OD,3LBS+1CB,13.8KV,400A | RMU | ROH | DF205039106 | M10 Hex nuts Stainless steel | 768 | 768 | 0 | free_stock | R34-I-1-MBM_SEP | inventory | 2025-10-28 | Outer Enclosure |  | RY01-Riyadh Central Warehouse | 2025-08-30 | 2025-08-16 | 0
4500592686-[70] | 908321101 : SWGR,SMART RMU OD,3LBS+1CB,13.8KV,400A | RMU | ROH | DF205040952 | M6*20 Phillips countersunk head screw Stainless steel | 384 | 384 | 0 | free_stock | R52-A-1-MVBM_SEP | inventory | 2025-10-28 | Outer Enclosure |  | RY01-Riyadh Central Warehouse | 2025-08-30 | 2025-08-16 | 0
4500592686-[70] | 908321101 : SWGR,SMART RMU OD,3LBS+1CB,13.8KV,400A | RMU | ROH | DF205040961 | M4.5*10 Plastic rivets ABS plastic | 1152 | 1152 | 0 | 6100K013 | 1-1-1-1 | consumption | 2025-09-18 | Outer Enclosure |  | RY01-Riyadh Central Warehouse | 2025-08-30 | 2025-08-16 | 0 | [5 empty] | Work in Process Material Issue | 7406389
4500592686-[70] | 908321101 : SWGR,SMART RMU OD,3LBS+1CB,13.8KV,400A | RMU | ROH | DF205040971 | φ4*12 Waterproof blind rivets Stainless steel | 3072 | 3072 | 0 | 6100K013 | 1-1-1-1 | inventory | 2025-10-28 | Outer Enclosure |  | RY01-Riyadh Central Warehouse | 2025-08-30 | 2025-08-16 | 0
4500592686-[70] | 908321101 : SWGR,SMART RMU OD,3LBS+1CB,13.8KV,400A | RMU | ROH | DF205040982 | φ6.4*10.5 Seahorse rivets Stainless steel (SS/HFIX0813) | 6528 | 6528 | 0 | 6100K013 | 1-1-1-1 | inventory | 2025-10-28 | Outer Enclosure |  | RY01-Riyadh Central Warehouse | 2025-08-30 | 2025-08-16 | 0
4500592686-[70] | 908321101 : SWGR,SMART RMU OD,3LBS+1CB,13.8KV,400A | RMU | ROH | DF205040983 | φ6.4*16.5 Countersunk Seahorse blind rivets Stainless steel | 384 | 384 | 0 | 6100K013 | 1-1-1-1 | inventory | 2025-10-28 | Outer Enclosure |  | RY01-Riyadh Central Warehouse | 2025-08-30 | 2025-08-16 | 0
4500592686-[70] | 908321101 : SWGR,SMART RMU OD,3LBS+1CB,13.8KV,400A | RMU | ROH | DF205041101 | Door Bolt 5 Inches Stainless steel | 192 | 192 | 0 | free_stock | R51-A-1-MVBM_SEP | inventory | 2025-10-28 | Outer Enclosure |  | RY01-Riyadh Central Warehouse | 2025-08-30 | 2025-08-16 | 0
4500592686-[70] | 908321101 : SWGR,SMART RMU OD,3LBS+1CB,13.8KV,400A | RMU | ROH | DF205041496 | Sealing Strip 2018EVA EPDM (thickness 3mm width 10mm) | 1737.6 | 1737.6 | 0 | 6100K013 | 1-1-1-1 | consumption | 2025-09-18 | Outer Enclosure |  | RY01-Riyadh Central Warehouse | 2025-08-30 | 2025-08-16 | 0 | [5 empty] | Work in Process Material Issue | 7406394
4500592686-[70] | 908321101 : SWGR,SMART RMU OD,3LBS+1CB,13.8KV,400A | RMU | ROH | DF205041497 | Waterproof Adhesive Tape (Large) UC-15 EPDM | 826.56 | 661.84 | 164.72 | free_stock | R71-H-1-MVBM_SEP | inventory | 2025-10-28 | Outer Enclosure |  | RY01-Riyadh Central Warehouse | 2025-08-30 | 2025-08-16 | 0
4500592686-[70] | 908321101 : SWGR,SMART RMU OD,3LBS+1CB,13.8KV,400A | RMU | ROH | DF205041497 | Waterproof Adhesive Tape (Large) UC-15 EPDM | 164.72 | 62 | 102.72 | 6100K015 | R71-A-1-K015_SEP | inventory | 2025-10-28 | Outer Enclosure |  | RY01-Riyadh Central Warehouse | 2025-08-30 | 2025-08-16 | 0
4500592686-[70] | 908321101 : SWGR,SMART RMU OD,3LBS+1CB,13.8KV,400A | RMU | ROH | DF205041497 | Waterproof Adhesive Tape (Large) UC-15 EPDM | 102.72 | 102.72 | 0 | 6100K013 | R71-I-1-MVBM_SEP | consumption | 2025-10-18 | Outer Enclosure |  | RY01-Riyadh Central Warehouse | 2025-08-30 | 2025-08-16 | 0 | [5 empty] | Work in Process Pick | 8162347
4500592686-[70] | 908321101 : SWGR,SMART RMU OD,3LBS+1CB,13.8KV,400A | RMU | ROH | DF205041498 | Rectangular Sealing Strip D-07 T-79 EPDM | 499.2 | 499.2 | 0 | 6100K013 | R54-G-1-K013_SEP | inventory | 2025-10-28 | Outer Enclosure |  | RY01-Riyadh Central Warehouse | 2025-08-30 | 2025-08-16 | 0
4500592686-[70] | 908321101 : SWGR,SMART RMU OD,3LBS+1CB,13.8KV,400A | RMU | ROH | DF205041499 | Waterproof Adhesive Tape (Large) UD-07 EPDM | 158.4 | 158.4 | 0 | free_stock | 1-1-1-1 | inventory | 2025-10-28 | Outer Enclosure |  | RY01-Riyadh Central Warehouse | 2025-08-30 | 2025-08-16 | 0
4500592686-[70] | 908321101 : SWGR,SMART RMU OD,3LBS+1CB,13.8KV,400A | RMU | ROH | DF205041558 | Warning Sign (Print + Outdoor Protection) | 192 | 192 | 0 | 6100K013 | 1-1-1-1 | inventory | 2025-10-28 | Outer Enclosure |  | RY01-Riyadh Central Warehouse | 2025-08-30 | 2025-08-16 | 0
4500592686-[70] | 908321101 : SWGR,SMART RMU OD,3LBS+1CB,13.8KV,400A | RMU | ROH | DF205041559 | SEC Logo Board Print + Outdoor Protection | 192 | 192 | 0 | 6100K013 | 1-1-1-1 | inventory | 2025-10-28 | Outer Enclosure |  | RY01-Riyadh Central Warehouse | 2025-08-30 | 2025-08-16 | 0
4500592686-[70] | 908321101 : SWGR,SMART RMU OD,3LBS+1CB,13.8KV,400A | RMU | ROH | DF209001750 | Dixation Hook Q235A | 96 | 96 | 0 | 6100K013 | 1-1-1-1 | inventory | 2025-10-28 | Outer Enclosure |  | RY01-Riyadh Central Warehouse | 2025-08-30 | 2025-08-16 | 0
4500592686-[70] | 908321101 : SWGR,SMART RMU OD,3LBS+1CB,13.8KV,400A | RMU | ROH | DF209001751 | Buckle A104 Stainless Steel Single hole φ12 | 192 | 192 | 0 | 6100K013 | 1-1-1-1 | inventory | 2025-10-28 | Outer Enclosure |  | RY01-Riyadh Central Warehouse | 2025-08-30 | 2025-08-16 | 0
4500592686-[70] | 908321101 : SWGR,SMART RMU OD,3LBS+1CB,13.8KV,400A | RMU | ROH | DF211001964 | φ10-30 large flat pad Stainless steel | 768 | 768 | 0 | 6100K013 | R55-Q-1-K013_SEP | inventory | 2025-10-28 | Outer Enclosure |  | RY01-Riyadh Central Warehouse | 2025-08-30 | 2025-08-16 | 0
4500592686-[70] | 908321101 : SWGR,SMART RMU OD,3LBS+1CB,13.8KV,400A | RMU | ROH | DF211002080 | M6*15 Blind rivet nut Stainless steel (GB/T17880.3) | 8736 | 8736 | 0 | 6100K013 | R55-A-1-K013_SEP | inventory | 2025-10-28 | Outer Enclosure |  | RY01-Riyadh Central Warehouse | 2025-08-30 | 2025-08-16 | 0
4500592686-[70] | 908321101 : SWGR,SMART RMU OD,3LBS+1CB,13.8KV,400A | RMU | ROH | DF240103074 | M4*12 Cross recessed pan head triangular tooth self-tapping self-drilling screw galvanized | 96 | 96 | 0 | 6100K013 | R55-Q-1-K013_SEP | inventory | 2025-10-28 | Outer Enclosure |  | RY01-Riyadh Central Warehouse | 2025-08-30 | 2025-08-16 | 0
4500592686-[70] | 908321101 : SWGR,SMART RMU OD,3LBS+1CB,13.8KV,400A | RMU | ROH | DF240110367 | M12*110 Expansion bolt hot dip galvanized | 768 | 768 | 0 | free_stock | R51-A-1-MVBM_SEP | inventory | 2025-10-28 | Outer Enclosure |  | RY01-Riyadh Central Warehouse | 2025-08-30 | 2025-08-16 | 0
4500592686-[70] | 908321101 : SWGR,SMART RMU OD,3LBS+1CB,13.8KV,400A | RMU | ROH | DF240110385 | M24 Gran head nylon | 288 | 288 | 0 | 6100K013 | 1-1-1-1 | inventory | 2025-10-28 | Outer Enclosure |  | RY01-Riyadh Central Warehouse | 2025-08-30 | 2025-08-16 | 0
4500592686-[70] | 908321101 : SWGR,SMART RMU OD,3LBS+1CB,13.8KV,400A | RMU | ROH | DF240324001 | DF1725IED FRTU FOR Smart RMU（2L1T 3Way） with 32DI+8CO+9ECT+3EVT | 96 | 96 | 0 | 6100K013 | 1-1-1-1 | inventory | 2025-10-28 | RTU |  | RY01-Riyadh Central Warehouse | 2025-08-30 | 2025-08-16 | 0
4500592686-[70] | 908321101 : SWGR,SMART RMU OD,3LBS+1CB,13.8KV,400A | RMU | ROH | DF240324001 | Remote Terminal Unit (RTU), Make; DFE, Ord: DF1725IED FRTU | 154 | 154 | 0 | 6100K013 | 1-1-1-1 | inventory | 2025-10-28 | SEP | Automated: Replaced DF240324001(3L1T) by DF240324001. | RY01-Riyadh Central Warehouse | 2025-08-30 | 2025-08-16 | 0
4500592686-[70] | 908321101 : SWGR,SMART RMU OD,3LBS+1CB,13.8KV,400A | RMU | ROH | DF240424027 | Self-locking nutsM8 | 384 | 384 | 0 | 6100K013 | 1-1-1-1 | inventory | 2025-10-28 | Outer Enclosure |  | RY01-Riyadh Central Warehouse | 2025-08-30 | 2025-08-16 | 0
4500592686-[70] | 908321101 : SWGR,SMART RMU OD,3LBS+1CB,13.8KV,400A | RMU | ROH | DF240510006 | External hexagonal flange triangular thread self-tapping locking screws M6*12 | 3456 | 3456 | 0 | 6100K013 | R55-A-1-K013_SEP | inventory | 2025-10-28 | Outer Enclosure |  | RY01-Riyadh Central Warehouse | 2025-08-30 | 2025-08-16 | 0
4500592686-[70] | 908321101 : SWGR,SMART RMU OD,3LBS+1CB,13.8KV,400A | RMU | ROH | DF240510011 | Self-locking nutsM6 | 1920 | 1920 | 0 | 6100K013 | R55-Q-1-K013_SEP | inventory | 2025-10-28 | Outer Enclosure |  | RY01-Riyadh Central Warehouse | 2025-08-30 | 2025-08-16 | 0
4500592686-[70] | 908321101 : SWGR,SMART RMU OD,3LBS+1CB,13.8KV,400A | RMU | ROH | DF240510049 | Power module (DFE500A-AC220D24-ST-X) | 96 | 96 | 0 | 6100K013 | 1-1-1-1 | inventory | 2025-10-28 | Charger |  | RY01-Riyadh Central Warehouse | 2025-08-30 | 2025-08-16 | 0
4500592686-[70] | 908321101 : SWGR,SMART RMU OD,3LBS+1CB,13.8KV,400A | RMU | ROH | DF240603013 | Large flat washer φ8-24 | 192 | 192 | 0 | 6100K013 | R54-Q-1-K013_SEP | inventory | 2025-10-28 | Outer Enclosure |  | RY01-Riyadh Central Warehouse | 2025-08-30 | 2025-08-16 | 0
4500592686-[70] | 908321101 : SWGR,SMART RMU OD,3LBS+1CB,13.8KV,400A | RMU | ROH | DF240603047 | M5 * 12 cross groove pan head triangular self tapping screw | 384 | 384 | 0 | 6100K013 | 1-1-1-1 | inventory | 2025-10-28 | Outer Enclosure |  | RY01-Riyadh Central Warehouse | 2025-08-30 | 2025-08-16 | 0
4500592686-[70] | 908321101 : SWGR,SMART RMU OD,3LBS+1CB,13.8KV,400A | RMU | ROH | DF240907004 | Cross recessed pan head screws M3*12 | 384 | 384 | 0 | 6100K013 | 1-1-1-1 | inventory | 2025-10-28 | Outer Enclosure |  | RY01-Riyadh Central Warehouse | 2025-08-30 | 2025-08-16 | 0
4500592686-[70] | 908321101 : SWGR,SMART RMU OD,3LBS+1CB,13.8KV,400A | RMU | ROH | DF240907005 | Flat Washers φ3 | 384 | 384 | 0 | 6100K007 | 1-1-1-1 | inventory | 2025-10-28 | Outer Enclosure |  | RY01-Riyadh Central Warehouse | 2025-08-30 | 2025-08-16 | 0
4500592686-[70] | 908321101 : SWGR,SMART RMU OD,3LBS+1CB,13.8KV,400A | RMU | ROH | DF240907006 | Self-locking nut M3 | 384 | 384 | 0 | 6100K013 | 1-1-1-1 | inventory | 2025-10-28 | Outer Enclosure |  | RY01-Riyadh Central Warehouse | 2025-08-30 | 2025-08-16 | 0
4500592686-[70] | 908321101 : SWGR,SMART RMU OD,3LBS+1CB,13.8KV,400A | RMU | ROH | DF250310001 | Hinge CL209-1 Stainless Steel | 480 | 480 | 0 | 6100K013 | R54-H-1-K013_SEP | inventory | 2025-10-28 | Outer Enclosure |  | RY01-Riyadh Central Warehouse | 2025-08-30 | 2025-08-16 | 0
4500592686-[70] | 908321101 : SWGR,SMART RMU OD,3LBS+1CB,13.8KV,400A | RMU | ROH | DF250319001 | Hydraulic Rod 1500N;L=450 | 192 | 192 | 0 | 6100K013 | 1-1-1-1 | consumption | 2025-09-25 | Outer Enclosure |  | RY01-Riyadh Central Warehouse | 2025-08-30 | 2025-08-16 | 0 | [5 empty] | Work in Process Material Issue | 7581675
4500592686-[70] | 908321101 : SWGR,SMART RMU OD,3LBS+1CB,13.8KV,400A | RMU | ROH | RMU0000000004 | RMU Over Current Relay, Make: FANOX, Ord: SIA B 1 1 0 F C 2 3 2 A C | 96 | 96 | 0 | 6100K013 | 1-1-1-1 | inventory | 2025-10-28 | Fanox Relay |  | RY01-Riyadh Central Warehouse | 2025-08-30 | 2025-08-16 | 0
4500592686-[70] | 908321101 : SWGR,SMART RMU OD,3LBS+1CB,13.8KV,400A | RMU | ROH | RMU0000000005 | RMU EFI, Make: KRIES, Ord: 2510201_H007 IKI-10-light-W with LED and Flag | 96 | 96 | 0 | 6100K013 | 1-1-1-1 | inventory | 2025-10-28 | EFI |  | RY01-Riyadh Central Warehouse | 2025-08-30 | 2025-08-16 | 0
4500592697-[70] | 908305010 : SWITCH,DISC,OVRHD,ABS,60HZ FREQ,200KV | LBS | ROH | 13-B100DY | GREEN PUSH BOTTON WITH START ADAPTER | 118 | 118 | 0 | free_stock | R57-G-1-1 | inventory | 2025-10-28 | LV |  | MK01-Makkah Central Warehouse | 2025-08-31 | 2025-08-17 | 0
4500592697-[70] | 908305010 : SWITCH,DISC,OVRHD,ABS,60HZ FREQ,200KV | LBS | ROH | 13-B200DK | RED PUSH BOTTON WITH ADAPTER STOP | 118 | 118 | 0 | 6100K013 | R56-J-1-1 | inventory | 2025-10-28 | LV |  | MK01-Makkah Central Warehouse | 2025-08-31 | 2025-08-17 | 0
4500592697-[70] | 908305010 : SWITCH,DISC,OVRHD,ABS,60HZ FREQ,200KV | LBS | ROH | 13-B3 | BA9S ILLUMINATION CONTACT BLOCK HOLDER | 236 | 236 | 0 | 6100K013 | R57-O-1-1 | inventory | 2025-10-28 | LV |  | MK01-Makkah Central Warehouse | 2025-08-31 | 2025-08-17 | 0
4500592697-[70] | 908305010 : SWITCH,DISC,OVRHD,ABS,60HZ FREQ,200KV | LBS | ROH | 13-LED24K | 24V BA9S LED LAMP RED | 118 | 118 | 0 | 6100K013 | R57-G-1-1 | inventory | 2025-10-28 | LV |  | MK01-Makkah Central Warehouse | 2025-08-31 | 2025-08-17 | 0
4500592697-[70] | 908305010 : SWITCH,DISC,OVRHD,ABS,60HZ FREQ,200KV | LBS | ROH | 13-LED24Y | 24V BA9S LED LAMP GREEN | 118 | 118 | 0 | 6100K013 | R57-G-1-1 | inventory | 2025-10-28 | LV |  | MK01-Makkah Central Warehouse | 2025-08-31 | 2025-08-17 | 0
4500592697-[70] | 908305010 : SWITCH,DISC,OVRHD,ABS,60HZ FREQ,200KV | LBS | ROH | 13-MBSD24S | INDICATION LIGHT YELLOW 24V AC/DC | 118 | 118 | 0 | 6100K007 | 1-1-1-1 | inventory | 2025-10-28 | LV |  | MK01-Makkah Central Warehouse | 2025-08-31 | 2025-08-17 | 0
4500592697-[70] | 908305010 : SWITCH,DISC,OVRHD,ABS,60HZ FREQ,200KV | LBS | ROH | LL10-W | ABB_LL10-W / LL10-W, AC/DC90-264V 50/60HZ | 118 | 118 | 0 | free_stock | R15-I-1-K017_SEP | inventory | 2025-10-28 | LV | Automated: Replaced 1YAB53301XIX0000 by LL10-W. | MK01-Makkah Central Warehouse | 2025-08-31 | 2025-08-17 | 0
4500592697-[70] | 908305010 : SWITCH,DISC,OVRHD,ABS,60HZ FREQ,200KV | LBS | ROH | 1YAB5355CAB0000 | End Cover, D-OTTA6-T ¦ 790459 ¦ PHOENIX | 118 | 118 | 0 | 6100K023 | R53-R-1-K013_SEP | inventory | 2025-10-28 | LV |  | MK01-Makkah Central Warehouse | 2025-08-31 | 2025-08-17 | 0
4500592697-[70] | 908305010 : SWITCH,DISC,OVRHD,ABS,60HZ FREQ,200KV | LBS | ROH | 1YAB5355DXB0000 | Marker, Terminal Strip, KLM-A ¦ 1004348 ¦ PHOENIX | 590 | 590 | 0 | free_stock | 1-1-1-1 | inventory | 2025-10-28 | LV |  | MK01-Makkah Central Warehouse | 2025-08-31 | 2025-08-17 | 0
4500592697-[70] | 908305010 : SWITCH,DISC,OVRHD,ABS,60HZ FREQ,200KV | LBS | ROH | 1YHT480008P0311 | Empty LV Box for LBS & Sectionalizer (SECTOS 13.8kV & 33kV) with bracket for single pole | 118 | 118 | 0 | 6100K012B | WH2-1-1-K12B_SEP | inventory | 2025-10-28 | LV |  | MK01-Makkah Central Warehouse | 2025-08-31 | 2025-08-17 | 0
4500592697-[70] | 908305010 : SWITCH,DISC,OVRHD,ABS,60HZ FREQ,200KV | LBS | ROH | 205036416 | Flat Washersφ4 | 708 | 708 | 0 | 6100K013 | PLT1-1-1-K013_SEP | inventory | 2025-10-28 | LV |  | MK01-Makkah Central Warehouse | 2025-08-31 | 2025-08-17 | 0
4500592697-[70] | 908305010 : SWITCH,DISC,OVRHD,ABS,60HZ FREQ,200KV | LBS | ROH | 205041920 | Flat Washersφ6 | 472 | 472 | 0 | free_stock | 1-1-1-1 | inventory | 2025-10-28 | LV |  | MK01-Makkah Central Warehouse | 2025-08-31 | 2025-08-17 | 0
4500592697-[70] | 908305010 : SWITCH,DISC,OVRHD,ABS,60HZ FREQ,200KV | LBS | ROH | 208004917 | 4G Communication Module, Make: China inhand, ,Ord:: Inhand IR302-FQ58 with Mushroom Antenna | 118 | 118 | 0 | 6100K013 | 1-1-1-1 | inventory | 2025-10-28 | LV |  | MK01-Makkah Central Warehouse | 2025-08-31 | 2025-08-17 | 0
4500592697-[70] | 908305010 : SWITCH,DISC,OVRHD,ABS,60HZ FREQ,200KV | LBS | ROH | 211002077 | Hex nut M6 | 472 | 472 | 0 | 6100K013 | 1-1-1-1 | consumption | 2025-09-17 | LV |  | MK01-Makkah Central Warehouse | 2025-08-31 | 2025-08-17 | 0 | [5 empty] | Work in Process Material Issue | 7370426
4500592697-[70] | 908305010 : SWITCH,DISC,OVRHD,ABS,60HZ FREQ,200KV | LBS | ROH | 5XECD.086.051 | Single Pole Mounting Brackets for LBS & Sectionalizer GT(SECTOS 13.8kV & 33kV) | 118 | 92 | 26 | 6100K011B | WH2-1-1-K11B_SEP | inventory | 2025-10-28 | Bracket |  | MK01-Makkah Central Warehouse | 2025-08-31 | 2025-08-17 | 0
4500592697-[70] | 908305010 : SWITCH,DISC,OVRHD,ABS,60HZ FREQ,200KV | LBS | ROH | 5XECD.086.051 | Single Pole Mounting Brackets for LBS & Sectionalizer GT(SECTOS 13.8kV & 33kV) | 26 | 26 | 0 | free_stock | NEW.FLR-1-1-K12B_SEP | inventory | 2025-10-28 | Bracket |  | MK01-Makkah Central Warehouse | 2025-08-31 | 2025-08-17 | 0
4500592697-[70] | 908305010 : SWITCH,DISC,OVRHD,ABS,60HZ FREQ,200KV | LBS | ROH | 5XECD.086.093.1 | Single Pole Mounting Brackets for CPT for LBS/Sectionalizer/Auto Recloser (SECTOS / OVR 13.8kV & 33kV) | 118 | 56 | 62 | free_stock | 1-1-1-1 | inventory | 2025-10-28 | Bracket |  | MK01-Makkah Central Warehouse | 2025-08-31 | 2025-08-17 | 0
4500592697-[70] | 908305010 : SWITCH,DISC,OVRHD,ABS,60HZ FREQ,200KV | LBS | ROH | 5XECD.086.093.1 | Single Pole Mounting Brackets for CPT for LBS/Sectionalizer/Auto Recloser (SECTOS / OVR 13.8kV & 33kV) | 62 | 19 | 43 | 6100K006 | 1-1-1-1 | inventory | 2025-10-28 | Bracket |  | MK01-Makkah Central Warehouse | 2025-08-31 | 2025-08-17 | 0
4500592697-[70] | 908305010 : SWITCH,DISC,OVRHD,ABS,60HZ FREQ,200KV | LBS | ROH | 5XECD.086.093.1 | Single Pole Mounting Brackets for CPT for LBS/Sectionalizer/Auto Recloser (SECTOS / OVR 13.8kV & 33kV) | 43 | 16 | 27 | 6100K006 | WH2-1-1-K006_SEP | inventory | 2025-10-28 | Bracket |  | MK01-Makkah Central Warehouse | 2025-08-31 | 2025-08-17 | 0
4500592697-[70] | 908305010 : SWITCH,DISC,OVRHD,ABS,60HZ FREQ,200KV | LBS | ROH | 5XECD.086.093.1 | Single Pole Mounting Brackets for CPT for LBS/Sectionalizer/Auto Recloser (SECTOS / OVR 13.8kV & 33kV) | 27 | 27 | 0 | 6100K012B | NEW.FLR-1-1-K12B_SEP | consumption | 2025-10-13 | Bracket |  | MK01-Makkah Central Warehouse | 2025-08-31 | 2025-08-17 | 0 | [5 empty] | Work in Process Pick | 8074711
4500592697-[70] | 908305010 : SWITCH,DISC,OVRHD,ABS,60HZ FREQ,200KV | LBS | ROH | 6-CNFJ-22 | ZHE_6-CNFJ-22 / 12V 22Ah STORAGE BATTERY | 236 | 236 | 0 | 6100K006 | 1-1-1-1 | inventory | 2025-10-28 | LV |  | MK01-Makkah Central Warehouse | 2025-08-31 | 2025-08-17 | 0
4500592697-[70] | 908305010 : SWITCH,DISC,OVRHD,ABS,60HZ FREQ,200KV | LBS | ROH | RMU000000106 | BOLT SOCKET CAP HEAD M5x60 ¦ 9ABA450075F1001 ¦ Local | 472 | 472 | 0 | 6100K006 | 1-1-1-1 | inventory | 2025-10-28 | LV | Automated: Replaced 9ABA450075F1001 by RMU000000106. | MK01-Makkah Central Warehouse | 2025-08-31 | 2025-08-17 | 0
4500592697-[70] | 908305010 : SWITCH,DISC,OVRHD,ABS,60HZ FREQ,200KV | LBS | ROH | RMU000000107 | Bush Inner Dia 7x49 ¦ 9ABA450075F1002 ¦ Local | 472 | 472 | 0 | 6100K006 | 1-1-1-1 | inventory | 2025-10-28 | LV | Automated: Replaced 9ABA450075F1002 by RMU000000107. | MK01-Makkah Central Warehouse | 2025-08-31 | 2025-08-17 | 0
4500592697-[70] | 908305010 : SWITCH,DISC,OVRHD,ABS,60HZ FREQ,200KV | LBS | ROH | RMU000000109 | BOLT SOCKET CAP HEAD M5x20 ¦ 9ABA450075F1004 ¦ Local | 1180 | 1180 | 0 | free_stock | R58-A-1-K11B_SEP | inventory | 2025-10-28 | LV | Automated: Replaced 9ABA450075F1004 by RMU000000109. | MK01-Makkah Central Warehouse | 2025-08-31 | 2025-08-17 | 0
4500592697-[70] | 908305010 : SWITCH,DISC,OVRHD,ABS,60HZ FREQ,200KV | LBS | ROH | RMU000000110 | BOLT SOCKET CAP HEAD M4x45 ¦ 9ABA450075F1005 ¦ Local | 236 | 236 | 0 | 6100K007 | 1-1-1-1 | inventory | 2025-10-28 | LV | Automated: Replaced 9ABA450075F1005 by RMU000000110. | MK01-Makkah Central Warehouse | 2025-08-31 | 2025-08-17 | 0
4500592697-[70] | 908305010 : SWITCH,DISC,OVRHD,ABS,60HZ FREQ,200KV | LBS | ROH | RMU000000112 | BOLT SOCKET CAP HEAD M5x16 ¦ 9ABA450075F1007 ¦ Local | 1416 | 1416 | 0 | free_stock | R58-A-1-K12B_SEP | inventory | 2025-10-28 | LV | Automated: Replaced 9ABA450075F1007 by RMU000000112. | MK01-Makkah Central Warehouse | 2025-08-31 | 2025-08-17 | 0
4500592697-[70] | 908305010 : SWITCH,DISC,OVRHD,ABS,60HZ FREQ,200KV | LBS | ROH | RMU000000113 | Lock Washer M5 ¦ 9ABA450075F1008 ¦ Local | 1416 | 1416 | 0 | free_stock | R58-A-1-K11B_SEP | inventory | 2025-10-28 | LV | Automated: Replaced 9ABA450075F1008 by RMU000000113. | MK01-Makkah Central Warehouse | 2025-08-31 | 2025-08-17 | 0
4500592697-[70] | 908305010 : SWITCH,DISC,OVRHD,ABS,60HZ FREQ,200KV | LBS | ROH | RMU000000114 | BOLT SOCKET CAP HEAD M3x20 ¦ 9ABA450075F1009 ¦ Local | 472 | 472 | 0 | free_stock | R58-A-1-K12B_SEP | inventory | 2025-10-28 | LV | Automated: Replaced 9ABA450075F1009 by RMU000000114. | MK01-Makkah Central Warehouse | 2025-08-31 | 2025-08-17 | 0
4500592697-[70] | 908305010 : SWITCH,DISC,OVRHD,ABS,60HZ FREQ,200KV | LBS | ROH | RMU000000115 | Lock Washer M3 ¦ 9ABA450075F1010 ¦ Local | 472 | 472 | 0 | free_stock | 1-1-1-1 | inventory | 2025-10-28 | LV | Automated: Replaced 9ABA450075F1010 by RMU000000115. | MK01-Makkah Central Warehouse | 2025-08-31 | 2025-08-17 | 0
4500592697-[70] | 908305010 : SWITCH,DISC,OVRHD,ABS,60HZ FREQ,200KV | LBS | ROH | RMU000000116 | Polycarbonate for limit switch ¦ 9ABA450075F1011 ¦ Local | 118 | 118 | 0 | free_stock | R56-R-1-K11B_SEP | inventory | 2025-10-28 | LV | Automated: Replaced 9ABA450075F1011 by RMU000000116. | MK01-Makkah Central Warehouse | 2025-08-31 | 2025-08-17 | 0
4500592697-[70] | 908305010 : SWITCH,DISC,OVRHD,ABS,60HZ FREQ,200KV | LBS | ROH | RMU000000117 | BOLT SOCKET CAP HEAD M4x40 ¦ 9ABA450075F1012 ¦ Local | 236 | 236 | 0 | free_stock | 1-1-1-1 | inventory | 2025-10-28 | LV | Automated: Replaced 9ABA450075F1012 by RMU000000117. | MK01-Makkah Central Warehouse | 2025-08-31 | 2025-08-17 | 0
4500592697-[70] | 908305010 : SWITCH,DISC,OVRHD,ABS,60HZ FREQ,200KV | LBS | ROH | RMU000000118 | Bush Inner Dia 7x25 ¦ 9ABA450075F1013 ¦ Local | 236 | 236 | 0 | 6100K007 | 1-1-1-1 | inventory | 2025-10-28 | LV | Automated: Replaced 9ABA450075F1013 by RMU000000118. | MK01-Makkah Central Warehouse | 2025-08-31 | 2025-08-17 | 0
4500592697-[70] | 908305010 : SWITCH,DISC,OVRHD,ABS,60HZ FREQ,200KV | LBS | ROH | AX3122 | CHINT_AUXILIARY CONTACT FOR MCB 1NO 1NC AC | 118 | 118 | 0 | free_stock | R62-G-1-K017_SEP | inventory | 2025-10-28 | LV |  | MK01-Makkah Central Warehouse | 2025-08-31 | 2025-08-17 | 0
4500592697-[70] | 908305010 : SWITCH,DISC,OVRHD,ABS,60HZ FREQ,200KV | LBS | ROH | CSB25A9PS2E- B L/R | 2 POSITION, LATCHING, SELECTOR SWITCH, 90DEGREES, 2 CONTACTS EACH, PAD LOCKABLE IN EACH POS (LOCAL/REMOTE) CSB25A9PS2E- B L/R | 118 | 108 | 10 | 6100K012B | 1-1-1-1 | inventory | 2025-10-28 | LV |  | MK01-Makkah Central Warehouse | 2025-08-31 | 2025-08-17 | 0
4500592697-[70] | 908305010 : SWITCH,DISC,OVRHD,ABS,60HZ FREQ,200KV | LBS | ROH | CSB25A9PS2E- B L/R | 2 POSITION, LATCHING, SELECTOR SWITCH, 90DEGREES, 2 CONTACTS EACH, PAD LOCKABLE IN EACH POS (LOCAL/REMOTE) CSB25A9PS2E- B L/R | 10 | 10 | 0 | 6100K007 | 1-1-1-1 | inventory | 2025-10-28 | LV |  | MK01-Makkah Central Warehouse | 2025-08-31 | 2025-08-17 | 0
4500592697-[70] | 908305010 : SWITCH,DISC,OVRHD,ABS,60HZ FREQ,200KV | LBS | ROH | CSB25A9PS2E- B OH/S | 2 POSITION, LATCHING, SELECTOR SWITCH, 90DEGREES, 2 CONTACTS EACH, PAD LOCKABLE IN EACH POS (OH-LBS/SECTIONALIZER) CSB25A9PS2E- B OH/S | 118 | 118 | 0 | free_stock | 1-1-1-1 | inventory | 2025-10-28 | LV |  | MK01-Makkah Central Warehouse | 2025-08-31 | 2025-08-17 | 0
4500592697-[70] | 908305010 : SWITCH,DISC,OVRHD,ABS,60HZ FREQ,200KV | LBS | ROH | DF205040971 | φ4*12 Waterproof blind rivets Stainless steel | 2360 | 2360 | 0 | 6100K007 | 1-1-1-1 | inventory | 2025-10-28 | LV |  | MK01-Makkah Central Warehouse | 2025-08-31 | 2025-08-17 | 0
4500592697-[70] | 908305010 : SWITCH,DISC,OVRHD,ABS,60HZ FREQ,200KV | LBS | ROH | DF240510009 | Self-locking nuts M4 | 236 | 236 | 0 | 6100K013 | 1-1-1-1 | inventory | 2025-10-28 | LV |  | MK01-Makkah Central Warehouse | 2025-08-31 | 2025-08-17 | 0
4500592697-[70] | 908305010 : SWITCH,DISC,OVRHD,ABS,60HZ FREQ,200KV | LBS | ROH | DF240612003 | KSS-CV-150BK CABLE TIES 150X3.6 BALCK | 2950 | 2950 | 0 | 6100K013 | 1-1-1-1 | inventory | 2025-10-28 | LV |  | MK01-Makkah Central Warehouse | 2025-08-31 | 2025-08-17 | 0
4500592697-[70] | 908305010 : SWITCH,DISC,OVRHD,ABS,60HZ FREQ,200KV | LBS | ROH | DF240612004 | HT-EXS25 EXPANDABLE SLEEVE - 25MM 100MTR/ROL | 118 | 118 | 0 | 6100K013 | 1-1-1-1 | inventory | 2025-10-28 | LV |  | MK01-Makkah Central Warehouse | 2025-08-31 | 2025-08-17 | 0
4500592697-[70] | 908305010 : SWITCH,DISC,OVRHD,ABS,60HZ FREQ,200KV | LBS | ROH | DF240612005 | HT-EXS32 EXPANDABLE SLEEVE - 32MM 100MTR/ROL | 118 | 118 | 0 | 6100K013 | 1-1-1-1 | inventory | 2025-10-28 | LV |  | MK01-Makkah Central Warehouse | 2025-08-31 | 2025-08-17 | 0
4500592697-[70] | 908305010 : SWITCH,DISC,OVRHD,ABS,60HZ FREQ,200KV | LBS | ROH | DF240612006 | KSS-KS-8B 8MM SPIRAL 15-60 WRAPPING BAND 10MTR/BAG | 118 | 118 | 0 | 6100K017 | R59-J-1-MVBM_SEP | inventory | 2025-10-28 | LV |  | MK01-Makkah Central Warehouse | 2025-08-31 | 2025-08-17 | 0
4500592697-[70] | 908305010 : SWITCH,DISC,OVRHD,ABS,60HZ FREQ,200KV | LBS | ROH | DF240612007 | KSS-KS-12B 12MM SPIRAL 20-65 WRAPPING BAND 10MTR/BAG | 118 | 118 | 0 | 6100KDP02 | R54-A-1-K013_SEP | inventory | 2025-10-28 | LV |  | MK01-Makkah Central Warehouse | 2025-08-31 | 2025-08-17 | 0
4500592697-[70] | 908305010 : SWITCH,DISC,OVRHD,ABS,60HZ FREQ,200KV | LBS | ROH | DF241124003 | Spring washersφ6 Stainless steel | 472 | 472 | 0 | 6100K013 | R55-I-1-K013_SEP | inventory | 2025-10-28 | LV |  | MK01-Makkah Central Warehouse | 2025-08-31 | 2025-08-17 | 0
4500592697-[70] | 908305010 : SWITCH,DISC,OVRHD,ABS,60HZ FREQ,200KV | LBS | ROH | DF241126013 | KSS-CV-200MBK BLACK NYLON CABLE TIES (200MMX2.5MM) | 2950 | 2950 | 0 | 6100K011B | R59-J-1-MVBM_SEP | inventory | 2025-10-28 | LV |  | MK01-Makkah Central Warehouse | 2025-08-31 | 2025-08-17 | 0
4500592697-[70] | 908305010 : SWITCH,DISC,OVRHD,ABS,60HZ FREQ,200KV | LBS | ROH | DF241128001 | spring washerφ4 Stainless Steel | 472 | 472 | 0 | free_stock | R58-A-1-K11B_SEP | inventory | 2025-10-28 | LV |  | MK01-Makkah Central Warehouse | 2025-08-31 | 2025-08-17 | 0
4500592697-[70] | 908305010 : SWITCH,DISC,OVRHD,ABS,60HZ FREQ,200KV | LBS | ROH | DF241128002 | Hex nuts M4 | 472 | 472 | 0 | free_stock | R58-A-1-K11B_SEP | inventory | 2025-10-28 | LV |  | MK01-Makkah Central Warehouse | 2025-08-31 | 2025-08-17 | 0
4500592697-[70] | 908305010 : SWITCH,DISC,OVRHD,ABS,60HZ FREQ,200KV | LBS | ROH | DMS 2121 2467-366 | SCREW SELF TAPPING TORX M6 X 12 | 2360 | 2360 | 0 | free_stock | 1-1-1-1 | inventory | 2025-10-28 | LV |  | MK01-Makkah Central Warehouse | 2025-08-31 | 2025-08-17 | 0
4500592697-[70] | 908305010 : SWITCH,DISC,OVRHD,ABS,60HZ FREQ,200KV | LBS | ROH | DMS 2121 2519-295 | BOLT SOCKET HEAD M4X20 | 236 | 236 | 0 | 6100K012B | 1-1-1-1 | inventory | 2025-10-28 | LV |  | MK01-Makkah Central Warehouse | 2025-08-31 | 2025-08-17 | 0
4500592697-[70] | 908305010 : SWITCH,DISC,OVRHD,ABS,60HZ FREQ,200KV | LBS | ROH | DMS 2121 2519-368 | BOLT SOCKET CAP HEAD M6X16 | 472 | 472 | 0 | free_stock | 1-1-1-1 | inventory | 2025-10-28 | LV |  | MK01-Makkah Central Warehouse | 2025-08-31 | 2025-08-17 | 0
4500592697-[70] | 908305010 : SWITCH,DISC,OVRHD,ABS,60HZ FREQ,200KV | LBS | ROH | DMS 2126 2011-114 | NUT, HEX M5 | 2832 | 2832 | 0 | free_stock | R58-A-1-K11B_SEP | inventory | 2025-10-28 | LV |  | MK01-Makkah Central Warehouse | 2025-08-31 | 2025-08-17 | 0
4500592697-[70] | 908305010 : SWITCH,DISC,OVRHD,ABS,60HZ FREQ,200KV | LBS | ROH | EC-DIODE-BY255 | Flash light BY255_EC-DIODE-BY255 / EC-DIODE-BY255 Urrm=1300V In=3A | 590 | 590 | 0 | free_stock | 1-1-1-1 | inventory | 2025-10-28 | LV |  | MK01-Makkah Central Warehouse | 2025-08-31 | 2025-08-17 | 0
4500592697-[70] | 908305010 : SWITCH,DISC,OVRHD,ABS,60HZ FREQ,200KV | LBS | ROH | HBCBABNCBD1BBBD21G | REC615 2.0- HBCBABNCBD1BBBD21G | 118 | 118 | 0 | 6100K007 | 1-1-1-1 | inventory | 2025-10-28 | LV |  | MK01-Makkah Central Warehouse | 2025-08-31 | 2025-08-17 | 0
4500592697-[70] | 908305010 : SWITCH,DISC,OVRHD,ABS,60HZ FREQ,200KV | LBS | ROH | IN76350001-2 | APT_THERMOSTAT WITHOUT STEM,SETTING: 0-60 DEG.CENTIGRADE | 118 | 118 | 0 | free_stock | 1-1-1-1 | inventory | 2025-10-28 | LV |  | MK01-Makkah Central Warehouse | 2025-08-31 | 2025-08-17 | 0
4500592697-[70] | 908305010 : SWITCH,DISC,OVRHD,ABS,60HZ FREQ,200KV | LBS | ROH | LSA-AD11J50CA | R&Y_AD11-J50CA/LXR23 RED ALARM LAMP 24VDC | 118 | 118 | 0 | free_stock | R58-B-1-K11B_SEP | inventory | 2025-10-28 | LV |  | MK01-Makkah Central Warehouse | 2025-08-31 | 2025-08-17 | 0
4500592697-[70] | 908305010 : SWITCH,DISC,OVRHD,ABS,60HZ FREQ,200KV | LBS | ROH | LXW18-11B | SHF_LXW18-11B / LIMIT SWITCH 1NO+1NC | 236 | 236 | 0 | 6100K013 | R59-O-1-K013_SEP | inventory | 2025-10-28 | LV |  | MK01-Makkah Central Warehouse | 2025-08-31 | 2025-08-17 | 0
4500592697-[70] | 908305010 : SWITCH,DISC,OVRHD,ABS,60HZ FREQ,200KV | LBS | ROH | MMCM-C4/2 | CHINT_AC MINIATURE CIRCUIT BREAKER 2P 4A mMCM-C4/2 | 118 | 118 | 0 | 6100K007 | 1-1-1-1 | inventory | 2025-10-28 | LV |  | MK01-Makkah Central Warehouse | 2025-08-31 | 2025-08-17 | 0
4500592697-[70] | 908305010 : SWITCH,DISC,OVRHD,ABS,60HZ FREQ,200KV | LBS | ROH | MV-OHL-CPT-33KV-DP | Double Pole Control PT . Primary 33 kV : secondary 0.23kV, 200VA, Class 1. 700VAth .Frequency 60Hz .Out door type . Ambient 55 Degree C. Insulation level 36/95/200kV , Voltage factor :1.2Un Cont, As per IEC 61869-1&3 Class E.Primary terminal suitable for cable connection (clamp type) .Colour Grey for out door installation.Type test and routine test reports will be required .Laser printed name plate required. As per SEC Distribution standard Specification. | 118 | 118 | 0 | 6100K011B | 1-1-1-1 | inventory | 2025-10-28 | CPT |  | MK01-Makkah Central Warehouse | 2025-08-31 | 2025-08-17 | 0
4500592697-[70] | 908305010 : SWITCH,DISC,OVRHD,ABS,60HZ FREQ,200KV | LBS | ROH | MV2000-1685-06-W | WHITE TUBE, INNER DIA 3.5MM (1.5 WIRE) | 2360 | 420 | 1940 | free_stock | 1-1-1-1 | inventory | 2025-10-28 | LV |  | MK01-Makkah Central Warehouse | 2025-08-31 | 2025-08-17 | 0
4500592697-[70] | 908305010 : SWITCH,DISC,OVRHD,ABS,60HZ FREQ,200KV | LBS | ROH | MV2000-1685-06-W | WHITE TUBE, INNER DIA 3.5MM (1.5 WIRE) | 1940 | 400 | 1540 | 6100K019 | 1-1-1-1 | inventory | 2025-10-28 | LV |  | MK01-Makkah Central Warehouse | 2025-08-31 | 2025-08-17 | 0
4500592697-[70] | 908305010 : SWITCH,DISC,OVRHD,ABS,60HZ FREQ,200KV | LBS | ROH | MV2000-1685-06-W | WHITE TUBE, INNER DIA 3.5MM (1.5 WIRE) | 1540 | 1540 | 0 | 6100K013 | INC-1-1-MVBM_SEP | consumption | 2025-08-10 | LV |  | MK01-Makkah Central Warehouse | 2025-08-31 | 2025-08-17 | 0 | [5 empty] | Material Issue Order_MIO | 7982927
4500592697-[70] | 908305010 : SWITCH,DISC,OVRHD,ABS,60HZ FREQ,200KV | LBS | ROH | NB1-10DC 1P | Miniature Circuit Breaker, MCB, 10A, 1P, C Type, DC | 236 | 236 | 0 | 6100K007 | 1-1-1-1 | inventory | 2025-10-28 | LV |  | MK01-Makkah Central Warehouse | 2025-08-31 | 2025-08-17 | 0
4500592697-[70] | 908305010 : SWITCH,DISC,OVRHD,ABS,60HZ FREQ,200KV | LBS | ROH | NB1-6DC 1P | Miniature Circuit Breaker, MCB, 6A, 1P, C Type, DC | 118 | 118 | 0 | free_stock | 1-1-1-1 | inventory | 2025-10-28 | LV |  | MK01-Makkah Central Warehouse | 2025-08-31 | 2025-08-17 | 0
4500592697-[70] | 908305010 : SWITCH,DISC,OVRHD,ABS,60HZ FREQ,200KV | LBS | ROH | NXA36CK630AM4-1 | Smart Outdoor LBS or Sectionalizer, 33kV,3P,400A,60Hz,200kV Bil,PM,SF6,1178MM MV-LBS& Sectionalizer SEC Item # 908334004 & SWITCH, DISC,LBS,SF6, LBS, 33kV 60Hz, 200kV BIL SEC Item #908305009 & 908305010 NXA36CK630AM4/Manual-Lock/Gauge/3CT/terminal-Cap-G/SA-Bracket/Painting/Counter | 118 | 104 | 14 | 6100K007 | 1-1-1-1 | inventory | 2025-10-28 | Gas Tank |  | MK01-Makkah Central Warehouse | 2025-08-31 | 2025-08-17 | 0
4500592697-[70] | 908305010 : SWITCH,DISC,OVRHD,ABS,60HZ FREQ,200KV | LBS | ROH | NXA36CK630AM4-1 | Smart Outdoor LBS or Sectionalizer, 33kV,3P,400A,60Hz,200kV Bil,PM,SF6,1178MM MV-LBS& Sectionalizer SEC Item # 908334004 & SWITCH, DISC,LBS,SF6, LBS, 33kV 60Hz, 200kV BIL SEC Item #908305009 & 908305010 NXA36CK630AM4/Manual-Lock/Gauge/3CT/terminal-Cap-G/SA-Bracket/Painting/Counter | 14 | 14 | 0 | 6100K006 | 1-1-1-1 | inventory | 2025-10-28 | Gas Tank |  | MK01-Makkah Central Warehouse | 2025-08-31 | 2025-08-17 | 0
4500592697-[70] | 908305010 : SWITCH,DISC,OVRHD,ABS,60HZ FREQ,200KV | LBS | ROH | OP-PLT-SEC-T3-230-2907919 | C&J_CJ-T2-AC 10-20kA T2 2P, Ur=230VAC,Uo=255VAC (SURGE PROTECTION UNIT) | 118 | 118 | 0 | 6100K007 | 1-1-1-1 | inventory | 2025-10-28 | LV |  | MK01-Makkah Central Warehouse | 2025-08-31 | 2025-08-17 | 0
4500592697-[70] | 908305010 : SWITCH,DISC,OVRHD,ABS,60HZ FREQ,200KV | LBS | ROH | PL.AC30 | WZAZURE_PL.AC30 / THREE PIN SOCKET DIN RAIL MOUNTED | 118 | 118 | 0 | 6100K006 | 1-1-1-1 | inventory | 2025-10-28 | LV |  | MK01-Makkah Central Warehouse | 2025-08-31 | 2025-08-17 | 0
4500592697-[70] | 908305010 : SWITCH,DISC,OVRHD,ABS,60HZ FREQ,200KV | LBS | ROH | PXC-0311171 | FB 10- RTK/S - Screw bridge, pitch: 8.2 mm, number of positions: 10, color: silver | 590 | 590 | 0 | free_stock | 1-1-1-1 | inventory | 2025-10-28 | LV |  | MK01-Makkah Central Warehouse | 2025-08-31 | 2025-08-17 | 0
4500592697-[70] | 908305010 : SWITCH,DISC,OVRHD,ABS,60HZ FREQ,200KV | LBS | ROH | PXC-3000834 | SCBI 10-6 W - Screw bridge, with spring washer and insulating collar, pitch: 6.2 mm, number of positions: 10, color: silver | 1062 | 1062 | 0 | 6100K012B | 1-1-1-1 | inventory | 2025-10-28 | LV |  | MK01-Makkah Central Warehouse | 2025-08-31 | 2025-08-17 | 0
4500592697-[70] | 908305010 : SWITCH,DISC,OVRHD,ABS,60HZ FREQ,200KV | LBS | ROH | PXC-3022218 | CLIPFIX 35 - End bracket, Quick mounting end clamp for NS 35/7,5 DIN rail or NS 35/15 DIN rail, with marking option, width: 9.5 mm, color: gray | 590 | 590 | 0 | 6100K007 | 1-1-1-1 | inventory | 2025-10-28 | LV |  | MK01-Makkah Central Warehouse | 2025-08-31 | 2025-08-17 | 0
4500592697-[70] | 908305010 : SWITCH,DISC,OVRHD,ABS,60HZ FREQ,200KV | LBS | ROH | PXC-3059809 | D-TB 4/10 - Cover, depth: 35.9 mm, width: 1.8 mm, height: 42.5 mm, color: dark gray | 1180 | 1180 | 0 | 6100K007 | 1-1-1-1 | inventory | 2025-10-28 | LV |  | MK01-Makkah Central Warehouse | 2025-08-31 | 2025-08-17 | 0
4500592697-[70] | 908305010 : SWITCH,DISC,OVRHD,ABS,60HZ FREQ,200KV | LBS | ROH | PXC-3246966 | E/TB - End bracket, for assembly on NS 32 or NS 35/7.5 DIN rail | 1062 | 1062 | 0 | free_stock | 1-1-1-1 | inventory | 2025-10-28 | LV |  | MK01-Makkah Central Warehouse | 2025-08-31 | 2025-08-17 | 0
4500592697-[70] | 908305010 : SWITCH,DISC,OVRHD,ABS,60HZ FREQ,200KV | LBS | ROH | PXC.3246023 | PHOENIX CONTACT_TB 4 EI / SCREW TERMINAL, 2PTS, 4 SQMM GREY | 7080 | 7080 | 0 | 6100K007 | 1-1-1-1 | inventory | 2025-10-28 | LV |  | MK01-Makkah Central Warehouse | 2025-08-31 | 2025-08-17 | 0
4500592697-[70] | 908305010 : SWITCH,DISC,OVRHD,ABS,60HZ FREQ,200KV | LBS | ROH | PXC.5775287 | PHOENIX CONTACT_TB6-RTK-02 / DISCONNECT TERMINAL BLOCK 6 SQMM | 2832 | 2832 | 0 | 6100K007 | 1-1-1-1 | inventory | 2025-10-28 | LV |  | MK01-Makkah Central Warehouse | 2025-08-31 | 2025-08-17 | 0
4500592697-[70] | 908305010 : SWITCH,DISC,OVRHD,ABS,60HZ FREQ,200KV | LBS | ROH | RH050 | VISHAY_HEATER RH050, 50W 4.7KOHM, 120-240V AC/DC | 118 | 118 | 0 | 6100K007 | 1-1-1-1 | inventory | 2025-10-28 | LV |  | MK01-Makkah Central Warehouse | 2025-08-31 | 2025-08-17 | 0
4500592697-[70] | 908305010 : SWITCH,DISC,OVRHD,ABS,60HZ FREQ,200KV | LBS | ROH | RMU000000108 | Plain Washer M5 ¦ 9ABA450075F1003 ¦ Local | 3186 | 3186 | 0 | 6100K007 | 1-1-1-1 | inventory | 2025-10-28 | LV |  | MK01-Makkah Central Warehouse | 2025-08-31 | 2025-08-17 | 0
4500592697-[70] | 908305010 : SWITCH,DISC,OVRHD,ABS,60HZ FREQ,200KV | LBS | ROH | RMU000000113 | Lock Washer M5 ¦ 9ABA450075F1008 ¦ Local | 354 | 354 | 0 | free_stock | INC-1-1-K12B_SEP | inventory | 2025-10-28 | LV |  | MK01-Makkah Central Warehouse | 2025-08-31 | 2025-08-17 | 0
4500592697-[70] | 908305010 : SWITCH,DISC,OVRHD,ABS,60HZ FREQ,200KV | LBS | ROH | RMU000000298 | CHINT_AUXILIARY CONTACT FOR MCB 1NO 1NC DC (XF9) | 118 | 118 | 0 | free_stock | INC-1-1-K11B_SEP | inventory | 2025-10-28 | LV |  | MK01-Makkah Central Warehouse | 2025-08-31 | 2025-08-17 | 0
4500592697-[70] | 908305010 : SWITCH,DISC,OVRHD,ABS,60HZ FREQ,200KV | LBS | ROH | SEP10052 | ‭DISCONNECTING TB FOR CT, OTTA 6-T, BOLT W/O SPRING/0790462/OTTA 6-T P/P‬ | 708 | 708 | 0 | free_stock | 1-1-1-1 | inventory | 2025-10-28 | LV |  | MK01-Makkah Central Warehouse | 2025-08-31 | 2025-08-17 | 0
4500592697-[70] | 908305010 : SWITCH,DISC,OVRHD,ABS,60HZ FREQ,200KV | LBS | ROH | SEP10120 | ‭TIE MOUNT FOR SPARE TIE/HC-102/HC-102‬ | 1180 | 1180 | 0 | free_stock | R58-R-1-K007_SEP | inventory | 2025-10-28 | LV |  | MK01-Makkah Central Warehouse | 2025-08-31 | 2025-08-17 | 0
4500592697-[70] | 908305010 : SWITCH,DISC,OVRHD,ABS,60HZ FREQ,200KV | LBS | ROH | SEP10128 | ‭DIN RAIL SLOTTED/35X15X1.5X2 - HOLE/DIN RAIL‬ | 59 | 59 | 0 | 6100K006 | 1-1-1-1 | inventory | 2025-10-28 | LV |  | MK01-Makkah Central Warehouse | 2025-08-31 | 2025-08-17 | 0
4500592697-[70] | 908305010 : SWITCH,DISC,OVRHD,ABS,60HZ FREQ,200KV | LBS | ROH | SEP10160 | TRAFFOLYTE, BLACK/WHITE/WHITE - BLACK/TRAFFOLYTE | 59 | 17 | 42 | 6100K013 | R14-A-1-MVBM_SEP | consumption | 2025-10-19 | LV |  | MK01-Makkah Central Warehouse | 2025-08-31 | 2025-08-17 | 0 | [5 empty] | Project Transfer | 8181111
4500592697-[70] | 908305010 : SWITCH,DISC,OVRHD,ABS,60HZ FREQ,200KV | LBS | ROH | SEP10160 | TRAFFOLYTE, BLACK/WHITE/WHITE - BLACK/TRAFFOLYTE | 42 | 42 | 0 | 6100K011B | R14-A-1-MVBM_SEP | consumption | 2025-10-20 | LV |  | MK01-Makkah Central Warehouse | 2025-08-31 | 2025-08-17 | 0 | [5 empty] | Work in Process Pick | 8195095
4500592697-[70] | 908305010 : SWITCH,DISC,OVRHD,ABS,60HZ FREQ,200KV | LBS | ROH | SEP10481 | End Cover, D-URTK ¦ 310020 ¦ PHOENIX | 118 | 118 | 0 | free_stock | R59-G-1-MVBM_SEP | inventory | 2025-10-28 | LV |  | MK01-Makkah Central Warehouse | 2025-08-31 | 2025-08-17 | 0
4500592697-[70] | 908305010 : SWITCH,DISC,OVRHD,ABS,60HZ FREQ,200KV | LBS | ROH | SEP10555 | TB NUMBERING MARKER (BLANK), UCT-TM 6 / 0828736 | 1180 | 1180 | 0 | free_stock | R15-B-1-K006_SEP | inventory | 2025-10-28 | LV |  | MK01-Makkah Central Warehouse | 2025-08-31 | 2025-08-17 | 0
4500592697-[70] | 908305010 : SWITCH,DISC,OVRHD,ABS,60HZ FREQ,200KV | LBS | ROH | SEP10556 | TB NUMBERING MARKER (BLANK), UCT-TM 8 / 0828740 | 708 | 708 | 0 | free_stock | R57-A-1-K017_SEP | inventory | 2025-10-28 | LV |  | MK01-Makkah Central Warehouse | 2025-08-31 | 2025-08-17 | 0
4500592697-[70] | 908305010 : SWITCH,DISC,OVRHD,ABS,60HZ FREQ,200KV | LBS | ROH | SEP10962 | TB, Terminal block, plastic, for 2.5mm wires, 12 connections per set | 19.6667 | 19.6667 | 0 | 6100K012B | IFLR-1-1-K006_SEP | consumption | 2025-10-14 | LV |  | MK01-Makkah Central Warehouse | 2025-08-31 | 2025-08-17 | 0 | [5 empty] | Work in Process Pick | 8096087
4500592697-[70] | 908305010 : SWITCH,DISC,OVRHD,ABS,60HZ FREQ,200KV | LBS | ROH | SEP11143 | Cable, Control, 1 CORE CU/PVC, 2.5 Sq.mm, Red, 105°, 600/1000V , 1 x 91.4 m | 35.4 | 35.4 | 0 | free_stock | R56-A-1-KDP1_SEP | inventory | 2025-10-28 | LV |  | MK01-Makkah Central Warehouse | 2025-08-31 | 2025-08-17 | 0
4500592697-[70] | 908305010 : SWITCH,DISC,OVRHD,ABS,60HZ FREQ,200KV | LBS | ROH | SEP11146 | Cable, Control, 1 CORE CU/PVC, 2.5 Sq.mm, Black, 105°, 600/1000V , 1 x 91.4 m | 118 | 118 | 0 | free_stock | 1-1-1-1 | inventory | 2025-10-28 | LV |  | MK01-Makkah Central Warehouse | 2025-08-31 | 2025-08-17 | 0
4500592697-[70] | 908305010 : SWITCH,DISC,OVRHD,ABS,60HZ FREQ,200KV | LBS | ROH | SEP11151 | Cable, Control, 1 CORE CU/PVC, 2.5 Sq.mm Yellow/Green, 105°, 600/1000V , 1 x 91.4 m | 35.4 | 35.4 | 0 | 6100KDP02 | NEW.FLR-1-1-MVBM_SEP | inventory | 2025-10-28 | LV |  | MK01-Makkah Central Warehouse | 2025-08-31 | 2025-08-17 | 0
4500592697-[70] | 908305010 : SWITCH,DISC,OVRHD,ABS,60HZ FREQ,200KV | LBS | ROH | SFB220A24H300 | BEB OR DFE_SFB220A24H300/24VDC / BATTERY CHARGER INPUT 220VAC,OUTPUT 24VDC | 118 | 118 | 0 | 6100K012B | 1-1-1-1 | inventory | 2025-10-28 | LV |  | MK01-Makkah Central Warehouse | 2025-08-31 | 2025-08-17 | 0
4500592697-[70] | 908305010 : SWITCH,DISC,OVRHD,ABS,60HZ FREQ,200KV | LBS | ROH | VBC6-30-01-01 | ABB_VBC6-30-01-01 MINI REVERSING CONTACTOR | 118 | 118 | 0 | 6100K012B | 1-1-1-1 | inventory | 2025-10-28 | LV |  | MK01-Makkah Central Warehouse | 2025-08-31 | 2025-08-17 | 0
4500592697-[70] | 908305010 : SWITCH,DISC,OVRHD,ABS,60HZ FREQ,200KV | LBS | ROH | RMU000000119 | BOLT SOCKET CAP HEAD M3x12 ¦ 9ABA450075F1014 ¦ Local | 1416 | 1416 | 0 | 6100K006 | 1-1-1-1 | inventory | 2025-10-28 | LV | Automated: Replaced 9ABA450075F1014 by RMU000000119. | MK01-Makkah Central Warehouse | 2025-08-31 | 2025-08-17 | 0
4500592697-[70] | 908305010 : SWITCH,DISC,OVRHD,ABS,60HZ FREQ,200KV | LBS | ROH | RMU000000120 | SEC Logo (Alminum 136x76) ¦ 9ABA450075F1015 ¦ Local | 118 | 118 | 0 | free_stock | 1-1-1-1 | inventory | 2025-10-28 | LV | Automated: Replaced 9ABA450075F1015 by RMU000000120. | MK01-Makkah Central Warehouse | 2025-08-31 | 2025-08-17 | 0
4500592697-[70] | 908305010 : SWITCH,DISC,OVRHD,ABS,60HZ FREQ,200KV | LBS | ROH | RMU000000121 | Danger Sign (Alminum 136x76) ¦ 9ABA450075F1016 ¦ Local | 118 | 118 | 0 | free_stock | 1-1-1-1 | inventory | 2025-10-28 | LV | Automated: Replaced 9ABA450075F1016 by RMU000000121. | MK01-Makkah Central Warehouse | 2025-08-31 | 2025-08-17 | 0
4500592697-[70] | 908305010 : SWITCH,DISC,OVRHD,ABS,60HZ FREQ,200KV | LBS | ROH | RMU000000123 | LBS/Sectionalizer SEP Branding Label ¦ 9ABA450075F1018 ¦ Local | 118 | 118 | 0 | free_stock | INC-1-1-K017_SEP | inventory | 2025-10-28 | LV | Automated: Replaced 9ABA450075F1018 by RMU000000123. | MK01-Makkah Central Warehouse | 2025-08-31 | 2025-08-17 | 0
4500592697-[70] | 908305010 : SWITCH,DISC,OVRHD,ABS,60HZ FREQ,200KV | LBS | ROH | DF240907005 | Flat Washers φ3 Stainless Steel | 1888 | 1888 | 0 | 6100K013 | R61-G-1-KDP2_SEP | inventory | 2025-10-28 | LV |  | MK01-Makkah Central Warehouse | 2025-08-31 | 2025-08-17 | 0
4500592697-[70] | 908305010 : SWITCH,DISC,OVRHD,ABS,60HZ FREQ,200KV | LBS | ROH | DMS 2126 2011-111 | NUT, HEX M3 | 1888 | 1888 | 0 | free_stock | R58-A-1-K017_SEP | inventory | 2025-10-28 | LV |  | MK01-Makkah Central Warehouse | 2025-08-31 | 2025-08-17 | 0
4500592697-[70] | 908305010 : SWITCH,DISC,OVRHD,ABS,60HZ FREQ,200KV | LBS | ROH | MV-CPT -CABL-ASSY | Cable Assembly - Outdoor flexible cable Black PVC 450/750 V, 95 °C heat & flame retardent, stranded annealed copper conductor, 4Cx 2.5 mm² of length 12 meter with connector type HQ-005-M (male connector) with H3A-MTG-M20 (hood) and DLX-M20 (gland) with H3A-KDBP (cover) terminated on one end (opposite end do not require processing), with steel cable tags on both cable ends, cable tag text "CPT cable" and loose supply of 1 base type H3A-MAG (base) with HQ-005-F (female connector) and H3A-KDTP (cover) - Used for OVR/LBS/Sectionalizer CPT connection | 118 | 118 | 0 | 6100K011B | 1-1-1-1 | inventory | 2025-10-28 | Cable |  | MK01-Makkah Central Warehouse | 2025-08-31 | 2025-08-17 | 0
4500592697-[70] | 908305010 : SWITCH,DISC,OVRHD,ABS,60HZ FREQ,200KV | LBS | ROH | MV-CT -C-CABL-ASSY-LBS | Cable Assembly - Outdoor flexible cable Black PVC 450/750 V, 95 °C heat & flame retardent, stranded annealed copper conductor, 10Cx 1.0 mm² of length 12 meter with connector type HQ-012-M (male connector) with H3A-MTG-M20 (hood) and DLX-M20 (gland) with H3A-KDBP (cover) terminated on one end (opposite end do not require processing), with steel cable tags on both cable ends, cable tag text "CT cable" and loose supply of 1 base type H3A-MAG (base) with HQ-012-F (female connector) and H3A-KDTP (cover) -Used for LBS/Sectionalizer CT connection | 118 | 118 | 0 | 6100K012B | 1-1-1-1 | inventory | 2025-10-28 | Cable |  | MK01-Makkah Central Warehouse | 2025-08-31 | 2025-08-17 | 0
4500592697-[70] | 908305010 : SWITCH,DISC,OVRHD,ABS,60HZ FREQ,200KV | LBS | ROH | MV-CVD-CABL-ASSY-LBS | Cable Assembly - Outdoor flexible cable Black PVC 450/750 V, 95 °C heat & flame retardent, stranded annealed copper conductor, 10C x 2 x 0.22 mm² of length 12 meter with connector type YD41-16TK-D20 terminated on one end (opposite end do not require processing), with steel cable tags on both cable ends, cable tag text "CVD cable" and loose supply of 1 base type YD41-16ZJ - Used for LBS/Sectionalizer CVD connection | 118 | 118 | 0 | 6100K012B | 1-1-1-1 | inventory | 2025-10-28 | Cable |  | MK01-Makkah Central Warehouse | 2025-08-31 | 2025-08-17 | 0
4500592697-[70] | 908305010 : SWITCH,DISC,OVRHD,ABS,60HZ FREQ,200KV | LBS | ROH | MV-MOT-C-CABL-ASSY-LBS | Cable Assembly | 118 | 118 | 0 | 6100K007 | 1-1-1-1 | inventory | 2025-10-28 | Cable | Automated: Replaced MV-MOT -C-CABL-ASSY-LBS by MV-MOT-C-CABL-ASSY-LBS. | MK01-Makkah Central Warehouse | 2025-08-31 | 2025-08-17 | 0
4500595075-[10] | 908321106 : SWGR,SMRT RMU OD,2LBS+1CB,13.8KV,400A | RMU | ROH | DF240612121 | Cold pressed terminal tube type VE1510 (RED) | 68960 | 68960 | 0 | 6100K013 | 1-1-1-1 | inventory | 2025-10-28 | DFE-LV |  | QS01-Al Qassim Central Warehouse | 2025-08-31 | 2025-08-17 | 0
4500595075-[10] | 908321106 : SWGR,SMRT RMU OD,2LBS+1CB,13.8KV,400A | RMU | ROH | DF241207001 | Cross groove pan head combination screw M4*20 | 1359 | 1359 | 0 | 6100K013 | 1-1-1-1 | inventory | 2025-10-28 | DFE-Gas Tank |  | QS01-Al Qassim Central Warehouse | 2025-08-31 | 2025-08-17 | 0
4500595075-[10] | 908321106 : SWGR,SMRT RMU OD,2LBS+1CB,13.8KV,400A | RMU | ROH | 205041917 | Flat Washer φ10 | 2416 | 1906 | 510 | 6100KDP02 | PO-SEP-6034-[55] | GR_in_process | 2025-11-30 | DFE-Gas Tank |  | QS01-Al Qassim Central Warehouse | 2025-08-31 | 2025-08-17 | 0 | Dongfang Electronics International Engineering Co. Ltd | 6100KDP02 // 2L1T SRMU Gas Tank Loose Material from DFE | 6400 | 01-09-2025 | 01-09-2025 |  |  | PO-SEP-6034/DF250831-400-SEP
4500595075-[10] | 908321106 : SWGR,SMRT RMU OD,2LBS+1CB,13.8KV,400A | RMU | ROH | 205041926 | Hex Nut M10 | 5285 | 5285 | 0 | 6100K013 | 1-1-1-1 | inventory | 2025-10-28 | DFE-Gas Tank |  | QS01-Al Qassim Central Warehouse | 2025-08-31 | 2025-08-17 | 0
4500595075-[10] | 908321106 : SWGR,SMRT RMU OD,2LBS+1CB,13.8KV,400A | RMU | ROH | 205041926 | Hex Nut M10 | 8620 | 5040 | 3580 | 6100K013 | BOX42-1-1-K013_SEP | inventory | 2025-10-28 | SEP |  | QS01-Al Qassim Central Warehouse | 2025-08-31 | 2025-08-17 | 0
4500595075-[10] | 908321106 : SWGR,SMRT RMU OD,2LBS+1CB,13.8KV,400A | RMU | ROH | 205041926 | Hex Nut M10 | 3580 | 2910 | 670 | 6100K013 | R41-A-1-K013_SEP | inventory | 2025-10-28 | SEP |  | QS01-Al Qassim Central Warehouse | 2025-08-31 | 2025-08-17 | 0
4500595075-[10] | 908321106 : SWGR,SMRT RMU OD,2LBS+1CB,13.8KV,400A | RMU | ROH | 205041926 | Hex Nut M10 | 670 | 670 | 0 | 6100K013 | BOX92-1-1-K013_SEP | inventory | 2025-10-28 | SEP |  | QS01-Al Qassim Central Warehouse | 2025-08-31 | 2025-08-17 | 0
4500595075-[10] | 908321106 : SWGR,SMRT RMU OD,2LBS+1CB,13.8KV,400A | RMU | ROH | DF241115003 | Hex Bolt M10*25 | 302 | 302 | 0 | 6100K013 | 1-1-1-1 | inventory | 2025-10-28 | DFE-Gas Tank |  | QS01-Al Qassim Central Warehouse | 2025-08-31 | 2025-08-17 | 0
4500595075-[10] | 908321106 : SWGR,SMRT RMU OD,2LBS+1CB,13.8KV,400A | RMU | ROH | DF241115002 | Hexagonal head combination bolt M10*25 | 906 | 906 | 0 | 6100K013 | BOX92-1-1-K013_SEP | inventory | 2025-10-28 | DFE-Gas Tank |  | QS01-Al Qassim Central Warehouse | 2025-08-31 | 2025-08-17 | 0
4500595075-[10] | 908321106 : SWGR,SMRT RMU OD,2LBS+1CB,13.8KV,400A | RMU | ROH | DF240510037 | Hinge (CL230-HL017) | 1724 | 1592 | 132 | 6100K013 | PLT2-1-1-K013_SEP | inventory | 2025-10-28 | DFE-LV |  | QS01-Al Qassim Central Warehouse | 2025-08-31 | 2025-08-17 | 0
4500595075-[10] | 908321106 : SWGR,SMRT RMU OD,2LBS+1CB,13.8KV,400A | RMU | ROH | DF240510037 | Hinge (CL230-HL017) | 132 | 132 | 0 | 6100K013 | 1-1-1-1 | inventory | 2025-10-28 | DFE-LV |  | QS01-Al Qassim Central Warehouse | 2025-08-31 | 2025-08-17 | 0
4500595075-[10] | 908321106 : SWGR,SMRT RMU OD,2LBS+1CB,13.8KV,400A | RMU | ROH | DF241126015 | OTTA6-T-P/P marking strip (11)ZB10 LGS:11(1053014:0001) | 862 | 862 | 0 | 6100K013 | 1-1-1-1 | inventory | 2025-10-28 | DFE-LV |  | QS01-Al Qassim Central Warehouse | 2025-08-31 | 2025-08-17 | 0
4500595075-[10] | 908321106 : SWGR,SMRT RMU OD,2LBS+1CB,13.8KV,400A | RMU | ROH | DF241126011 | Phoenix Terminal Center Bridge EB 2-OTTA 6(0790608) | 1293 | 1293 | 0 | 6100K013 | 1-1-1-1 | inventory | 2025-10-28 | DFE-LV |  | QS01-Al Qassim Central Warehouse | 2025-08-31 | 2025-08-17 | 0
4500595075-[10] | 908321106 : SWGR,SMRT RMU OD,2LBS+1CB,13.8KV,400A | RMU | ROH | DF241126012 | Phoenix Terminal Center Bridge EB 4-OTTA 6(0326049) | 431 | 431 | 0 | 6100K013 | 1-1-1-1 | inventory | 2025-10-28 | DFE-LV |  | QS01-Al Qassim Central Warehouse | 2025-08-31 | 2025-08-17 | 0
4500595075-[10] | 908321106 : SWGR,SMRT RMU OD,2LBS+1CB,13.8KV,400A | RMU | ROH | DF240612109 | Pre insulated terminal O-type HRV1.25-8 (RED) | 906 | 906 | 0 | 6100K013 | 1-1-1-1 | inventory | 2025-10-28 | DFE-Gas Tank |  | QS01-Al Qassim Central Warehouse | 2025-08-31 | 2025-08-17 | 0
4500595075-[10] | 908321106 : SWGR,SMRT RMU OD,2LBS+1CB,13.8KV,400A | RMU | ROH | DF240510010 | Rivet Nut M6*15 | 4741 | 4741 | 0 | 6100K013 | R54-Q-1-K013_SEP | inventory | 2025-10-28 | DFE-LV |  | QS01-Al Qassim Central Warehouse | 2025-08-31 | 2025-08-17 | 0
4500595075-[10] | 908321106 : SWGR,SMRT RMU OD,2LBS+1CB,13.8KV,400A | RMU | ROH | DF240510010 | Rivet Nut M6*15 | 12499 | 11360 | 1139 | 6100K013 | 1-1-1-1 | inventory | 2025-10-28 | SEP |  | QS01-Al Qassim Central Warehouse | 2025-08-31 | 2025-08-17 | 0
4500595075-[10] | 908321106 : SWGR,SMRT RMU OD,2LBS+1CB,13.8KV,400A | RMU | ROH | DF240510010 | Rivet Nut M6*15 | 1139 | 1139 | 0 | 6100K013 | R41-H-1-K013_SEP | inventory | 2025-10-28 | SEP |  | QS01-Al Qassim Central Warehouse | 2025-08-31 | 2025-08-17 | 0
4500595075-[10] | 908321106 : SWGR,SMRT RMU OD,2LBS+1CB,13.8KV,400A | RMU | ROH | 205041912 | Spring Washer φ10 | 6034 | 6034 | 0 | 6100K013 | R41-H-1-K013_SEP | inventory | 2025-10-28 | SEP |  | QS01-Al Qassim Central Warehouse | 2025-08-31 | 2025-08-17 | 0
4500595075-[10] | 908321106 : SWGR,SMRT RMU OD,2LBS+1CB,13.8KV,400A | RMU | ROH | 205041912 | Spring Washer φ10 | 6191 | 6191 | 0 | 6100K013 | R55-I-1-K013_SEP | inventory | 2025-10-28 | DFE-Gas Tank |  | QS01-Al Qassim Central Warehouse | 2025-08-31 | 2025-08-17 | 0
4500595075-[10] | 908321106 : SWGR,SMRT RMU OD,2LBS+1CB,13.8KV,400A | RMU | ROH | DF241126013 | Tie strap (black) 5*200 | 10775 | 10775 | 0 | 6100K017 | R59-J-1-MVBM_SEP | inventory | 2025-10-28 | DFE-LV |  | QS01-Al Qassim Central Warehouse | 2025-08-31 | 2025-08-17 | 0
4500595075-[10] | 908321106 : SWGR,SMRT RMU OD,2LBS+1CB,13.8KV,400A | RMU | ROH | DF241126016 | UK2.5B Center Connection Bar (3 connections)FBI 10-3(0203250) | 431 | 293 | 138 | 6100K013 | 1-1-1-1 | inventory | 2025-10-28 | DFE-LV |  | QS01-Al Qassim Central Warehouse | 2025-08-31 | 2025-08-17 | 0
4500595075-[10] | 908321106 : SWGR,SMRT RMU OD,2LBS+1CB,13.8KV,400A | RMU | ROH | DF241126016 | UK2.5B Center Connection Bar (3 connections)FBI 10-3(0203250) | 138 | 138 | 0 | 6100K013 | R18-S-1-K013_SEP | inventory | 2025-10-28 | DFE-LV |  | QS01-Al Qassim Central Warehouse | 2025-08-31 | 2025-08-17 | 0
4500595075-[10] | 908321106 : SWGR,SMRT RMU OD,2LBS+1CB,13.8KV,400A | RMU | ROH | DF241126017 | UK2.5B Center Connection Bar (5 connections)FBI 10-5(0203250) | 431 | 431 | 0 | 6100K013 | 1-1-1-1 | inventory | 2025-10-28 | DFE-LV |  | QS01-Al Qassim Central Warehouse | 2025-08-31 | 2025-08-17 | 0
4500595075-[10] | 908321106 : SWGR,SMRT RMU OD,2LBS+1CB,13.8KV,400A | RMU | ROH | DF241126018 | UK2.5B Center Connection Bar (8 connections)FBI 10-8(0203250) | 431 | 431 | 0 | 6100K013 | 1-1-1-1 | inventory | 2025-10-28 | DFE-LV |  | QS01-Al Qassim Central Warehouse | 2025-08-31 | 2025-08-17 | 0
4500595075-[10] | 908321106 : SWGR,SMRT RMU OD,2LBS+1CB,13.8KV,400A | RMU | ROH | DF241118008 | Transfer switch | 431 | 431 | 0 | 6100K013 | 1-1-1-1 | inventory | 2025-10-28 | DFE-LV |  | QS01-Al Qassim Central Warehouse | 2025-08-31 | 2025-08-17 | 0
4500595075-[10] | 908321106 : SWGR,SMRT RMU OD,2LBS+1CB,13.8KV,400A | RMU | ROH | 5DF.0818.0004 | 17.5kV Killer Switch | 151 | 151 | 0 | 6100K013 | BOX92-1-1-K013_SEP | inventory | 2025-10-28 | DFE-Gas Tank |  | QS01-Al Qassim Central Warehouse | 2025-08-31 | 2025-08-17 | 0
4500595075-[10] | 908321106 : SWGR,SMRT RMU OD,2LBS+1CB,13.8KV,400A | RMU | ROH | 6GDEP.198.025 | 198 Bushing | 906 | 906 | 0 | 6100K013 | BOX92-1-1-K013_SEP | inventory | 2025-10-28 | DFE-Gas Tank |  | QS01-Al Qassim Central Warehouse | 2025-08-31 | 2025-08-17 | 0
4500595075-[10] | 908321106 : SWGR,SMRT RMU OD,2LBS+1CB,13.8KV,400A | RMU | ROH | 6GDEP.220.012 | 220 Bushing | 906 | 906 | 0 | 6100K013 | BOX92-1-1-K013_SEP | inventory | 2025-10-28 | DFE-Gas Tank |  | QS01-Al Qassim Central Warehouse | 2025-08-31 | 2025-08-17 | 0
4500595075-[10] | 908321106 : SWGR,SMRT RMU OD,2LBS+1CB,13.8KV,400A | RMU | ROH | 6GDEP.247.011 | 247 Bushing | 453 | 453 | 0 | 6100K013 | BOX92-1-1-K013_SEP | inventory | 2025-10-28 | DFE-Gas Tank |  | QS01-Al Qassim Central Warehouse | 2025-08-31 | 2025-08-17 | 0
4500595075-[10] | 908321106 : SWGR,SMRT RMU OD,2LBS+1CB,13.8KV,400A | RMU | ROH | DF240612006 | Wrapped tube (black) φ8 | 6465 | 319 | 6146 | 6100K013 | 1-1-1-1 | inventory | 2025-10-28 | DFE-LV |  | QS01-Al Qassim Central Warehouse | 2025-08-31 | 2025-08-17 | 0
4500595075-[10] | 908321106 : SWGR,SMRT RMU OD,2LBS+1CB,13.8KV,400A | RMU | ROH | DF240612006 | Wrapped tube (black) φ8 | 6146 | 274 | 5872 | 6100K011B | R59-J-1-MVBM_SEP | inventory | 2025-10-28 | DFE-LV |  | QS01-Al Qassim Central Warehouse | 2025-08-31 | 2025-08-17 | 0
4500595075-[10] | 908321106 : SWGR,SMRT RMU OD,2LBS+1CB,13.8KV,400A | RMU | ROH | DF240612006 | Wrapped tube (black) φ8 | 5872 | 232 | 5640 | 6100K017 | R59-J-1-MVBM_SEP | inventory | 2025-10-28 | DFE-LV |  | QS01-Al Qassim Central Warehouse | 2025-08-31 | 2025-08-17 | 0
4500595075-[10] | 908321106 : SWGR,SMRT RMU OD,2LBS+1CB,13.8KV,400A | RMU | ROH | DF240612006 | Wrapped tube (black) φ8 | 5640 | 228 | 5412 | 6100K006 | 1-1-1-1 | inventory | 2025-10-28 | DFE-LV |  | QS01-Al Qassim Central Warehouse | 2025-08-31 | 2025-08-17 | 0
4500595075-[10] | 908321106 : SWGR,SMRT RMU OD,2LBS+1CB,13.8KV,400A | RMU | ROH | DF240612006 | Wrapped tube (black) φ8 | 5412 | 180 | 5232 | 6100KDP02 | BOX1-1-1-K013_SEP | inventory | 2025-10-28 | DFE-LV |  | QS01-Al Qassim Central Warehouse | 2025-08-31 | 2025-08-17 | 0
4500595075-[10] | 908321106 : SWGR,SMRT RMU OD,2LBS+1CB,13.8KV,400A | RMU | ROH | DF240612006 | Wrapped tube (black) φ8 | 5232 | 115 | 5117 | free_stock | 1-1-1-1 | inventory | 2025-10-28 | DFE-LV |  | QS01-Al Qassim Central Warehouse | 2025-08-31 | 2025-08-17 | 0
4500595075-[10] | 908321106 : SWGR,SMRT RMU OD,2LBS+1CB,13.8KV,400A | RMU | ROH | DF240612006 | Wrapped tube (black) φ8 | 5117 | 70 | 5047 | 6100K012B | 1-1-1-1 | inventory | 2025-10-28 | DFE-LV |  | QS01-Al Qassim Central Warehouse | 2025-08-31 | 2025-08-17 | 0
4500595075-[10] | 908321106 : SWGR,SMRT RMU OD,2LBS+1CB,13.8KV,400A | RMU | ROH | DF240612006 | Wrapped tube (black) φ8 | 5047 | 63 | 4984 | 6100K011A | R59-J-1-MVBM_SEP | inventory | 2025-10-28 | DFE-LV |  | QS01-Al Qassim Central Warehouse | 2025-08-31 | 2025-08-17 | 0
4500595075-[10] | 908321106 : SWGR,SMRT RMU OD,2LBS+1CB,13.8KV,400A | RMU | ROH | DF240612006 | Wrapped tube (black) φ8 | 4984 | 15 | 4969 | 6100K012A | R59-J-1-MVBM_SEP | inventory | 2025-10-28 | DFE-LV |  | QS01-Al Qassim Central Warehouse | 2025-08-31 | 2025-08-17 | 0
4500595075-[10] | 908321106 : SWGR,SMRT RMU OD,2LBS+1CB,13.8KV,400A | RMU | ROH | DF240612006 | Wrapped tube (black) φ8 | 4969 | 6 | 4963 | free_stock | R15-S-1-K017_SEP | inventory | 2025-10-28 | DFE-LV |  | QS01-Al Qassim Central Warehouse | 2025-08-31 | 2025-08-17 | 0
4500595075-[10] | 908321106 : SWGR,SMRT RMU OD,2LBS+1CB,13.8KV,400A | RMU | ROH | DF240612006 | Wrapped tube (black) φ8 | 4963 | 2 | 4961 | free_stock | R58-R-1-K010_SEP | inventory | 2025-10-28 | DFE-LV |  | QS01-Al Qassim Central Warehouse | 2025-08-31 | 2025-08-17 | 0
4500595075-[10] | 908321106 : SWGR,SMRT RMU OD,2LBS+1CB,13.8KV,400A | RMU | ROH | DF240612006 | Wrapped tube (black) φ8 | 4961 | 1 | 4960 | free_stock | R58-R-1-K006_SEP | inventory | 2025-10-28 | DFE-LV |  | QS01-Al Qassim Central Warehouse | 2025-08-31 | 2025-08-17 | 0
4500595075-[10] | 908321106 : SWGR,SMRT RMU OD,2LBS+1CB,13.8KV,400A | RMU | ROH | DF240612006 | Wrapped tube (black) φ8 | 4960 | 70 | 4890 | 6100K012B | 1-1-1-1 | consumption | 2025-10-13 | DFE-LV |  | QS01-Al Qassim Central Warehouse | 2025-08-31 | 2025-08-17 | 0 | [5 empty] | Work in Process Pick | 8077415
4500595075-[10] | 908321106 : SWGR,SMRT RMU OD,2LBS+1CB,13.8KV,400A | RMU | ROH | DF240612006 | Wrapped tube (black) φ8 | 4890 | 20 | 4870 | 6100K012B | R58-R-1-K006_SEP | consumption | 2025-10-13 | DFE-LV |  | QS01-Al Qassim Central Warehouse | 2025-08-31 | 2025-08-17 | 0 | [5 empty] | Work in Process Pick | 8077409
4500595075-[10] | 908321106 : SWGR,SMRT RMU OD,2LBS+1CB,13.8KV,400A | RMU | ROH | DF240612006 | Wrapped tube (black) φ8 | 4870 | 10 | 4860 | 6100K012B | R58-R-1-K010_SEP | consumption | 2025-10-13 | DFE-LV |  | QS01-Al Qassim Central Warehouse | 2025-08-31 | 2025-08-17 | 0 | [5 empty] | Work in Process Pick | 8077412
4500595075-[10] | 908321106 : SWGR,SMRT RMU OD,2LBS+1CB,13.8KV,400A | RMU | ROH | DF240612006 | Wrapped tube (black) φ8 | 4860 | 1440 | 3420 | 6100K013 | 1-1-1-1 | consumption | 2025-09-15 | DFE-LV |  | QS01-Al Qassim Central Warehouse | 2025-08-31 | 2025-08-17 | 0 | [5 empty] | Work in Process Material Issue | 7323468
4500595075-[10] | 908321106 : SWGR,SMRT RMU OD,2LBS+1CB,13.8KV,400A | RMU | ROH | DF240612006 | Wrapped tube (black) φ8 | 3420 | 1440 | 1980 | 6100K013 | 1-1-1-1 | consumption | 2025-09-18 | DFE-LV |  | QS01-Al Qassim Central Warehouse | 2025-08-31 | 2025-08-17 | 0 | [5 empty] | Work in Process Material Issue | 7402115
4500595075-[10] | 908321106 : SWGR,SMRT RMU OD,2LBS+1CB,13.8KV,400A | RMU | ROH | DF240612006 | Wrapped tube (black) φ8 | 1980 | 73 | 1907 | 6100K006 | 1-1-1-1 | consumption | 2025-10-25 | DFE-LV |  | QS01-Al Qassim Central Warehouse | 2025-08-31 | 2025-08-17 | 0 | [5 empty] | Work in Process Material Issue | 8298149
4500595075-[10] | 908321106 : SWGR,SMRT RMU OD,2LBS+1CB,13.8KV,400A | RMU | ROH | DF240612006 | Wrapped tube (black) φ8 | 1907 | 19 | 1888 | 6100K006 | 1-1-1-1 | consumption | 2025-10-25 | DFE-LV |  | QS01-Al Qassim Central Warehouse | 2025-08-31 | 2025-08-17 | 0 | [5 empty] | Work in Process Material Issue | 8298592
4500595075-[10] | 908321106 : SWGR,SMRT RMU OD,2LBS+1CB,13.8KV,400A | RMU | ROH | 5DF.0816.0028 | Assemble Circuit Breaker Dynamic Seal | 151 | 151 | 0 | 6100K013 | BOX92-1-1-K013_SEP | inventory | 2025-10-28 | DFE-Gas Tank |  | QS01-Al Qassim Central Warehouse | 2025-08-31 | 2025-08-17 | 0
4500595075-[10] | 908321106 : SWGR,SMRT RMU OD,2LBS+1CB,13.8KV,400A | RMU | ROH | DF240603031 | Black rubber gasket (φ6-12 2mm) | 7758 | 4158 | 3600 | 6100K013 | R54-G-1-K013_SEP | inventory | 2025-10-28 | SEP |  | QS01-Al Qassim Central Warehouse | 2025-08-31 | 2025-08-17 | 0
4500595075-[10] | 908321106 : SWGR,SMRT RMU OD,2LBS+1CB,13.8KV,400A | RMU | ROH | DF240603031 | Black rubber gasket (φ6-12 2mm) | 3600 | 1980 | 1620 | 6100K013 | R40-J-1-K013_SEP | inventory | 2025-10-28 | SEP |  | QS01-Al Qassim Central Warehouse | 2025-08-31 | 2025-08-17 | 0
4500595075-[10] | 908321106 : SWGR,SMRT RMU OD,2LBS+1CB,13.8KV,400A | RMU | ROH | DF240603031 | Black rubber gasket (φ6-12 2mm) | 1620 | 660 | 960 | 6100K013 | 1-1-1-1 | inventory | 2025-10-28 | SEP |  | QS01-Al Qassim Central Warehouse | 2025-08-31 | 2025-08-17 | 0
4500595075-[10] | 908321106 : SWGR,SMRT RMU OD,2LBS+1CB,13.8KV,400A | RMU | ROH | DF240603031 | Black rubber gasket (φ6-12 2mm) | 960 | 960 | 0 | 6100K013 | 1-1-1-1 | consumption | 2025-10-16 | SEP |  | QS01-Al Qassim Central Warehouse | 2025-08-31 | 2025-08-17 | 0 | [5 empty] | Work in Process Pick | 8149595
4500595075-[10] | 908321106 : SWGR,SMRT RMU OD,2LBS+1CB,13.8KV,400A | RMU | ROH | DF240603003 | Blind Rivet (φ3.2*7) | 862 | 862 | 0 | 6100K013 | 1-1-1-1 | inventory | 2025-10-28 | DFE-LV |  | QS01-Al Qassim Central Warehouse | 2025-08-31 | 2025-08-17 | 0
4500595075-[10] | 908321106 : SWGR,SMRT RMU OD,2LBS+1CB,13.8KV,400A | RMU | ROH | DF209001751 | Buckle A104 Stainless Steel Single hole φ12 | 1200 | 1200 | 0 | 6100K013 | R65-H-1-K013_SEP | inventory | 2025-10-28 | Outer Enclosure |  | QS01-Al Qassim Central Warehouse | 2025-08-31 | 2025-08-17 | 0
4500595075-[10] | 908321106 : SWGR,SMRT RMU OD,2LBS+1CB,13.8KV,400A | RMU | ROH | 5ST.0818.0002 | Button protection cover | 3879 | 3879 | 0 | 6100K013 | R59-P-1-K013_SEP | inventory | 2025-10-28 | DFE-Consumables |  | QS01-Al Qassim Central Warehouse | 2025-08-31 | 2025-08-17 | 0
4500595075-[10] | 908321106 : SWGR,SMRT RMU OD,2LBS+1CB,13.8KV,400A | RMU | ROH | 8DF-580-0046 | C-A Phase Bus | 302 | 302 | 0 | 6100K013 | BOX92-1-1-K013_SEP | inventory | 2025-10-28 | DFE-Gas Tank |  | QS01-Al Qassim Central Warehouse | 2025-08-31 | 2025-08-17 | 0
4500595075-[10] | 908321106 : SWGR,SMRT RMU OD,2LBS+1CB,13.8KV,400A | RMU | ROH | 8DF-580-0047 | C-A Phase Grounding Bar | 302 | 302 | 0 | 6100K013 | BOX92-1-1-K013_SEP | inventory | 2025-10-28 | DFE-Gas Tank |  | QS01-Al Qassim Central Warehouse | 2025-08-31 | 2025-08-17 | 0
4500595075-[10] | 908321106 : SWGR,SMRT RMU OD,2LBS+1CB,13.8KV,400A | RMU | ROH | 8DF-580-0048 | C-B Phase Bus | 302 | 302 | 0 | 6100K013 | BOX92-1-1-K013_SEP | inventory | 2025-10-28 | DFE-Gas Tank |  | QS01-Al Qassim Central Warehouse | 2025-08-31 | 2025-08-17 | 0
4500595075-[10] | 908321106 : SWGR,SMRT RMU OD,2LBS+1CB,13.8KV,400A | RMU | ROH | 8DF-580-0049 | C-B Phase Grounding Bar | 302 | 302 | 0 | 6100K013 | BOX92-1-1-K013_SEP | inventory | 2025-10-28 | DFE-Gas Tank |  | QS01-Al Qassim Central Warehouse | 2025-08-31 | 2025-08-17 | 0
4500595075-[10] | 908321106 : SWGR,SMRT RMU OD,2LBS+1CB,13.8KV,400A | RMU | ROH | 8DF-580-0050 | C-C Phase Bus | 302 | 302 | 0 | 6100K013 | BOX92-1-1-K013_SEP | inventory | 2025-10-28 | DFE-Gas Tank |  | QS01-Al Qassim Central Warehouse | 2025-08-31 | 2025-08-17 | 0
4500595075-[10] | 908321106 : SWGR,SMRT RMU OD,2LBS+1CB,13.8KV,400A | RMU | ROH | 8DF-580-0051 | C-C Phase Grounding Bar | 302 | 302 | 0 | 6100K013 | BOX92-1-1-K013_SEP | inventory | 2025-10-28 | DFE-Gas Tank |  | QS01-Al Qassim Central Warehouse | 2025-08-31 | 2025-08-17 | 0
4500595075-[10] | 908321106 : SWGR,SMRT RMU OD,2LBS+1CB,13.8KV,400A | RMU | ROH | DF240510022 | Wire harness (black)BVR-1.5mm² | 11206 | 11206 | 0 | 6100K013 | 1-1-1-1 | inventory | 2025-10-28 | DFE-LV |  | QS01-Al Qassim Central Warehouse | 2025-08-31 | 2025-08-17 | 0
4500595075-[10] | 908321106 : SWGR,SMRT RMU OD,2LBS+1CB,13.8KV,400A | RMU | ROH | DF240510023 | Wire harness (black)BVR-2.5mm² | 1293 | 1293 | 0 | 6100K013 | 1-1-1-1 | inventory | 2025-10-28 | DFE-LV |  | QS01-Al Qassim Central Warehouse | 2025-08-31 | 2025-08-17 | 0
4500595075-[10] | 908321106 : SWGR,SMRT RMU OD,2LBS+1CB,13.8KV,400A | RMU | ROH | DF240510024 | Wire harness (black)BVR-4.0mm² | 15516 | 15516 | 0 | 6100K013 | 1-1-1-1 | inventory | 2025-10-28 | DFE-LV |  | QS01-Al Qassim Central Warehouse | 2025-08-31 | 2025-08-17 | 0
4500595075-[10] | 908321106 : SWGR,SMRT RMU OD,2LBS+1CB,13.8KV,400A | RMU | ROH | DF241126003 | Wire harness (Blue)BVR-1.5mm² | 24998 | 24998 | 0 | 6100K013 | 1-1-1-1 | inventory | 2025-10-28 | DFE-LV |  | QS01-Al Qassim Central Warehouse | 2025-08-31 | 2025-08-17 | 0
4500595075-[10] | 908321106 : SWGR,SMRT RMU OD,2LBS+1CB,13.8KV,400A | RMU | ROH | DF250303002 | Wire harness (Blue)BVR-4.0mm² | 3448 | 3448 | 0 | free_stock | R19-J-1-K013_SEP | inventory | 2025-10-28 | DFE-LV |  | QS01-Al Qassim Central Warehouse | 2025-08-31 | 2025-08-17 | 0
4500595075-[10] | 908321106 : SWGR,SMRT RMU OD,2LBS+1CB,13.8KV,400A | RMU | ROH | DF241126004 | Wire harness (grey)BVR-1.5mm² | 101716 | 101716 | 0 | 6100K013 | 1-1-1-1 | inventory | 2025-10-28 | DFE-LV |  | QS01-Al Qassim Central Warehouse | 2025-08-31 | 2025-08-17 | 0
4500595075-[10] | 908321106 : SWGR,SMRT RMU OD,2LBS+1CB,13.8KV,400A | RMU | ROH | DF241126008 | Wire harness (grey)BVR-2.5mm² | 14223 | 14223 | 0 | 6100K013 | 1-1-1-1 | inventory | 2025-10-28 | DFE-LV |  | QS01-Al Qassim Central Warehouse | 2025-08-31 | 2025-08-17 | 0
4500595075-[10] | 908321106 : SWGR,SMRT RMU OD,2LBS+1CB,13.8KV,400A | RMU | ROH | DF241126001 | Wire harness (Red)BVR-1.5mm² | 3879 | 3879 | 0 | 6100K013 | 1-1-1-1 | inventory | 2025-10-28 | DFE-LV |  | QS01-Al Qassim Central Warehouse | 2025-08-31 | 2025-08-17 | 0
4500595075-[10] | 908321106 : SWGR,SMRT RMU OD,2LBS+1CB,13.8KV,400A | RMU | ROH | DF241126005 | Wire harness (Red)BVR-2.5mm² | 1293 | 1293 | 0 | 6100K013 | 1-1-1-1 | inventory | 2025-10-28 | DFE-LV |  | QS01-Al Qassim Central Warehouse | 2025-08-31 | 2025-08-17 | 0
4500595075-[10] | 908321106 : SWGR,SMRT RMU OD,2LBS+1CB,13.8KV,400A | RMU | ROH | DF241126009 | Wire harness (Red)BVR-4.0mm² | 5603 | 5603 | 0 | 6100K013 | 1-1-1-1 | inventory | 2025-10-28 | DFE-LV |  | QS01-Al Qassim Central Warehouse | 2025-08-31 | 2025-08-17 | 0
4500595075-[10] | 908321106 : SWGR,SMRT RMU OD,2LBS+1CB,13.8KV,400A | RMU | ROH | DF241126002 | Wire harness (Yellow)BVR-1.5mm² | 3879 | 3879 | 0 | 6100K013 | 1-1-1-1 | inventory | 2025-10-28 | DFE-LV |  | QS01-Al Qassim Central Warehouse | 2025-08-31 | 2025-08-17 | 0
4500595075-[10] | 908321106 : SWGR,SMRT RMU OD,2LBS+1CB,13.8KV,400A | RMU | ROH | DF250303001 | Wire harness (Yellow)BVR-4.0mm² | 3448 | 3298 | 150 | free_stock | R19-K-1-K013_SEP | inventory | 2025-10-28 | DFE-LV |  | QS01-Al Qassim Central Warehouse | 2025-08-31 | 2025-08-17 | 0
4500595075-[10] | 908321106 : SWGR,SMRT RMU OD,2LBS+1CB,13.8KV,400A | RMU | ROH | DF250303001 | Wire harness (Yellow)BVR-4.0mm² | 150 | 150 | 0 | free_stock | 1-1-1-1 | inventory | 2025-10-28 | DFE-LV |  | QS01-Al Qassim Central Warehouse | 2025-08-31 | 2025-08-17 | 0
4500595075-[10] | 908321106 : SWGR,SMRT RMU OD,2LBS+1CB,13.8KV,400A | RMU | ROH | DF240510039 | CT+ECT (75A/1A+75A/225mV) | 1293 | 1274 | 19 | 6100K013 | INC-1-1-K013_SEP | inventory | 2025-10-28 | SEP |  | QS01-Al Qassim Central Warehouse | 2025-08-31 | 2025-08-17 | 0
4500595075-[10] | 908321106 : SWGR,SMRT RMU OD,2LBS+1CB,13.8KV,400A | RMU | ROH | DF240510039 | CT+ECT (75A/1A+75A/225mV) | 19 | 19 | 0 | 6100K013 | 1-1-1-1 | inventory | 2025-10-28 | SEP |  | QS01-Al Qassim Central Warehouse | 2025-08-31 | 2025-08-17 | 0
4500595075-[10] | 908321106 : SWGR,SMRT RMU OD,2LBS+1CB,13.8KV,400A | RMU | HALB | 8DF.0818.0006 | CV Bonding Bar M410 | 453 | 453 | 0 | 6100K013 | BOX92-1-1-K013_SEP | inventory | 2025-10-28 | DFE-Gas Tank |  | QS01-Al Qassim Central Warehouse | 2025-08-31 | 2025-08-17 | 0
4500595075-[10] | 908321106 : SWGR,SMRT RMU OD,2LBS+1CB,13.8KV,400A | RMU | ROH | 8DF.0815.0153 | CVC Common Enclosure Bottom Bar | 302 | 302 | 0 | 6100K013 | BOX92-1-1-K013_SEP | inventory | 2025-10-28 | DFE-Gas Tank |  | QS01-Al Qassim Central Warehouse | 2025-08-31 | 2025-08-17 | 0
4500595075-[10] | 908321106 : SWGR,SMRT RMU OD,2LBS+1CB,13.8KV,400A | RMU | ROH | 8DF.0818.0001 | CVC Front Plate | 151 | 151 | 0 | 6100K013 | BOX92-1-1-K013_SEP | inventory | 2025-10-28 | DFE-Gas Tank |  | QS01-Al Qassim Central Warehouse | 2025-08-31 | 2025-08-17 | 0
4500595075-[10] | 908321106 : SWGR,SMRT RMU OD,2LBS+1CB,13.8KV,400A | RMU | HALB | 5DF.0818.0001 | CVC Gas Tank assembly | 280 | 230 | 50 | 6100K013 | 1-1-1-1 | inventory | 2025-10-28 | SEP |  | QS01-Al Qassim Central Warehouse | 2025-08-31 | 2025-08-17 | 0
4500595075-[10] | 908321106 : SWGR,SMRT RMU OD,2LBS+1CB,13.8KV,400A | RMU | HALB | 5DF.0818.0001 | CVC Gas Tank assembly | 50 | 50 | 0 | 6100KDP02 | WH2-1-1-K013_SEP | inventory | 2025-10-28 | SEP |  | QS01-Al Qassim Central Warehouse | 2025-08-31 | 2025-08-17 | 0
4500595075-[10] | 908321106 : SWGR,SMRT RMU OD,2LBS+1CB,13.8KV,400A | RMU | ROH | 8DF.0818.0003 | CVC Rear Plate | 151 | 151 | 0 | 6100K013 | BOX92-1-1-K013_SEP | inventory | 2025-10-28 | DFE-Gas Tank |  | QS01-Al Qassim Central Warehouse | 2025-08-31 | 2025-08-17 | 0
4500595075-[10] | 908321106 : SWGR,SMRT RMU OD,2LBS+1CB,13.8KV,400A | RMU | ROH | 8DF.0818.0002 | CVC Side Plate | 302 | 302 | 0 | 6100K013 | BOX92-1-1-K013_SEP | inventory | 2025-10-28 | DFE-Gas Tank |  | QS01-Al Qassim Central Warehouse | 2025-08-31 | 2025-08-17 | 0
4500595075-[10] | 908321106 : SWGR,SMRT RMU OD,2LBS+1CB,13.8KV,400A | RMU | ROH | 8DF-217-0004 | Cable door guide sleeve | 2586 | 1060 | 1526 | 6100K013 | R60-B-1-K013_SEP | inventory | 2025-10-28 | SEP |  | QS01-Al Qassim Central Warehouse | 2025-08-31 | 2025-08-17 | 0
4500595075-[10] | 908321106 : SWGR,SMRT RMU OD,2LBS+1CB,13.8KV,400A | RMU | ROH | 8DF-217-0004 | Cable door guide sleeve | 1526 | 846 | 680 | 6100K013 | R54-R-1-K013_SEP | inventory | 2025-10-28 | SEP |  | QS01-Al Qassim Central Warehouse | 2025-08-31 | 2025-08-17 | 0
4500595075-[10] | 908321106 : SWGR,SMRT RMU OD,2LBS+1CB,13.8KV,400A | RMU | ROH | 8DF-217-0004 | Cable door guide sleeve | 680 | 672 | 8 | 6100K013 | 1-1-1-1 | inventory | 2025-10-28 | SEP |  | QS01-Al Qassim Central Warehouse | 2025-08-31 | 2025-08-17 | 0
4500595075-[10] | 908321106 : SWGR,SMRT RMU OD,2LBS+1CB,13.8KV,400A | RMU | ROH | 8DF-217-0004 | Cable door guide sleeve | 8 | 8 | 0 | 6100K013 | NEW.FLR-1-1-K013_SEP | inventory | 2025-10-28 | SEP |  | QS01-Al Qassim Central Warehouse | 2025-08-31 | 2025-08-17 | 0
4500595075-[10] | 908321106 : SWGR,SMRT RMU OD,2LBS+1CB,13.8KV,400A | RMU | ROH | 8DF.0818.1093 | Cable room insulation board 1 | 2586 | 1120 | 1466 | 6100K013 | 1-1-1-1 | inventory | 2025-10-28 | DFE-Consumables |  | QS01-Al Qassim Central Warehouse | 2025-08-31 | 2025-08-17 | 0
4500595075-[10] | 908321106 : SWGR,SMRT RMU OD,2LBS+1CB,13.8KV,400A | RMU | ROH | 8DF.0818.1093 | Cable room insulation board 1 | 1466 | 846 | 620 | 6100K013 | R64-A-1-K013_SEP | inventory | 2025-10-28 | DFE-Consumables |  | QS01-Al Qassim Central Warehouse | 2025-08-31 | 2025-08-17 | 0
4500595075-[10] | 908321106 : SWGR,SMRT RMU OD,2LBS+1CB,13.8KV,400A | RMU | ROH | 8DF.0818.1093 | Cable room insulation board 1 | 620 | 620 | 0 | 6100K013 | BOX3-1-1-K013_SEP | inventory | 2025-10-28 | DFE-Consumables |  | QS01-Al Qassim Central Warehouse | 2025-08-31 | 2025-08-17 | 0
4500595075-[10] | 908321106 : SWGR,SMRT RMU OD,2LBS+1CB,13.8KV,400A | RMU | ROH | DF240603045 | Charge indicator (DXN-T-FD/17.5) | 1293 | 459 | 834 | 6100K013 | NEW.FLR-1-1-K013_SEP | inventory | 2025-10-28 | DFE-Consumables |  | QS01-Al Qassim Central Warehouse | 2025-08-31 | 2025-08-17 | 0
4500595075-[10] | 908321106 : SWGR,SMRT RMU OD,2LBS+1CB,13.8KV,400A | RMU | ROH | DF240603045 | Charge indicator (DXN-T-FD/17.5) | 834 | 409 | 425 | 6100KDP02 | BOX42-1-1-K013_SEP | inventory | 2025-10-28 | DFE-Consumables |  | QS01-Al Qassim Central Warehouse | 2025-08-31 | 2025-08-17 | 0
4500595075-[10] | 908321106 : SWGR,SMRT RMU OD,2LBS+1CB,13.8KV,400A | RMU | ROH | DF240603045 | Charge indicator (DXN-T-FD/17.5) | 425 | 205 | 220 | 6100K013 | BOX9-1-1-K013_SEP | inventory | 2025-10-28 | DFE-Consumables |  | QS01-Al Qassim Central Warehouse | 2025-08-31 | 2025-08-17 | 0
4500595075-[10] | 908321106 : SWGR,SMRT RMU OD,2LBS+1CB,13.8KV,400A | RMU | ROH | DF240603045 | Charge indicator (DXN-T-FD/17.5) | 220 | 120 | 100 | 6100KDP02 | BOX1-1-1-K013_SEP | inventory | 2025-10-28 | DFE-Consumables |  | QS01-Al Qassim Central Warehouse | 2025-08-31 | 2025-08-17 | 0
4500595075-[10] | 908321106 : SWGR,SMRT RMU OD,2LBS+1CB,13.8KV,400A | RMU | ROH | DF240603045 | Charge indicator (DXN-T-FD/17.5) | 100 | 5 | 95 | 6100K013 | BOX9-1-1-K013_SEP | consumption | 2025-10-15 | DFE-Consumables |  | QS01-Al Qassim Central Warehouse | 2025-08-31 | 2025-08-17 | 0 | [5 empty] | Work in Process Pick | 8117377
4500595075-[10] | 908321106 : SWGR,SMRT RMU OD,2LBS+1CB,13.8KV,400A | RMU | ROH | DF240603045 | Charge indicator (DXN-T-FD/17.5) | 95 | 95 | 0 | 6100K013 | 1-1-1-1 | consumption | 2025-10-16 | DFE-Consumables |  | QS01-Al Qassim Central Warehouse | 2025-08-31 | 2025-08-17 | 0 | [5 empty] | Work in Process Pick | 8149613
4500595075-[10] | 908321106 : SWGR,SMRT RMU OD,2LBS+1CB,13.8KV,400A | RMU | ROH | 8DF.0818.1049 | Circuit Breaker Indicator | 151 | 151 | 0 | 6100K013 | BOX92-1-1-K013_SEP | inventory | 2025-10-28 | DFE-Gas Tank |  | QS01-Al Qassim Central Warehouse | 2025-08-31 | 2025-08-17 | 0
4500595075-[10] | 908321106 : SWGR,SMRT RMU OD,2LBS+1CB,13.8KV,400A | RMU | ROH | 5DF.0815.0201 | Circuit Breaker Mechanism | 151 | 151 | 0 | 6100K013 | BOX92-1-1-K013_SEP | inventory | 2025-10-28 | DFE-Gas Tank |  | QS01-Al Qassim Central Warehouse | 2025-08-31 | 2025-08-17 | 0
4500595075-[10] | 908321106 : SWGR,SMRT RMU OD,2LBS+1CB,13.8KV,400A | RMU | ROH | DF240424003 | Circuit Breaker Mechanism Mechanical Interlocking | 151 | 151 | 0 | 6100K013 | BOX92-1-1-K013_SEP | inventory | 2025-10-28 | DFE-Gas Tank |  | QS01-Al Qassim Central Warehouse | 2025-08-31 | 2025-08-17 | 0
4500595075-[10] | 908321106 : SWGR,SMRT RMU OD,2LBS+1CB,13.8KV,400A | RMU | ROH | DF240424004 | Circuit Breaker Mechanism Mounting Assembly | 151 | 151 | 0 | 6100K013 | BOX92-1-1-K013_SEP | inventory | 2025-10-28 | DFE-Gas Tank |  | QS01-Al Qassim Central Warehouse | 2025-08-31 | 2025-08-17 | 0
4500595075-[10] | 908321106 : SWGR,SMRT RMU OD,2LBS+1CB,13.8KV,400A | RMU | ROH | DF241118002 | Close button indicator light | 1293 | 1293 | 0 | 6100K013 | 1-1-1-1 | inventory | 2025-10-28 | DFE-LV |  | QS01-Al Qassim Central Warehouse | 2025-08-31 | 2025-08-17 | 0
4500595075-[10] | 908321106 : SWGR,SMRT RMU OD,2LBS+1CB,13.8KV,400A | RMU | ROH | DF241126027 | Cold pressed terminal O-shaped RV1.25-4 (RED) | 4310 | 4310 | 0 | 6100K013 | BOX12-1-1-K013_SEP | inventory | 2025-10-28 | DFE-LV |  | QS01-Al Qassim Central Warehouse | 2025-08-31 | 2025-08-17 | 0
4500595075-[10] | 908321106 : SWGR,SMRT RMU OD,2LBS+1CB,13.8KV,400A | RMU | ROH | DF240612124 | Cold pressed terminal U-shaped SV1.25-4 (RED) | 34480 | 34480 | 0 | 6100K013 | 1-1-1-1 | inventory | 2025-10-28 | DFE-LV |  | QS01-Al Qassim Central Warehouse | 2025-08-31 | 2025-08-17 | 0
4500595075-[10] | 908321106 : SWGR,SMRT RMU OD,2LBS+1CB,13.8KV,400A | RMU | ROH | DF240612127 | Cold pressed terminal plug-in type FRD1.25-156 (RED) | 862 | 862 | 0 | 6100K013 | 1-1-1-1 | inventory | 2025-10-28 | DFE-LV |  | QS01-Al Qassim Central Warehouse | 2025-08-31 | 2025-08-17 | 0
4500595075-[10] | 908321106 : SWGR,SMRT RMU OD,2LBS+1CB,13.8KV,400A | RMU | ROH | DF240612128 | Cold pressed terminal plug-in type MPD1.25-156 (RED) | 862 | 862 | 0 | 6100K013 | 1-1-1-1 | inventory | 2025-10-28 | DFE-LV |  | QS01-Al Qassim Central Warehouse | 2025-08-31 | 2025-08-17 | 0
4500595075-[10] | 908321106 : SWGR,SMRT RMU OD,2LBS+1CB,13.8KV,400A | RMU | ROH | DF240612126 | Cold pressed terminal strip type DBV1.25-10 (RED) | 16378 | 16378 | 0 | 6100K013 | 1-1-1-1 | inventory | 2025-10-28 | DFE-LV |  | QS01-Al Qassim Central Warehouse | 2025-08-31 | 2025-08-17 | 0
4500595075-[10] | 908321106 : SWGR,SMRT RMU OD,2LBS+1CB,13.8KV,400A | RMU | ROH | 8DF.0815.0157 | Common Enclosure Roof Bar | 453 | 453 | 0 | 6100K013 | BOX92-1-1-K013_SEP | inventory | 2025-10-28 | DFE-Gas Tank |  | QS01-Al Qassim Central Warehouse | 2025-08-31 | 2025-08-17 | 0
4500595075-[10] | 908321106 : SWGR,SMRT RMU OD,2LBS+1CB,13.8KV,400A | RMU | ROH | 208004917 | Router (IR302) | 431 | 431 | 0 | 6100K013 | 1-1-1-1 | inventory | 2025-10-28 | DFE-LV |  | QS01-Al Qassim Central Warehouse | 2025-08-31 | 2025-08-17 | 0
4500595075-[10] | 908321106 : SWGR,SMRT RMU OD,2LBS+1CB,13.8KV,400A | RMU | ROH | 8DF.0818.1292 | Copper sets | 862 | 862 | 0 | 6100K013 | R61-A-1-K013_SEP | inventory | 2025-10-28 | SEP |  | QS01-Al Qassim Central Warehouse | 2025-08-31 | 2025-08-17 | 0
4500595075-[10] | 908321106 : SWGR,SMRT RMU OD,2LBS+1CB,13.8KV,400A | RMU | ROH | DF240424010 | Cross groove pan head combination screw M4*10 | 906 | 906 | 0 | 6100K013 | 1-1-1-1 | consumption | 2025-09-21 | DFE-Gas Tank |  | QS01-Al Qassim Central Warehouse | 2025-08-31 | 2025-08-17 | 0 | [5 empty] | Work in Process Material Issue | 7452505
4500595075-[10] | 908321106 : SWGR,SMRT RMU OD,2LBS+1CB,13.8KV,400A | RMU | ROH | DF240424010 | Cross groove pan head combination screw M4*10 | 1724 | 1594 | 130 | 6100K013 | 1-1-1-1 | consumption | 2025-09-21 | SEP |  | QS01-Al Qassim Central Warehouse | 2025-08-31 | 2025-08-17 | 0 | [5 empty] | Work in Process Material Issue | 7452505
4500595075-[10] | 908321106 : SWGR,SMRT RMU OD,2LBS+1CB,13.8KV,400A | RMU | ROH | DF240424010 | Cross groove pan head combination screw M4*10 | 130 | 130 | 0 | 6100K013 | BOX92-1-1-K013_SEP | consumption | 2025-10-23 | SEP |  | QS01-Al Qassim Central Warehouse | 2025-08-31 | 2025-08-17 | 0 | [5 empty] | Work in Process Pick | 8281198
4500595075-[10] | 908321106 : SWGR,SMRT RMU OD,2LBS+1CB,13.8KV,400A | RMU | ROH | DF241124005 | Cross recessed pan head screw M3*12 | 2586 | 532 | 2054 | 6100K013 | 1-1-1-1 | consumption | 2025-09-24 | SEP |  | QS01-Al Qassim Central Warehouse | 2025-08-31 | 2025-08-17 | 0 | [5 empty] | Work in Process Material Issue | 7564925
4500595075-[10] | 908321106 : SWGR,SMRT RMU OD,2LBS+1CB,13.8KV,400A | RMU | ROH | DF241124005 | Cross recessed pan head screw M3*12 | 2054 | 840 | 1214 | 6100K013 | 1-1-1-1 | consumption | 2025-09-25 | SEP |  | QS01-Al Qassim Central Warehouse | 2025-08-31 | 2025-08-17 | 0 | [5 empty] | Work in Process Material Issue | 7587898
4500595075-[10] | 908321106 : SWGR,SMRT RMU OD,2LBS+1CB,13.8KV,400A | RMU | ROH | DF240603008 | Cross recessed pan head screw M6*20 | 12930 | 7860 | 5070 | 6100K013 | 1-1-1-1 | inventory | 2025-10-28 | SEP |  | QS01-Al Qassim Central Warehouse | 2025-08-31 | 2025-08-17 | 0
4500595075-[10] | 908321106 : SWGR,SMRT RMU OD,2LBS+1CB,13.8KV,400A | RMU | ROH | DF240603008 | Cross recessed pan head screw M6*20 | 5070 | 4940 | 130 | 6100K013 | R41-H-1-K013_SEP | inventory | 2025-10-28 | SEP |  | QS01-Al Qassim Central Warehouse | 2025-08-31 | 2025-08-17 | 0
4500595075-[10] | 908321106 : SWGR,SMRT RMU OD,2LBS+1CB,13.8KV,400A | RMU | ROH | DF240603008 | Cross recessed pan head screw M6*20 | 130 | 130 | 0 | 6100K013 | R55-I-1-K013_SEP | inventory | 2025-10-28 | SEP |  | QS01-Al Qassim Central Warehouse | 2025-08-31 | 2025-08-17 | 0
4500595075-[10] | 908321106 : SWGR,SMRT RMU OD,2LBS+1CB,13.8KV,400A | RMU | ROH | DF240907004 | Cross recessed pan head screws M3*12 | 2400 | 2400 | 0 | 6100K013 | BOX12-1-1-K013_SEP | inventory | 2025-10-28 | Outer Enclosure |  | QS01-Al Qassim Central Warehouse | 2025-08-31 | 2025-08-17 | 0
4500595075-[10] | 908321106 : SWGR,SMRT RMU OD,2LBS+1CB,13.8KV,400A | RMU | ROH | DF240510002 | Cross recessed pan head screw M4 * 12 | 3448 | 3448 | 0 | 6100K013 | 1-1-1-1 | consumption | 2025-11-09 | DFE-LV |  | QS01-Al Qassim Central Warehouse | 2025-08-31 | 2025-08-17 | 0 | [5 empty] | Work in Process Material Issue | 7227570
4500595075-[10] | 908321106 : SWGR,SMRT RMU OD,2LBS+1CB,13.8KV,400A | RMU | ROH | DF240510002 | Cross recessed pan head screw M4 * 12 | 3448 | 1528 | 1920 | 6100K013 | 1-1-1-1 | consumption | 2025-11-09 | SEP |  | QS01-Al Qassim Central Warehouse | 2025-08-31 | 2025-08-17 | 0 | [5 empty] | Work in Process Material Issue | 7227570
4500595075-[10] | 908321106 : SWGR,SMRT RMU OD,2LBS+1CB,13.8KV,400A | RMU | ROH | DF240510002 | Cross recessed pan head screw M4 * 12 | 1920 | 1920 | 0 | 6100K013 | 1-1-1-1 | consumption | 2025-10-16 | SEP |  | QS01-Al Qassim Central Warehouse | 2025-08-31 | 2025-08-17 | 0 | [5 empty] | Work in Process Pick | 8149487
4500595075-[10] | 908321106 : SWGR,SMRT RMU OD,2LBS+1CB,13.8KV,400A | RMU | ROH | DF240510004 | Cross recessed pan head screw M4*16 | 2586 | 930 | 1656 | 6100K013 | PLT1-1-1-K013_SEP | inventory | 2025-10-28 | DFE-LV |  | QS01-Al Qassim Central Warehouse | 2025-08-31 | 2025-08-17 | 0
4500595075-[10] | 908321106 : SWGR,SMRT RMU OD,2LBS+1CB,13.8KV,400A | RMU | ROH | DF240510004 | Cross recessed pan head screw M4*16 | 1656 | 718 | 938 | 6100K013 | 1-1-1-1 | inventory | 2025-10-28 | DFE-LV |  | QS01-Al Qassim Central Warehouse | 2025-08-31 | 2025-08-17 | 0
4500595075-[10] | 908321106 : SWGR,SMRT RMU OD,2LBS+1CB,13.8KV,400A | RMU | ROH | DF240510004 | Cross recessed pan head screw M4*16 | 938 | 288 | 650 | 6100K013 | BOX12-1-1-K013_SEP | inventory | 2025-10-28 | DFE-LV |  | QS01-Al Qassim Central Warehouse | 2025-08-31 | 2025-08-17 | 0
4500595075-[10] | 908321106 : SWGR,SMRT RMU OD,2LBS+1CB,13.8KV,400A | RMU | ROH | DF240510004 | Cross recessed pan head screw M4*16 | 650 | 120 | 530 | 6100KDP02 | BOX1-1-1-K013_SEP | inventory | 2025-10-28 | DFE-LV |  | QS01-Al Qassim Central Warehouse | 2025-08-31 | 2025-08-17 | 0
4500595075-[10] | 908321106 : SWGR,SMRT RMU OD,2LBS+1CB,13.8KV,400A | RMU | ROH | DF240510004 | Cross recessed pan head screw M4*16 | 530 | 120 | 410 | 6100K013 | R61-B-1-KDP2_SEP | inventory | 2025-10-28 | DFE-LV |  | QS01-Al Qassim Central Warehouse | 2025-08-31 | 2025-08-17 | 0
4500595075-[10] | 908321106 : SWGR,SMRT RMU OD,2LBS+1CB,13.8KV,400A | RMU | ROH | DF240510004 | Cross recessed pan head screw M4*16 | 410 | 60 | 350 | 6100K013 | R54-I-1-K013_SEP | inventory | 2025-10-28 | DFE-LV |  | QS01-Al Qassim Central Warehouse | 2025-08-31 | 2025-08-17 | 0
4500595075-[10] | 908321106 : SWGR,SMRT RMU OD,2LBS+1CB,13.8KV,400A | RMU | ROH | DF240510004 | Cross recessed pan head screw M4*16 | 350 | 350 | 0 | 6100K013 | 1-1-1-1 | consumption | 2025-11-09 | DFE-LV |  | QS01-Al Qassim Central Warehouse | 2025-08-31 | 2025-08-17 | 0 | [5 empty] | Work in Process Material Issue | 7227571
4500595075-[10] | 908321106 : SWGR,SMRT RMU OD,2LBS+1CB,13.8KV,400A | RMU | ROH | DF240510005 | Cross recessed pan head screw M4*30 | 1724 | 592 | 1132 | 6100K013 | PLT1-1-1-K013_SEP | inventory | 2025-10-28 | DFE-LV |  | QS01-Al Qassim Central Warehouse | 2025-08-31 | 2025-08-17 | 0
4500595075-[10] | 908321106 : SWGR,SMRT RMU OD,2LBS+1CB,13.8KV,400A | RMU | ROH | DF240510005 | Cross recessed pan head screw M4*30 | 1132 | 120 | 1012 | 6100KDP02 | BOX1-1-1-K013_SEP | inventory | 2025-10-28 | DFE-LV |  | QS01-Al Qassim Central Warehouse | 2025-08-31 | 2025-08-17 | 0
4500595075-[10] | 908321106 : SWGR,SMRT RMU OD,2LBS+1CB,13.8KV,400A | RMU | ROH | DF240510005 | Cross recessed pan head screw M4*30 | 1012 | 112 | 900 | 6100K013 | BOX12-1-1-K013_SEP | inventory | 2025-10-28 | DFE-LV |  | QS01-Al Qassim Central Warehouse | 2025-08-31 | 2025-08-17 | 0
4500595075-[10] | 908321106 : SWGR,SMRT RMU OD,2LBS+1CB,13.8KV,400A | RMU | ROH | DF240510005 | Cross recessed pan head screw M4*30 | 900 | 100 | 800 | 6100K013 | BOX5-1-1-K013_SEP | inventory | 2025-10-28 | DFE-LV |  | QS01-Al Qassim Central Warehouse | 2025-08-31 | 2025-08-17 | 0
4500595075-[10] | 908321106 : SWGR,SMRT RMU OD,2LBS+1CB,13.8KV,400A | RMU | ROH | DF240510005 | Cross recessed pan head screw M4*30 | 800 | 800 | 0 | 6100K013 | 1-1-1-1 | consumption | 2025-11-09 | DFE-LV |  | QS01-Al Qassim Central Warehouse | 2025-08-31 | 2025-08-17 | 0 | [5 empty] | Work in Process Material Issue | 7226778
4500595075-[10] | 908321106 : SWGR,SMRT RMU OD,2LBS+1CB,13.8KV,400A | RMU | ROH | DF240103074 | M4*12 Cross recessed pan head triangular tooth self-tapping self-drilling screw galvanized | 1200 | 1200 | 0 | 6100K013 | R55-Q-1-K013_SEP | inventory | 2025-10-28 | Outer Enclosure |  | QS01-Al Qassim Central Warehouse | 2025-08-31 | 2025-08-17 | 0
4500595075-[10] | 908321106 : SWGR,SMRT RMU OD,2LBS+1CB,13.8KV,400A | RMU | ROH | DF240510001 | Cross recessed self-tapping locking screw M4*12 | 12068 | 10168 | 1900 | 6100K013 | 1-1-1-1 | inventory | 2025-10-28 | DFE-LV |  | QS01-Al Qassim Central Warehouse | 2025-08-31 | 2025-08-17 | 0
4500595075-[10] | 908321106 : SWGR,SMRT RMU OD,2LBS+1CB,13.8KV,400A | RMU | ROH | DF240510001 | Cross recessed self-tapping locking screw M4*12 | 1900 | 1900 | 0 | 6100K013 | PLT1-1-1-K013_SEP | inventory | 2025-10-28 | DFE-LV |  | QS01-Al Qassim Central Warehouse | 2025-08-31 | 2025-08-17 | 0
4500595075-[10] | 908321106 : SWGR,SMRT RMU OD,2LBS+1CB,13.8KV,400A | RMU | ROH | DF240603047 | M5 * 12 cross groove pan head triangular self tapping screw | 2400 | 2400 | 0 | 6100K013 | 1-1-1-1 | inventory | 2025-10-28 | Outer Enclosure |  | QS01-Al Qassim Central Warehouse | 2025-08-31 | 2025-08-17 | 0
4500595075-[10] | 908321106 : SWGR,SMRT RMU OD,2LBS+1CB,13.8KV,400A | RMU | ROH | DF240603047 | Cross recessed self-tapping screw M5*12 | 16809 | 11081 | 5728 | 6100K013 | R54-Q-1-K013_SEP | inventory | 2025-10-28 | SEP |  | QS01-Al Qassim Central Warehouse | 2025-08-31 | 2025-08-17 | 0
4500595075-[10] | 908321106 : SWGR,SMRT RMU OD,2LBS+1CB,13.8KV,400A | RMU | ROH | DF240603047 | Cross recessed self-tapping screw M5*12 | 5728 | 5728 | 0 | 6100K013 | 1-1-1-1 | inventory | 2025-10-28 | SEP |  | QS01-Al Qassim Central Warehouse | 2025-08-31 | 2025-08-17 | 0
4500595075-[10] | 908321106 : SWGR,SMRT RMU OD,2LBS+1CB,13.8KV,400A | RMU | ROH | DF240324001 | DF1725IED FRTU FOR Smart RMU（2L1T 3Way） with 32DI+8CO+9ECT+3EVT | 169 | 152 | 17 | 6100K013 | 1-1-1-1 | inventory | 2025-10-28 | RTU |  | QS01-Al Qassim Central Warehouse | 2025-08-31 | 2025-08-17 | 0
4500595075-[10] | 908321106 : SWGR,SMRT RMU OD,2LBS+1CB,13.8KV,400A | RMU | ROH | DF240324001 | DF1725IED FRTU FOR Smart RMU（2L1T 3Way） with 32DI+8CO+9ECT+3EVT | 17 | 17 | 0 | 6100K013 | INC-1-1-K013_SEP | inventory | 2025-10-28 | RTU |  | QS01-Al Qassim Central Warehouse | 2025-08-31 | 2025-08-17 | 0
4500595075-[10] | 908321106 : SWGR,SMRT RMU OD,2LBS+1CB,13.8KV,400A | RMU | ROH | DF240324001 | RTU (DF1725IED) | 431 | 2 | 429 | 6100K013 | INC-1-1-K013_SEP | inventory | 2025-10-28 | SEP |  | QS01-Al Qassim Central Warehouse | 2025-08-31 | 2025-08-17 | 0
4500595075-[10] | 908321106 : SWGR,SMRT RMU OD,2LBS+1CB,13.8KV,400A | RMU | ROH | DF240324001 | RTU (DF1725IED) | 429 | 240 | 189 | 6100K013 | 1-1-1-1 | consumption | 2025-09-15 | SEP |  | QS01-Al Qassim Central Warehouse | 2025-08-31 | 2025-08-17 | 0 | [5 empty] | Work in Process Material Issue | 7323497
4500595075-[10] | 908321106 : SWGR,SMRT RMU OD,2LBS+1CB,13.8KV,400A | RMU | ROH | DF240324001 | RTU (DF1725IED) | 189 | 1 | 188 | 6100K013 | R71-J-1-KDP2_SEP | consumption | 2025-06-17 | SEP |  | QS01-Al Qassim Central Warehouse | 2025-08-31 | 2025-08-17 | 0 | [5 empty] | Borrowed Item Issue | 6122159
4500595075-[10] | 908321106 : SWGR,SMRT RMU OD,2LBS+1CB,13.8KV,400A | RMU | ROH | DF240324001 | RTU (DF1725IED) | 188 | 188 | 0 | 6100K013 | 1-1-1-1 | consumption | 2025-09-17 | SEP |  | QS01-Al Qassim Central Warehouse | 2025-08-31 | 2025-08-17 | 0 | [5 empty] | Work in Process Material Issue | 7370457
4500595075-[10] | 908321106 : SWGR,SMRT RMU OD,2LBS+1CB,13.8KV,400A | RMU | ROH | DF240510027 | Rail | 538.75 | 538.75 | 0 | 6100K013 | 1-1-1-1 | inventory | 2025-10-28 | DFE-LV |  | QS01-Al Qassim Central Warehouse | 2025-08-31 | 2025-08-17 | 0
4500595075-[10] | 908321106 : SWGR,SMRT RMU OD,2LBS+1CB,13.8KV,400A | RMU | ROH | DF241118001 | Data acquisition module (LP-204) | 431 | 431 | 0 | 6100K013 | 1-1-1-1 | inventory | 2025-10-28 | DFE-LV |  | QS01-Al Qassim Central Warehouse | 2025-08-31 | 2025-08-17 | 0
4500595075-[10] | 908321106 : SWGR,SMRT RMU OD,2LBS+1CB,13.8KV,400A | RMU | ROH | DF240424026 | Desiccant | 151 | 151 | 0 | 6100K013 | BOX92-1-1-K013_SEP | inventory | 2025-10-28 | DFE-Gas Tank |  | QS01-Al Qassim Central Warehouse | 2025-08-31 | 2025-08-17 | 0
4500595075-[10] | 908321106 : SWGR,SMRT RMU OD,2LBS+1CB,13.8KV,400A | RMU | ROH | DF209001750 | Dixation Hook Q235A | 600 | 355 | 245 | 6100K013 | R54-A-1-K013_SEP | inventory | 2025-10-28 | Outer Enclosure |  | QS01-Al Qassim Central Warehouse | 2025-08-31 | 2025-08-17 | 0
4500595075-[10] | 908321106 : SWGR,SMRT RMU OD,2LBS+1CB,13.8KV,400A | RMU | ROH | DF209001750 | Dixation Hook Q235A | 245 | 245 | 0 | free_stock | R51-I-1-K003_SEP | inventory | 2025-10-28 | Outer Enclosure |  | QS01-Al Qassim Central Warehouse | 2025-08-31 | 2025-08-17 | 0
4500595075-[10] | 908321106 : SWGR,SMRT RMU OD,2LBS+1CB,13.8KV,400A | RMU | ROH | DF205041101 | Door Bolt 5 Inches Stainless steel | 1200 | 786 | 414 | 6100K013 | R54-I-1-K013_SEP | inventory | 2025-10-28 | Outer Enclosure |  | QS01-Al Qassim Central Warehouse | 2025-08-31 | 2025-08-17 | 0
4500595075-[10] | 908321106 : SWGR,SMRT RMU OD,2LBS+1CB,13.8KV,400A | RMU | ROH | DF205041101 | Door Bolt 5 Inches Stainless steel | 414 | 414 | 0 | free_stock | R51-A-1-MVBM_SEP | inventory | 2025-10-28 | Outer Enclosure |  | QS01-Al Qassim Central Warehouse | 2025-08-31 | 2025-08-17 | 0
4500595075-[10] | 908321106 : SWGR,SMRT RMU OD,2LBS+1CB,13.8KV,400A | RMU | ROH | DF240603035 | Door lock (MS310 Hengzhu) | 862 | 265 | 597 | 6100K013 | NEW.FLR-1-1-K013_SEP | inventory | 2025-10-28 | DFE-Consumables |  | QS01-Al Qassim Central Warehouse | 2025-08-31 | 2025-08-17 | 0
4500595075-[10] | 908321106 : SWGR,SMRT RMU OD,2LBS+1CB,13.8KV,400A | RMU | ROH | DF240603035 | Door lock (MS310 Hengzhu) | 597 | 250 | 347 | 6100K013 | R54-R-1-K013_SEP | inventory | 2025-10-28 | DFE-Consumables |  | QS01-Al Qassim Central Warehouse | 2025-08-31 | 2025-08-17 | 0
4500595075-[10] | 908321106 : SWGR,SMRT RMU OD,2LBS+1CB,13.8KV,400A | RMU | ROH | DF240603035 | Door lock (MS310 Hengzhu) | 347 | 110 | 237 | 6100K013 | R64-H-1-K013_SEP | inventory | 2025-10-28 | DFE-Consumables |  | QS01-Al Qassim Central Warehouse | 2025-08-31 | 2025-08-17 | 0
4500595075-[10] | 908321106 : SWGR,SMRT RMU OD,2LBS+1CB,13.8KV,400A | RMU | ROH | DF240603035 | Door lock (MS310 Hengzhu) | 237 | 62 | 175 | 6100K013 | 1-1-1-1 | inventory | 2025-10-28 | DFE-Consumables |  | QS01-Al Qassim Central Warehouse | 2025-08-31 | 2025-08-17 | 0
4500595075-[10] | 908321106 : SWGR,SMRT RMU OD,2LBS+1CB,13.8KV,400A | RMU | ROH | DF240603035 | Door lock (MS310 Hengzhu) | 175 | 60 | 115 | 6100KDP02 | BOX1-1-1-K013_SEP | inventory | 2025-10-28 | DFE-Consumables |  | QS01-Al Qassim Central Warehouse | 2025-08-31 | 2025-08-17 | 0
4500595075-[10] | 908321106 : SWGR,SMRT RMU OD,2LBS+1CB,13.8KV,400A | RMU | ROH | DF240603035 | Door lock (MS310 Hengzhu) | 115 | 115 | 0 | 6100K013 | 1-1-1-1 | consumption | 2025-10-16 | DFE-Consumables |  | QS01-Al Qassim Central Warehouse | 2025-08-31 | 2025-08-17 | 0 | [5 empty] | Work in Process Pick | 8149601
4500595075-[10] | 908321106 : SWGR,SMRT RMU OD,2LBS+1CB,13.8KV,400A | RMU | ROH | 8DF.0818.1293 | Door stop guide sleeve | 862 | 862 | 0 | 6100K013 | R61-A-1-K013_SEP | inventory | 2025-10-28 | SEP |  | QS01-Al Qassim Central Warehouse | 2025-08-31 | 2025-08-17 | 0
4500595075-[10] | 908321106 : SWGR,SMRT RMU OD,2LBS+1CB,13.8KV,400A | RMU | ROH | DF240612114 | Double line nasal canal type HTE1510(BLUE) | 431 | 431 | 0 | 6100K013 | 1-1-1-1 | inventory | 2025-10-28 | DFE-LV |  | QS01-Al Qassim Central Warehouse | 2025-08-31 | 2025-08-17 | 0
4500595075-[10] | 908321106 : SWGR,SMRT RMU OD,2LBS+1CB,13.8KV,400A | RMU | ROH | DF240424025 | Dust-free Paper | 3020 | 3020 | 0 | 6100K013 | BOX92-1-1-K013_SEP | inventory | 2025-10-28 | DFE-Gas Tank |  | QS01-Al Qassim Central Warehouse | 2025-08-31 | 2025-08-17 | 0
4500595075-[10] | 908321106 : SWGR,SMRT RMU OD,2LBS+1CB,13.8KV,400A | RMU | HALB | 5DF.0818.1001 | E5312 (SRMU) - 17.5kV (2L1T)/400-21 Complete RMU | 169 | 169 | 0 | 6100K013 | 1-1-1-1 | inventory | 2025-10-28 | SEP |  | QS01-Al Qassim Central Warehouse | 2025-08-31 | 2025-08-17 | 0
4500595075-[10] | 908321106 : SWGR,SMRT RMU OD,2LBS+1CB,13.8KV,400A | RMU | ROH | DF240510038 | ECT (400A/225mV) | 1293 | 969 | 324 | 6100K013 | 1-1-1-1 | inventory | 2025-10-28 | SEP |  | QS01-Al Qassim Central Warehouse | 2025-08-31 | 2025-08-17 | 0
4500595075-[10] | 908321106 : SWGR,SMRT RMU OD,2LBS+1CB,13.8KV,400A | RMU | ROH | DF240510038 | ECT (400A/225mV) | 324 | 324 | 0 | 6100K013 | INC-1-1-K013_SEP | inventory | 2025-10-28 | SEP |  | QS01-Al Qassim Central Warehouse | 2025-08-31 | 2025-08-17 | 0
4500595075-[10] | 908321106 : SWGR,SMRT RMU OD,2LBS+1CB,13.8KV,400A | RMU | ROH | DF240510040 | EVT (13800/√3/3.25/√3) | 1293 | 1293 | 0 | 6100K013 | INC-1-1-K013_SEP | inventory | 2025-10-28 | SEP |  | QS01-Al Qassim Central Warehouse | 2025-08-31 | 2025-08-17 | 0
4500595075-[10] | 908321106 : SWGR,SMRT RMU OD,2LBS+1CB,13.8KV,400A | RMU | ROH | DF240612004 | Wrapped mesh (black) φ25 | 2155 | 1903 | 252 | 6100K013 | 1-1-1-1 | inventory | 2025-10-28 | DFE-LV |  | QS01-Al Qassim Central Warehouse | 2025-08-31 | 2025-08-17 | 0
4500595075-[10] | 908321106 : SWGR,SMRT RMU OD,2LBS+1CB,13.8KV,400A | RMU | ROH | DF240612004 | Wrapped mesh (black) φ25 | 252 | 252 | 0 | 6100K013 | R55-J-1-K013_SEP | inventory | 2025-10-28 | DFE-LV |  | QS01-Al Qassim Central Warehouse | 2025-08-31 | 2025-08-17 | 0
4500595075-[10] | 908321106 : SWGR,SMRT RMU OD,2LBS+1CB,13.8KV,400A | RMU | ROH | DF240612005 | Wrapped mesh (black) φ30 | 301.7 | 301.7 | 0 | 6100K013 | 1-1-1-1 | inventory | 2025-10-28 | DFE-LV |  | QS01-Al Qassim Central Warehouse | 2025-08-31 | 2025-08-17 | 0
4500595075-[10] | 908321106 : SWGR,SMRT RMU OD,2LBS+1CB,13.8KV,400A | RMU | ROH | DF240510006 | External hexagonal flange triangular thread self-tapping locking screw M6*12 | 12068 | 12068 | 0 | 6100K013 | R55-I-1-K013_SEP | inventory | 2025-10-28 | DFE-LV |  | QS01-Al Qassim Central Warehouse | 2025-08-31 | 2025-08-17 | 0
4500595075-[10] | 908321106 : SWGR,SMRT RMU OD,2LBS+1CB,13.8KV,400A | RMU | ROH | DF240510006 | External hexagonal flange triangular thread self-tapping locking screw M6*12 | 14223 | 14223 | 0 | 6100K013 | 1-1-1-1 | inventory | 2025-10-28 | SEP |  | QS01-Al Qassim Central Warehouse | 2025-08-31 | 2025-08-17 | 0
4500595075-[10] | 908321106 : SWGR,SMRT RMU OD,2LBS+1CB,13.8KV,400A | RMU | ROH | DF240510006 | External hexagonal flange triangular thread self-tapping locking screws M6*12 | 16200 | 15064 | 1136 | 6100K013 | R55-A-1-K013_SEP | inventory | 2025-10-28 | Outer Enclosure |  | QS01-Al Qassim Central Warehouse | 2025-08-31 | 2025-08-17 | 0
4500595075-[10] | 908321106 : SWGR,SMRT RMU OD,2LBS+1CB,13.8KV,400A | RMU | ROH | DF240510006 | External hexagonal flange triangular thread self-tapping locking screws M6*12 | 1136 | 1136 | 0 | 6100K013 | R41-H-1-K013_SEP | inventory | 2025-10-28 | Outer Enclosure |  | QS01-Al Qassim Central Warehouse | 2025-08-31 | 2025-08-17 | 0
4500595075-[10] | 908321106 : SWGR,SMRT RMU OD,2LBS+1CB,13.8KV,400A | RMU | ROH | DF241126019 | 1.0 White Wire Gauge Tube 1.0mm² | 150.85 | 150.85 | 0 | 6100K013 | R19-S-1-K013_SEP | inventory | 2025-10-28 | DFE-LV |  | QS01-Al Qassim Central Warehouse | 2025-08-31 | 2025-08-17 | 0
4500595075-[10] | 908321106 : SWGR,SMRT RMU OD,2LBS+1CB,13.8KV,400A | RMU | ROH | DF241126023 | 1.5 Red Wire Gauge Tube 1.5mm² | 64.65 | 64.65 | 0 | 6100K013 | R19-S-1-K013_SEP | inventory | 2025-10-28 | DFE-LV |  | QS01-Al Qassim Central Warehouse | 2025-08-31 | 2025-08-17 | 0
4500595075-[10] | 908321106 : SWGR,SMRT RMU OD,2LBS+1CB,13.8KV,400A | RMU | ROH | DF241126020 | 1.5 White Wire Gauge Tube 1.5mm² | 4741 | 4741 | 0 | 6100K013 | R20-B-1-K013_SEP | inventory | 2025-10-28 | DFE-LV |  | QS01-Al Qassim Central Warehouse | 2025-08-31 | 2025-08-17 | 0
4500595075-[10] | 908321106 : SWGR,SMRT RMU OD,2LBS+1CB,13.8KV,400A | RMU | ROH | DF241126024 | 2.5 Red Wire Gauge Tube 2.5mm² | 301.7 | 301.7 | 0 | 6100K013 | 1-1-1-1 | inventory | 2025-10-28 | DFE-LV |  | QS01-Al Qassim Central Warehouse | 2025-08-31 | 2025-08-17 | 0
4500595075-[10] | 908321106 : SWGR,SMRT RMU OD,2LBS+1CB,13.8KV,400A | RMU | ROH | DF241126021 | 2.5 White Wire Gauge Tube 2.5mm² | 797.35 | 797.35 | 0 | 6100K013 | R19-S-1-K013_SEP | inventory | 2025-10-28 | DFE-LV |  | QS01-Al Qassim Central Warehouse | 2025-08-31 | 2025-08-17 | 0
4500595075-[10] | 908321106 : SWGR,SMRT RMU OD,2LBS+1CB,13.8KV,400A | RMU | ROH | DF241126025 | 4.0 Red Wire Gauge Tube 4.0mm² | 43.1 | 26.1 | 17 | 6100K013 | 1-1-1-1 | consumption | 2025-09-15 | DFE-LV |  | QS01-Al Qassim Central Warehouse | 2025-08-31 | 2025-08-17 | 0 | [5 empty] | Work in Process Material Issue | 7323477
4500595075-[10] | 908321106 : SWGR,SMRT RMU OD,2LBS+1CB,13.8KV,400A | RMU | ROH | DF241126025 | 4.0 Red Wire Gauge Tube 4.0mm² | 17 | 17 | 0 | 6100K013 | 1-1-1-1 | consumption | 2025-09-18 | DFE-LV |  | QS01-Al Qassim Central Warehouse | 2025-08-31 | 2025-08-17 | 0 | [5 empty] | Work in Process Material Issue | 7402124
4500595075-[10] | 908321106 : SWGR,SMRT RMU OD,2LBS+1CB,13.8KV,400A | RMU | ROH | DF241126022 | 4.0 White Wire Gauge Tube 4.0mm² | 655.12 | 655.12 | 0 | 6100K013 | PLT1-1-1-K013_SEP | inventory | 2025-10-28 | DFE-LV |  | QS01-Al Qassim Central Warehouse | 2025-08-31 | 2025-08-17 | 0
4500595075-[10] | 908321106 : SWGR,SMRT RMU OD,2LBS+1CB,13.8KV,400A | RMU | ROH | 8DF-128-0009 | Fixed clamp | 600 | 600 | 0 | 6100K013 | 1-1-1-1 | inventory | 2025-10-28 | Outer Enclosure |  | QS01-Al Qassim Central Warehouse | 2025-08-31 | 2025-08-17 | 0
4500595075-[10] | 908321106 : SWGR,SMRT RMU OD,2LBS+1CB,13.8KV,400A | RMU | ROH | DF240603024 | Flange Nut M8 | 2586 | 1416 | 1170 | 6100K013 | 1-1-1-1 | consumption | 2025-09-18 | SEP |  | QS01-Al Qassim Central Warehouse | 2025-08-31 | 2025-08-17 | 0 | [5 empty] | Work in Process Material Issue | 7406375
4500595075-[10] | 908321106 : SWGR,SMRT RMU OD,2LBS+1CB,13.8KV,400A | RMU | ROH | DF240603024 | Flange Nut M8 | 1170 | 960 | 210 | 6100K013 | 1-1-1-1 | consumption | 2025-09-18 | SEP |  | QS01-Al Qassim Central Warehouse | 2025-08-31 | 2025-08-17 | 0 | [5 empty] | Work in Process Material Issue | 7419927
4500595075-[10] | 908321106 : SWGR,SMRT RMU OD,2LBS+1CB,13.8KV,400A | RMU | ROH | DF240603024 | Flange Nut M8 | 210 | 210 | 0 | 6100K013 | 1-1-1-1 | consumption | 2025-09-18 | SEP |  | QS01-Al Qassim Central Warehouse | 2025-08-31 | 2025-08-17 | 0 | [5 empty] | Work in Process Material Issue | 7408975
4500595075-[10] | 908321106 : SWGR,SMRT RMU OD,2LBS+1CB,13.8KV,400A | RMU | ROH | 205036416 | Flat Washer φ4 | 7758 | 4472 | 3286 | 6100K013 | 1-1-1-1 | inventory | 2025-10-28 | DFE-LV |  | QS01-Al Qassim Central Warehouse | 2025-08-31 | 2025-08-17 | 0
4500595075-[10] | 908321106 : SWGR,SMRT RMU OD,2LBS+1CB,13.8KV,400A | RMU | ROH | 205036416 | Flat Washer φ4 | 3286 | 3286 | 0 | 6100K013 | PLT1-1-1-K013_SEP | inventory | 2025-10-28 | DFE-LV |  | QS01-Al Qassim Central Warehouse | 2025-08-31 | 2025-08-17 | 0
4500595075-[10] | 908321106 : SWGR,SMRT RMU OD,2LBS+1CB,13.8KV,400A | RMU | ROH | 211001962 | Flat Washer φ6 | 6034 | 4928 | 1106 | 6100K013 | 1-1-1-1 | consumption | 2025-10-14 | DFE-LV |  | QS01-Al Qassim Central Warehouse | 2025-08-31 | 2025-08-17 | 0 | [5 empty] | Work in Process Pick | 8109501
4500595075-[10] | 908321106 : SWGR,SMRT RMU OD,2LBS+1CB,13.8KV,400A | RMU | ROH | 211001962 | Flat Washer φ6 | 1106 | 1106 | 0 | 6100K013 | 1-1-1-1 | consumption | 2025-10-14 | DFE-LV |  | QS01-Al Qassim Central Warehouse | 2025-08-31 | 2025-08-17 | 0 | [5 empty] | Work in Process Pick | 8109507
4500595075-[10] | 908321106 : SWGR,SMRT RMU OD,2LBS+1CB,13.8KV,400A | RMU | ROH | 211001962 | Flat Washer φ6 | 18964 | 3584 | 15380 | 6100K013 | 1-1-1-1 | consumption | 2025-10-14 | SEP |  | QS01-Al Qassim Central Warehouse | 2025-08-31 | 2025-08-17 | 0 | [5 empty] | Work in Process Pick | 8109427
4500595075-[10] | 908321106 : SWGR,SMRT RMU OD,2LBS+1CB,13.8KV,400A | RMU | ROH | 211001962 | Flat Washer φ6 | 15380 | 3311 | 12069 | 6100K013 | 1-1-1-1 | consumption | 2025-10-14 | SEP |  | QS01-Al Qassim Central Warehouse | 2025-08-31 | 2025-08-17 | 0 | [5 empty] | Work in Process Pick | 8109507
4500595075-[10] | 908321106 : SWGR,SMRT RMU OD,2LBS+1CB,13.8KV,400A | RMU | ROH | 211001962 | Flat Washer φ6 | 12069 | 12069 | 0 | 6100K013 | 1-1-1-1 | consumption | 2025-10-16 | SEP |  | QS01-Al Qassim Central Warehouse | 2025-08-31 | 2025-08-17 | 0 | [5 empty] | Work in Process Pick | 8149399
4500595075-[10] | 908321106 : SWGR,SMRT RMU OD,2LBS+1CB,13.8KV,400A | RMU | ROH | 211001962 | φ6 Flap pad Stainless steel | 19200 | 2499 | 16701 | 6100K013 | 1-1-1-1 | consumption | 2025-10-16 | Outer Enclosure |  | QS01-Al Qassim Central Warehouse | 2025-08-31 | 2025-08-17 | 0 | [5 empty] | Work in Process Pick | 8149399
4500595075-[10] | 908321106 : SWGR,SMRT RMU OD,2LBS+1CB,13.8KV,400A | RMU | ROH | 211001962 | φ6 Flap pad Stainless steel | 16701 | 10624 | 6077 | 6100K013 | 1-1-1-1 | consumption | 2025-09-17 | Outer Enclosure |  | QS01-Al Qassim Central Warehouse | 2025-08-31 | 2025-08-17 | 0 | [5 empty] | Work in Process Material Issue | 7370434
4500595075-[10] | 908321106 : SWGR,SMRT RMU OD,2LBS+1CB,13.8KV,400A | RMU | ROH | 211001962 | φ6 Flap pad Stainless steel | 6077 | 6077 | 0 | 6100K013 | 1-1-1-1 | consumption | 2025-09-18 | Outer Enclosure |  | QS01-Al Qassim Central Warehouse | 2025-08-31 | 2025-08-17 | 0 | [5 empty] | Work in Process Material Issue | 7419942
4500595075-[10] | 908321106 : SWGR,SMRT RMU OD,2LBS+1CB,13.8KV,400A | RMU | ROH | 205041921 | Flat Washer φ8 | 4310 | 4310 | 0 | 6100K013 | R54-Q-1-K013_SEP | inventory | 2025-10-28 | SEP |  | QS01-Al Qassim Central Warehouse | 2025-08-31 | 2025-08-17 | 0
4500595075-[10] | 908321106 : SWGR,SMRT RMU OD,2LBS+1CB,13.8KV,400A | RMU | ROH | 205041921 | Flat Washer φ8 | 10419 | 8127 | 2292 | 6100K013 | BOX42-1-1-K013_SEP | inventory | 2025-10-28 | DFE-Gas Tank |  | QS01-Al Qassim Central Warehouse | 2025-08-31 | 2025-08-17 | 0
4500595075-[10] | 908321106 : SWGR,SMRT RMU OD,2LBS+1CB,13.8KV,400A | RMU | ROH | 205041921 | Flat Washer φ8 | 2292 | 2292 | 0 | 6100K013 | BOX92-1-1-K013_SEP | inventory | 2025-10-28 | DFE-Gas Tank |  | QS01-Al Qassim Central Warehouse | 2025-08-31 | 2025-08-17 | 0
4500595075-[10] | 908321106 : SWGR,SMRT RMU OD,2LBS+1CB,13.8KV,400A | RMU | ROH | DF240907005 | Flat Washers φ3 | 2400 | 2400 | 0 | 6100K007 | 1-1-1-1 | inventory | 2025-10-28 | Outer Enclosure |  | QS01-Al Qassim Central Warehouse | 2025-08-31 | 2025-08-17 | 0
4500595075-[10] | 908321106 : SWGR,SMRT RMU OD,2LBS+1CB,13.8KV,400A | RMU | ROH | DF240907005 | Flat Washer φ3 | 3448 | 3168 | 280 | free_stock | R58-A-1-K12B_SEP | inventory | 2025-10-28 | DFE-LV |  | QS01-Al Qassim Central Warehouse | 2025-08-31 | 2025-08-17 | 0
4500595075-[10] | 908321106 : SWGR,SMRT RMU OD,2LBS+1CB,13.8KV,400A | RMU | ROH | DF240907005 | Flat Washer φ3 | 280 | 280 | 0 | 6100K013 | 1-1-1-1 | inventory | 2025-10-28 | DFE-LV |  | QS01-Al Qassim Central Warehouse | 2025-08-31 | 2025-08-17 | 0
4500595075-[10] | 908321106 : SWGR,SMRT RMU OD,2LBS+1CB,13.8KV,400A | RMU | ROH | 205004178 | ø10 Flat pad Stainless steel | 600 | 600 | 0 | 6100K013 | R55-I-1-K013_SEP | inventory | 2025-10-28 | Outer Enclosure |  | QS01-Al Qassim Central Warehouse | 2025-08-31 | 2025-08-17 | 0
4500595075-[10] | 908321106 : SWGR,SMRT RMU OD,2LBS+1CB,13.8KV,400A | RMU | ROH | DF240603022 | Flat Washer φ10 | 18964 | 6600 | 12364 | 6100K013 | 1-1-1-1 | inventory | 2025-10-28 | SEP |  | QS01-Al Qassim Central Warehouse | 2025-08-31 | 2025-08-17 | 0
4500595075-[10] | 908321106 : SWGR,SMRT RMU OD,2LBS+1CB,13.8KV,400A | RMU | ROH | DF240603022 | Flat Washer φ10 | 12364 | 6114 | 6250 | 6100K013 | R54-Q-1-K013_SEP | inventory | 2025-10-28 | SEP |  | QS01-Al Qassim Central Warehouse | 2025-08-31 | 2025-08-17 | 0
4500595075-[10] | 908321106 : SWGR,SMRT RMU OD,2LBS+1CB,13.8KV,400A | RMU | ROH | DF240603022 | Flat Washer φ10 | 6250 | 4840 | 1410 | 6100K013 | R41-A-1-K013_SEP | inventory | 2025-10-28 | SEP |  | QS01-Al Qassim Central Warehouse | 2025-08-31 | 2025-08-17 | 0
4500595075-[10] | 908321106 : SWGR,SMRT RMU OD,2LBS+1CB,13.8KV,400A | RMU | ROH | DF240603022 | Flat Washer φ10 | 1410 | 1410 | 0 | 6100K013 | 1-1-1-1 | consumption | 2025-10-16 | SEP |  | QS01-Al Qassim Central Warehouse | 2025-08-31 | 2025-08-17 | 0 | [5 empty] | Work in Process Pick | 8149574
4500595075-[10] | 908321106 : SWGR,SMRT RMU OD,2LBS+1CB,13.8KV,400A | RMU | ROH | DF240603012 | Flat Washer φ12 | 862 | 450 | 412 | 6100K013 | R55-H-1-K013_SEP | inventory | 2025-10-28 | SEP |  | QS01-Al Qassim Central Warehouse | 2025-08-31 | 2025-08-17 | 0
4500595075-[10] | 908321106 : SWGR,SMRT RMU OD,2LBS+1CB,13.8KV,400A | RMU | ROH | DF240603012 | Flat Washer φ12 | 412 | 210 | 202 | 6100K013 | R55-P-1-K013_SEP | inventory | 2025-10-28 | SEP |  | QS01-Al Qassim Central Warehouse | 2025-08-31 | 2025-08-17 | 0
4500595075-[10] | 908321106 : SWGR,SMRT RMU OD,2LBS+1CB,13.8KV,400A | RMU | ROH | DF240603012 | Flat Washer φ12 | 202 | 152 | 50 | 6100K013 | R40-J-1-K013_SEP | inventory | 2025-10-28 | SEP |  | QS01-Al Qassim Central Warehouse | 2025-08-31 | 2025-08-17 | 0
4500595075-[10] | 908321106 : SWGR,SMRT RMU OD,2LBS+1CB,13.8KV,400A | RMU | ROH | DF240603012 | Flat Washer φ12 | 50 | 50 | 0 | 6100K013 | R54-I-1-K013_SEP | inventory | 2025-10-28 | SEP |  | QS01-Al Qassim Central Warehouse | 2025-08-31 | 2025-08-17 | 0
4500595075-[10] | 908321106 : SWGR,SMRT RMU OD,2LBS+1CB,13.8KV,400A | RMU | ROH | DF240603005 | Cross groove countersunk head screw M3*6 | 15516 | 12652 | 2864 | 6100K013 | R55-I-1-K013_SEP | inventory | 2025-10-28 | SEP |  | QS01-Al Qassim Central Warehouse | 2025-08-31 | 2025-08-17 | 0
4500595075-[10] | 908321106 : SWGR,SMRT RMU OD,2LBS+1CB,13.8KV,400A | RMU | ROH | DF240603005 | Cross groove countersunk head screw M3*6 | 2864 | 2864 | 0 | 6100K013 | 1-1-1-1 | inventory | 2025-10-28 | SEP |  | QS01-Al Qassim Central Warehouse | 2025-08-31 | 2025-08-17 | 0
4500595075-[10] | 908321106 : SWGR,SMRT RMU OD,2LBS+1CB,13.8KV,400A | RMU | ROH | 8DF.0818.0009 | Front Reinforcing Rib | 604 | 604 | 0 | 6100K013 | BOX92-1-1-K013_SEP | inventory | 2025-10-28 | DFE-Gas Tank |  | QS01-Al Qassim Central Warehouse | 2025-08-31 | 2025-08-17 | 0
4500595075-[10] | 908321106 : SWGR,SMRT RMU OD,2LBS+1CB,13.8KV,400A | RMU | ROH | DF240612001 | Grounding wire (yellow green) BVR-2.5mm² | 10775 | 10775 | 0 | 6100K013 | 1-1-1-1 | inventory | 2025-10-28 | DFE-LV |  | QS01-Al Qassim Central Warehouse | 2025-08-31 | 2025-08-17 | 0
4500595075-[10] | 908321106 : SWGR,SMRT RMU OD,2LBS+1CB,13.8KV,400A | RMU | ROH | DF240612002 | Grounding wire (yellow green) BVR-6mm² | 1422.3 | 236.3 | 1186 | 6100K013 | 1-1-1-1 | consumption | 2025-09-21 | DFE-LV |  | QS01-Al Qassim Central Warehouse | 2025-08-31 | 2025-08-17 | 0 | [5 empty] | Work in Process Material Issue | 7480542
4500595075-[10] | 908321106 : SWGR,SMRT RMU OD,2LBS+1CB,13.8KV,400A | RMU | ROH | DF240612002 | Grounding wire (yellow green) BVR-6mm² | 1186 | 30 | 1156 | 6100KDP02 | PO-SEP-6055-[57] | GR_in_process | 2025-11-10 | DFE-LV |  | QS01-Al Qassim Central Warehouse | 2025-08-31 | 2025-08-17 | 0 | Dongfang Electronics International Engineering Co. Ltd | 6100KDP02 // 2L2T SRMU LV Compartment Purchase Parts from DFE for 30 Units | 30 | 20-08-2025 | 20-08-2025 |  |  | PO-6055/DF250812-30-SEP Yantai
4500595075-[10] | 908321106 : SWGR,SMRT RMU OD,2LBS+1CB,13.8KV,400A | RMU | HALB | 8DF.0818.0008A | Gas Tank Ground Bar A | 302 | 302 | 0 | 6100K013 | BOX92-1-1-K013_SEP | inventory | 2025-10-28 | DFE-Gas Tank |  | QS01-Al Qassim Central Warehouse | 2025-08-31 | 2025-08-17 | 0
4500595075-[10] | 908321106 : SWGR,SMRT RMU OD,2LBS+1CB,13.8KV,400A | RMU | HALB | 8DF.0818.0008B | Gas Tank Ground Bar B | 302 | 302 | 0 | 6100K013 | BOX92-1-1-K013_SEP | inventory | 2025-10-28 | DFE-Gas Tank |  | QS01-Al Qassim Central Warehouse | 2025-08-31 | 2025-08-17 | 0
4500595075-[10] | 908321106 : SWGR,SMRT RMU OD,2LBS+1CB,13.8KV,400A | RMU | ROH | DF240603037 | Gland M30*1.5 | 2155 | 1515 | 640 | 6100K013 | 1-1-1-1 | inventory | 2025-10-28 | SEP |  | QS01-Al Qassim Central Warehouse | 2025-08-31 | 2025-08-17 | 0
4500595075-[10] | 908321106 : SWGR,SMRT RMU OD,2LBS+1CB,13.8KV,400A | RMU | ROH | DF240603037 | Gland M30*1.5 | 640 | 640 | 0 | 6100K013 | R58-O-1-K013_SEP | inventory | 2025-10-28 | SEP |  | QS01-Al Qassim Central Warehouse | 2025-08-31 | 2025-08-17 | 0
4500595075-[10] | 908321106 : SWGR,SMRT RMU OD,2LBS+1CB,13.8KV,400A | RMU | ROH | DF240603038 | Gland M40*1.5 | 1724 | 680 | 1044 | 6100K013 | BOX8-1-1-K013_SEP | inventory | 2025-10-28 | SEP |  | QS01-Al Qassim Central Warehouse | 2025-08-31 | 2025-08-17 | 0
4500595075-[10] | 908321106 : SWGR,SMRT RMU OD,2LBS+1CB,13.8KV,400A | RMU | ROH | DF240603038 | Gland M40*1.5 | 1044 | 250 | 794 | 6100K013 | R59-P-1-K013_SEP | inventory | 2025-10-28 | SEP |  | QS01-Al Qassim Central Warehouse | 2025-08-31 | 2025-08-17 | 0
4500595075-[10] | 908321106 : SWGR,SMRT RMU OD,2LBS+1CB,13.8KV,400A | RMU | ROH | DF240603038 | Gland M40*1.5 | 794 | 180 | 614 | 6100KDP02 | BOX1-1-1-K013_SEP | inventory | 2025-10-28 | SEP |  | QS01-Al Qassim Central Warehouse | 2025-08-31 | 2025-08-17 | 0
4500595075-[10] | 908321106 : SWGR,SMRT RMU OD,2LBS+1CB,13.8KV,400A | RMU | ROH | DF240603038 | Gland M40*1.5 | 614 | 124 | 490 | 6100K013 | 1-1-1-1 | inventory | 2025-10-28 | SEP |  | QS01-Al Qassim Central Warehouse | 2025-08-31 | 2025-08-17 | 0
4500595075-[10] | 908321106 : SWGR,SMRT RMU OD,2LBS+1CB,13.8KV,400A | RMU | ROH | DF240603038 | Gland M40*1.5 | 490 | 490 | 0 | 6100K013 | 1-1-1-1 | consumption | 2025-10-16 | SEP |  | QS01-Al Qassim Central Warehouse | 2025-08-31 | 2025-08-17 | 0 | [5 empty] | Work in Process Pick | 8149610
4500595075-[10] | 908321106 : SWGR,SMRT RMU OD,2LBS+1CB,13.8KV,400A | RMU | ROH | 8DF.0816.1200 | Grounding identification 1 φ12 | 431 | 173 | 258 | 6100K013 | R54-R-1-K013_SEP | inventory | 2025-10-28 | DFE-Consumables |  | QS01-Al Qassim Central Warehouse | 2025-08-31 | 2025-08-17 | 0
4500595075-[10] | 908321106 : SWGR,SMRT RMU OD,2LBS+1CB,13.8KV,400A | RMU | ROH | 8DF.0816.1200 | Grounding identification 1 φ12 | 258 | 145 | 113 | 6100K013 | NEW.FLR-1-1-K013_SEP | inventory | 2025-10-28 | DFE-Consumables |  | QS01-Al Qassim Central Warehouse | 2025-08-31 | 2025-08-17 | 0
4500595075-[10] | 908321106 : SWGR,SMRT RMU OD,2LBS+1CB,13.8KV,400A | RMU | ROH | 8DF.0816.1200 | Grounding identification 1 φ12 | 113 | 88 | 25 | 6100K013 | R60-B-1-K013_SEP | inventory | 2025-10-28 | DFE-Consumables |  | QS01-Al Qassim Central Warehouse | 2025-08-31 | 2025-08-17 | 0
4500595075-[10] | 908321106 : SWGR,SMRT RMU OD,2LBS+1CB,13.8KV,400A | RMU | ROH | 8DF.0816.1200 | Grounding identification 1 φ12 | 25 | 25 | 0 | 6100KDP02 | BOX1-1-1-K013_SEP | inventory | 2025-10-28 | DFE-Consumables |  | QS01-Al Qassim Central Warehouse | 2025-08-31 | 2025-08-17 | 0
4500595075-[10] | 908321106 : SWGR,SMRT RMU OD,2LBS+1CB,13.8KV,400A | RMU | HALB | 8DF.0815.0132 | Grounding Bar 1 | 302 | 302 | 0 | 6100K013 | BOX92-1-1-K013_SEP | inventory | 2025-10-28 | DFE-Gas Tank |  | QS01-Al Qassim Central Warehouse | 2025-08-31 | 2025-08-17 | 0
4500595075-[10] | 908321106 : SWGR,SMRT RMU OD,2LBS+1CB,13.8KV,400A | RMU | ROH | DF240610001 | Grounding box twist lock (38*27) | 862 | 412 | 450 | 6100K013 | WH2-1-1-K013_SEP | inventory | 2025-10-28 | DFE-Consumables |  | QS01-Al Qassim Central Warehouse | 2025-08-31 | 2025-08-17 | 0
4500595075-[10] | 908321106 : SWGR,SMRT RMU OD,2LBS+1CB,13.8KV,400A | RMU | ROH | DF240610001 | Grounding box twist lock (38*27) | 450 | 405 | 45 | 6100K013 | NEW.FLR-1-1-K013_SEP | inventory | 2025-10-28 | DFE-Consumables |  | QS01-Al Qassim Central Warehouse | 2025-08-31 | 2025-08-17 | 0
4500595075-[10] | 908321106 : SWGR,SMRT RMU OD,2LBS+1CB,13.8KV,400A | RMU | ROH | DF240610001 | Grounding box twist lock (38*27) | 45 | 45 | 0 | 6100K013 | 1-1-1-1 | inventory | 2025-10-28 | DFE-Consumables |  | QS01-Al Qassim Central Warehouse | 2025-08-31 | 2025-08-17 | 0
4500595075-[10] | 908321106 : SWGR,SMRT RMU OD,2LBS+1CB,13.8KV,400A | RMU | ROH | 8DF.0816.1201 | Grounding identification 2 φ10 | 453 | 453 | 0 | 6100K013 | R54-R-1-K013_SEP | inventory | 2025-10-28 | DFE-Gas Tank |  | QS01-Al Qassim Central Warehouse | 2025-08-31 | 2025-08-17 | 0
4500595075-[10] | 908321106 : SWGR,SMRT RMU OD,2LBS+1CB,13.8KV,400A | RMU | ROH | 8DF.0816.1201 | Grounding identification 2 φ10 | 1293 | 1293 | 0 | 6100K013 | R60-B-1-K013_SEP | inventory | 2025-10-28 | DFE-Consumables |  | QS01-Al Qassim Central Warehouse | 2025-08-31 | 2025-08-17 | 0
4500595075-[10] | 908321106 : SWGR,SMRT RMU OD,2LBS+1CB,13.8KV,400A | RMU | ROH | 8DF.0816.1202 | Grounding identification 3 φ6 | 862 | 862 | 0 | 6100K013 | BOX12-1-1-K013_SEP | inventory | 2025-10-28 | DFE-Consumables |  | QS01-Al Qassim Central Warehouse | 2025-08-31 | 2025-08-17 | 0
4500595075-[10] | 908321106 : SWGR,SMRT RMU OD,2LBS+1CB,13.8KV,400A | RMU | ROH | 8DF.0816.1202 | Grounding identification 3 φ6 | 2586 | 2586 | 0 | 6100K013 | R60-B-1-K013_SEP | inventory | 2025-10-28 | DFE-LV |  | QS01-Al Qassim Central Warehouse | 2025-08-31 | 2025-08-17 | 0
4500595075-[10] | 908321106 : SWGR,SMRT RMU OD,2LBS+1CB,13.8KV,400A | RMU | ROH | DF241124001 | Grub Screw M6*16 | 5172 | 5172 | 0 | 6100K013 | R54-R-1-K013_SEP | inventory | 2025-10-28 | SEP |  | QS01-Al Qassim Central Warehouse | 2025-08-31 | 2025-08-17 | 0
4500595075-[10] | 908321106 : SWGR,SMRT RMU OD,2LBS+1CB,13.8KV,400A | RMU | ROH | DF240603015 | Hexagonal thin nut M3*1.65 | 15516 | 5520 | 9996 | 6100K013 | R55-I-1-K013_SEP | inventory | 2025-10-28 | SEP |  | QS01-Al Qassim Central Warehouse | 2025-08-31 | 2025-08-17 | 0
4500595075-[10] | 908321106 : SWGR,SMRT RMU OD,2LBS+1CB,13.8KV,400A | RMU | ROH | DF240603015 | Hexagonal thin nut M3*1.65 | 9996 | 3960 | 6036 | 6100K013 | R40-J-1-K013_SEP | inventory | 2025-10-28 | SEP |  | QS01-Al Qassim Central Warehouse | 2025-08-31 | 2025-08-17 | 0
4500595075-[10] | 908321106 : SWGR,SMRT RMU OD,2LBS+1CB,13.8KV,400A | RMU | ROH | DF240603015 | Hexagonal thin nut M3*1.65 | 6036 | 2656 | 3380 | 6100K013 | 1-1-1-1 | inventory | 2025-10-28 | SEP |  | QS01-Al Qassim Central Warehouse | 2025-08-31 | 2025-08-17 | 0
4500595075-[10] | 908321106 : SWGR,SMRT RMU OD,2LBS+1CB,13.8KV,400A | RMU | ROH | DF240603015 | Hexagonal thin nut M3*1.65 | 3380 | 3380 | 0 | 6100K013 | 1-1-1-1 | consumption | 2025-10-16 | SEP |  | QS01-Al Qassim Central Warehouse | 2025-08-31 | 2025-08-17 | 0 | [5 empty] | Work in Process Pick | 8149556
4500595075-[10] | 908321106 : SWGR,SMRT RMU OD,2LBS+1CB,13.8KV,400A | RMU | ROH | DF240424009 | Hexagonal half round head combination screw M6 * 25 | 8154 | 8154 | 0 | 6100K013 | BOX92-1-1-K013_SEP | inventory | 2025-10-28 | DFE-Gas Tank |  | QS01-Al Qassim Central Warehouse | 2025-08-31 | 2025-08-17 | 0
4500595075-[10] | 908321106 : SWGR,SMRT RMU OD,2LBS+1CB,13.8KV,400A | RMU | ROH | DF241123002 | Half round head hexagon socket bolt M6*40 | 2586 | 26 | 2560 | 6100K013 | 1-1-1-1 | inventory | 2025-10-28 | SEP |  | QS01-Al Qassim Central Warehouse | 2025-08-31 | 2025-08-17 | 0
4500595075-[10] | 908321106 : SWGR,SMRT RMU OD,2LBS+1CB,13.8KV,400A | RMU | ROH | DF241123002 | Half round head hexagon socket bolt M6*40 | 2560 | 1560 | 1000 | 6100K013 | 1-1-1-1 | consumption | 2025-10-16 | SEP |  | QS01-Al Qassim Central Warehouse | 2025-08-31 | 2025-08-17 | 0 | [5 empty] | Work in Process Pick | 8151119
4500595075-[10] | 908321106 : SWGR,SMRT RMU OD,2LBS+1CB,13.8KV,400A | RMU | ROH | DF241123002 | Half round head hexagon socket bolt M6*40 | 1000 | 1000 | 0 | 6100K013 | 1-1-1-1 | consumption | 2025-09-18 | SEP |  | QS01-Al Qassim Central Warehouse | 2025-08-31 | 2025-08-17 | 0 | [5 empty] | Work in Process Material Issue | 7419939
4500595075-[10] | 908321106 : SWGR,SMRT RMU OD,2LBS+1CB,13.8KV,400A | RMU | ROH | DF240424016 | Hexagon Socket Head Cap Screw M10*30 | 906 | 906 | 0 | 6100K013 | BOX92-1-1-K013_SEP | inventory | 2025-10-28 | DFE-Gas Tank |  | QS01-Al Qassim Central Warehouse | 2025-08-31 | 2025-08-17 | 0
4500595075-[10] | 908321106 : SWGR,SMRT RMU OD,2LBS+1CB,13.8KV,400A | RMU | ROH | DF241125002 | Hex Bolt M6*16 | 1724 | 1724 | 0 | 6100K013 | 1-1-1-1 | consumption | 2025-10-16 | DFE-LV |  | QS01-Al Qassim Central Warehouse | 2025-08-31 | 2025-08-17 | 0 | [5 empty] | Work in Process Pick | 8151134
4500595075-[10] | 908321106 : SWGR,SMRT RMU OD,2LBS+1CB,13.8KV,400A | RMU | ROH | DF241125002 | Hex Bolt M6*16 | 8620 | 180 | 8440 | 6100K013 | 1-1-1-1 | consumption | 2025-10-16 | SEP |  | QS01-Al Qassim Central Warehouse | 2025-08-31 | 2025-08-17 | 0 | [5 empty] | Work in Process Pick | 8151134
4500595075-[10] | 908321106 : SWGR,SMRT RMU OD,2LBS+1CB,13.8KV,400A | RMU | ROH | DF241125002 | Hex Bolt M6*16 | 8440 | 5760 | 2680 | 6100K013 | 1-1-1-1 | consumption | 2025-09-18 | SEP |  | QS01-Al Qassim Central Warehouse | 2025-08-31 | 2025-08-17 | 0 | [5 empty] | Work in Process Material Issue | 7406384
4500595075-[10] | 908321106 : SWGR,SMRT RMU OD,2LBS+1CB,13.8KV,400A | RMU | ROH | DF241125002 | Hex Bolt M6*16 | 2680 | 2680 | 0 | 6100K013 | 1-1-1-1 | consumption | 2025-09-24 | SEP |  | QS01-Al Qassim Central Warehouse | 2025-08-31 | 2025-08-17 | 0 | [5 empty] | Work in Process Material Issue | 7564926
4500595075-[10] | 908321106 : SWGR,SMRT RMU OD,2LBS+1CB,13.8KV,400A | RMU | ROH | DF240603018 | Hex Bolt M10*110 | 2586 | 2586 | 0 | 6100K013 | 1-1-1-1 | consumption | 2025-09-18 | SEP |  | QS01-Al Qassim Central Warehouse | 2025-08-31 | 2025-08-17 | 0 | [5 empty] | Work in Process Material Issue | 7406374
4500595075-[10] | 908321106 : SWGR,SMRT RMU OD,2LBS+1CB,13.8KV,400A | RMU | ROH | DF240603020 | Hex Bolt M10*35 | 9482 | 2420 | 7062 | 6100K013 | R41-A-1-K013_SEP | inventory | 2025-10-28 | SEP |  | QS01-Al Qassim Central Warehouse | 2025-08-31 | 2025-08-17 | 0
4500595075-[10] | 908321106 : SWGR,SMRT RMU OD,2LBS+1CB,13.8KV,400A | RMU | ROH | DF240603020 | Hex Bolt M10*35 | 7062 | 1298 | 5764 | 6100K013 | 1-1-1-1 | inventory | 2025-10-28 | SEP |  | QS01-Al Qassim Central Warehouse | 2025-08-31 | 2025-08-17 | 0
4500595075-[10] | 908321106 : SWGR,SMRT RMU OD,2LBS+1CB,13.8KV,400A | RMU | ROH | DF240603020 | Hex Bolt M10*35 | 5764 | 1064 | 4700 | 6100K013 | R55-H-1-K013_SEP | inventory | 2025-10-28 | SEP |  | QS01-Al Qassim Central Warehouse | 2025-08-31 | 2025-08-17 | 0
4500595075-[10] | 908321106 : SWGR,SMRT RMU OD,2LBS+1CB,13.8KV,400A | RMU | ROH | DF240603020 | Hex Bolt M10*35 | 4700 | 4700 | 0 | 6100K013 | 1-1-1-1 | consumption | 2025-10-16 | SEP |  | QS01-Al Qassim Central Warehouse | 2025-08-31 | 2025-08-17 | 0 | [5 empty] | Work in Process Pick | 8149568
4500595075-[10] | 908321106 : SWGR,SMRT RMU OD,2LBS+1CB,13.8KV,400A | RMU | ROH | DF240603017 | Hex Bolt M10*80 | 862 | 862 | 0 | 6100K013 | 1-1-1-1 | consumption | 2025-09-18 | SEP |  | QS01-Al Qassim Central Warehouse | 2025-08-31 | 2025-08-17 | 0 | [5 empty] | Work in Process Material Issue | 7406373
4500595075-[10] | 908321106 : SWGR,SMRT RMU OD,2LBS+1CB,13.8KV,400A | RMU | ROH | DF240603009 | Hex Bolt M12*30 | 431 | 237 | 194 | 6100K013 | R55-H-1-K013_SEP | inventory | 2025-10-28 | SEP |  | QS01-Al Qassim Central Warehouse | 2025-08-31 | 2025-08-17 | 0
4500595075-[10] | 908321106 : SWGR,SMRT RMU OD,2LBS+1CB,13.8KV,400A | RMU | ROH | DF240603009 | Hex Bolt M12*30 | 194 | 105 | 89 | 6100K013 | R55-P-1-K013_SEP | inventory | 2025-10-28 | SEP |  | QS01-Al Qassim Central Warehouse | 2025-08-31 | 2025-08-17 | 0
4500595075-[10] | 908321106 : SWGR,SMRT RMU OD,2LBS+1CB,13.8KV,400A | RMU | ROH | DF240603009 | Hex Bolt M12*30 | 89 | 89 | 0 | 6100K013 | R41-H-1-K013_SEP | inventory | 2025-10-28 | SEP |  | QS01-Al Qassim Central Warehouse | 2025-08-31 | 2025-08-17 | 0
4500595075-[10] | 908321106 : SWGR,SMRT RMU OD,2LBS+1CB,13.8KV,400A | RMU | ROH | DF240603016 | Hex Bolt M8*20 | 2586 | 1242 | 1344 | 6100K013 | R54-Q-1-K013_SEP | inventory | 2025-10-28 | SEP |  | QS01-Al Qassim Central Warehouse | 2025-08-31 | 2025-08-17 | 0
4500595075-[10] | 908321106 : SWGR,SMRT RMU OD,2LBS+1CB,13.8KV,400A | RMU | ROH | DF240603016 | Hex Bolt M8*20 | 1344 | 660 | 684 | 6100K013 | R41-H-1-K013_SEP | inventory | 2025-10-28 | SEP |  | QS01-Al Qassim Central Warehouse | 2025-08-31 | 2025-08-17 | 0
4500595075-[10] | 908321106 : SWGR,SMRT RMU OD,2LBS+1CB,13.8KV,400A | RMU | ROH | DF240603016 | Hex Bolt M8*20 | 684 | 494 | 190 | 6100K013 | 1-1-1-1 | inventory | 2025-10-28 | SEP |  | QS01-Al Qassim Central Warehouse | 2025-08-31 | 2025-08-17 | 0
4500595075-[10] | 908321106 : SWGR,SMRT RMU OD,2LBS+1CB,13.8KV,400A | RMU | ROH | DF240603016 | Hex Bolt M8*20 | 190 | 190 | 0 | 6100K013 | R54-Q-1-K013_SEP | consumption | 2025-10-13 | SEP |  | QS01-Al Qassim Central Warehouse | 2025-08-31 | 2025-08-17 | 0 | [5 empty] | Work in Process Pick | 8070013
4500595075-[10] | 908321106 : SWGR,SMRT RMU OD,2LBS+1CB,13.8KV,400A | RMU | ROH | DF241128002 | Hex Nut M4 | 862 | 862 | 0 | 6100K012B | 1-1-1-1 | inventory | 2025-10-28 | DFE-LV |  | QS01-Al Qassim Central Warehouse | 2025-08-31 | 2025-08-17 | 0
4500595075-[10] | 908321106 : SWGR,SMRT RMU OD,2LBS+1CB,13.8KV,400A | RMU | ROH | 205042585 | Hex Nut M8 | 9913 | 9913 | 0 | 6100K013 | BOX42-1-1-K013_SEP | inventory | 2025-10-28 | SEP |  | QS01-Al Qassim Central Warehouse | 2025-08-31 | 2025-08-17 | 0
4500595075-[10] | 908321106 : SWGR,SMRT RMU OD,2LBS+1CB,13.8KV,400A | RMU | ROH | 205042585 | Hex Nut M8 | 11023 | 9720 | 1303 | 6100K013 | R41-A-1-K013_SEP | inventory | 2025-10-28 | DFE-Gas Tank |  | QS01-Al Qassim Central Warehouse | 2025-08-31 | 2025-08-17 | 0
4500595075-[10] | 908321106 : SWGR,SMRT RMU OD,2LBS+1CB,13.8KV,400A | RMU | ROH | 205042585 | Hex Nut M8 | 1303 | 1303 | 0 | 6100K013 | 1-1-1-1 | inventory | 2025-10-28 | DFE-Gas Tank |  | QS01-Al Qassim Central Warehouse | 2025-08-31 | 2025-08-17 | 0
4500595075-[10] | 908321106 : SWGR,SMRT RMU OD,2LBS+1CB,13.8KV,400A | RMU | ROH | DF240603023 | Hex Nut M10 | 9482 | 5060 | 4422 | 6100K013 | R41-H-1-K013_SEP | inventory | 2025-10-28 | SEP |  | QS01-Al Qassim Central Warehouse | 2025-08-31 | 2025-08-17 | 0
4500595075-[10] | 908321106 : SWGR,SMRT RMU OD,2LBS+1CB,13.8KV,400A | RMU | ROH | DF240603023 | Hex Nut M10 | 4422 | 902 | 3520 | 6100K013 | R55-I-1-K013_SEP | inventory | 2025-10-28 | SEP |  | QS01-Al Qassim Central Warehouse | 2025-08-31 | 2025-08-17 | 0
4500595075-[10] | 908321106 : SWGR,SMRT RMU OD,2LBS+1CB,13.8KV,400A | RMU | ROH | DF240603023 | Hex Nut M10 | 3520 | 3520 | 0 | 6100K013 | 1-1-1-1 | consumption | 2025-10-16 | SEP |  | QS01-Al Qassim Central Warehouse | 2025-08-31 | 2025-08-17 | 0 | [5 empty] | Work in Process Pick | 8149577
4500595075-[10] | 908321106 : SWGR,SMRT RMU OD,2LBS+1CB,13.8KV,400A | RMU | ROH | DF240603014 | Hex Nut M12 | 431 | 218 | 213 | 6100K013 | R54-Q-1-K013_SEP | inventory | 2025-10-28 | SEP |  | QS01-Al Qassim Central Warehouse | 2025-08-31 | 2025-08-17 | 0
4500595075-[10] | 908321106 : SWGR,SMRT RMU OD,2LBS+1CB,13.8KV,400A | RMU | ROH | DF240603014 | Hex Nut M12 | 213 | 110 | 103 | 6100K013 | R40-J-1-K013_SEP | inventory | 2025-10-28 | SEP |  | QS01-Al Qassim Central Warehouse | 2025-08-31 | 2025-08-17 | 0
4500595075-[10] | 908321106 : SWGR,SMRT RMU OD,2LBS+1CB,13.8KV,400A | RMU | ROH | DF240603014 | Hex Nut M12 | 103 | 103 | 0 | 6100K013 | 1-1-1-1 | inventory | 2025-10-28 | SEP |  | QS01-Al Qassim Central Warehouse | 2025-08-31 | 2025-08-17 | 0
4500595075-[10] | 908321106 : SWGR,SMRT RMU OD,2LBS+1CB,13.8KV,400A | RMU | ROH | DF240424012 | Hexagon Socket Countersunk Head Screw M8*25 | 2416 | 2416 | 0 | 6100K013 | BOX92-1-1-K013_SEP | inventory | 2025-10-28 | DFE-Gas Tank |  | QS01-Al Qassim Central Warehouse | 2025-08-31 | 2025-08-17 | 0
4500595075-[10] | 908321106 : SWGR,SMRT RMU OD,2LBS+1CB,13.8KV,400A | RMU | ROH | DF240424018 | Hexagon Socket Head Cap Screw M10*35 | 1812 | 1812 | 0 | 6100K013 | BOX92-1-1-K013_SEP | inventory | 2025-10-28 | DFE-Gas Tank |  | QS01-Al Qassim Central Warehouse | 2025-08-31 | 2025-08-17 | 0
4500595075-[10] | 908321106 : SWGR,SMRT RMU OD,2LBS+1CB,13.8KV,400A | RMU | ROH | DF240424013 | Hexagon Socket Head Cap Screw M12*35 | 1359 | 1359 | 0 | 6100K013 | BOX92-1-1-K013_SEP | inventory | 2025-10-28 | DFE-Gas Tank |  | QS01-Al Qassim Central Warehouse | 2025-08-31 | 2025-08-17 | 0
4500595075-[10] | 908321106 : SWGR,SMRT RMU OD,2LBS+1CB,13.8KV,400A | RMU | ROH | DF240603010 | Half round head hexagon combination screw M6 * 12 | 5172 | 2004 | 3168 | 6100K013 | R55-H-1-K013_SEP | inventory | 2025-10-28 | SEP |  | QS01-Al Qassim Central Warehouse | 2025-08-31 | 2025-08-17 | 0
4500595075-[10] | 908321106 : SWGR,SMRT RMU OD,2LBS+1CB,13.8KV,400A | RMU | ROH | DF240603010 | Half round head hexagon combination screw M6 * 12 | 3168 | 1260 | 1908 | 6100K013 | R55-P-1-K013_SEP | inventory | 2025-10-28 | SEP |  | QS01-Al Qassim Central Warehouse | 2025-08-31 | 2025-08-17 | 0
4500595075-[10] | 908321106 : SWGR,SMRT RMU OD,2LBS+1CB,13.8KV,400A | RMU | ROH | DF240603010 | Half round head hexagon combination screw M6 * 12 | 1908 | 372 | 1536 | 6100K013 | 1-1-1-1 | inventory | 2025-10-28 | SEP |  | QS01-Al Qassim Central Warehouse | 2025-08-31 | 2025-08-17 | 0
4500595075-[10] | 908321106 : SWGR,SMRT RMU OD,2LBS+1CB,13.8KV,400A | RMU | ROH | DF240603010 | Half round head hexagon combination screw M6 * 12 | 1536 | 360 | 1176 | 6100K013 | R54-I-1-K013_SEP | inventory | 2025-10-28 | SEP |  | QS01-Al Qassim Central Warehouse | 2025-08-31 | 2025-08-17 | 0
4500595075-[10] | 908321106 : SWGR,SMRT RMU OD,2LBS+1CB,13.8KV,400A | RMU | ROH | DF240603010 | Half round head hexagon combination screw M6 * 12 | 1176 | 56 | 1120 | 6100K013 | R41-H-1-K013_SEP | inventory | 2025-10-28 | SEP |  | QS01-Al Qassim Central Warehouse | 2025-08-31 | 2025-08-17 | 0
4500595075-[10] | 908321106 : SWGR,SMRT RMU OD,2LBS+1CB,13.8KV,400A | RMU | ROH | DF240603010 | Half round head hexagon combination screw M6 * 12 | 1120 | 1120 | 0 | 6100K013 | 1-1-1-1 | consumption | 2025-10-16 | SEP |  | QS01-Al Qassim Central Warehouse | 2025-08-31 | 2025-08-17 | 0 | [5 empty] | Work in Process Pick | 8149541
4500595075-[10] | 908321106 : SWGR,SMRT RMU OD,2LBS+1CB,13.8KV,400A | RMU | ROH | DF240603019 | Hexagonal Flange Triangular Thread Self-Tapping Screw M6*16 | 7758 | 4716 | 3042 | 6100K013 | 1-1-1-1 | inventory | 2025-10-28 | SEP |  | QS01-Al Qassim Central Warehouse | 2025-08-31 | 2025-08-17 | 0
4500595075-[10] | 908321106 : SWGR,SMRT RMU OD,2LBS+1CB,13.8KV,400A | RMU | ROH | DF240603019 | Hexagonal Flange Triangular Thread Self-Tapping Screw M6*16 | 3042 | 2500 | 542 | 6100K013 | R41-A-1-K013_SEP | inventory | 2025-10-28 | SEP |  | QS01-Al Qassim Central Warehouse | 2025-08-31 | 2025-08-17 | 0
4500595075-[10] | 908321106 : SWGR,SMRT RMU OD,2LBS+1CB,13.8KV,400A | RMU | ROH | DF240603019 | Hexagonal Flange Triangular Thread Self-Tapping Screw M6*16 | 542 | 542 | 0 | 6100K013 | R55-I-1-K013_SEP | inventory | 2025-10-28 | SEP |  | QS01-Al Qassim Central Warehouse | 2025-08-31 | 2025-08-17 | 0
4500595075-[10] | 908321106 : SWGR,SMRT RMU OD,2LBS+1CB,13.8KV,400A | RMU | ROH | DF240603036 | Hinge (F45) | 1724 | 804 | 920 | 6100K013 | R64-A-1-K013_SEP | inventory | 2025-10-28 | DFE-Consumables |  | QS01-Al Qassim Central Warehouse | 2025-08-31 | 2025-08-17 | 0
4500595075-[10] | 908321106 : SWGR,SMRT RMU OD,2LBS+1CB,13.8KV,400A | RMU | ROH | DF240603036 | Hinge (F45) | 920 | 536 | 384 | 6100K013 | R54-R-1-K013_SEP | inventory | 2025-10-28 | DFE-Consumables |  | QS01-Al Qassim Central Warehouse | 2025-08-31 | 2025-08-17 | 0
4500595075-[10] | 908321106 : SWGR,SMRT RMU OD,2LBS+1CB,13.8KV,400A | RMU | ROH | DF240603036 | Hinge (F45) | 384 | 384 | 0 | 6100K013 | NEW.FLR-1-1-K013_SEP | inventory | 2025-10-28 | DFE-Consumables |  | QS01-Al Qassim Central Warehouse | 2025-08-31 | 2025-08-17 | 0
4500595075-[10] | 908321106 : SWGR,SMRT RMU OD,2LBS+1CB,13.8KV,400A | RMU | ROH | DF250310001 | Hinge CL209-1 Stainless Steel | 3000 | 2105 | 895 | 6100K013 | R54-H-1-K013_SEP | inventory | 2025-10-28 | Outer Enclosure |  | QS01-Al Qassim Central Warehouse | 2025-08-31 | 2025-08-17 | 0
4500595075-[10] | 908321106 : SWGR,SMRT RMU OD,2LBS+1CB,13.8KV,400A | RMU | ROH | DF250310001 | Hinge CL209-1 Stainless Steel | 895 | 895 | 0 | 6100K013 | 1-1-1-1 | inventory | 2025-10-28 | Outer Enclosure |  | QS01-Al Qassim Central Warehouse | 2025-08-31 | 2025-08-17 | 0
4500595075-[10] | 908321106 : SWGR,SMRT RMU OD,2LBS+1CB,13.8KV,400A | RMU | ROH | DF240110374 | Hydraulic Rod 1000N;L=450 | 1200 | 1200 | 0 | 6100K013 | INC-1-1-K013_SEP | inventory | 2025-10-28 | Outer Enclosure |  | QS01-Al Qassim Central Warehouse | 2025-08-31 | 2025-08-17 | 0
4500595075-[10] | 908321106 : SWGR,SMRT RMU OD,2LBS+1CB,13.8KV,400A | RMU | ROH | 8DF.0818.0018 | Install the Stiffener in One Piece | 151 | 151 | 0 | 6100K013 | BOX92-1-1-K013_SEP | inventory | 2025-10-28 | DFE-Gas Tank |  | QS01-Al Qassim Central Warehouse | 2025-08-31 | 2025-08-17 | 0
4500595075-[10] | 908321106 : SWGR,SMRT RMU OD,2LBS+1CB,13.8KV,400A | RMU | HALB | 8DF.0815.1105 | Interlocking Plate 3 | 862 | 480 | 382 | 6100K013 | 1-1-1-1 | consumption | 2025-09-18 | SEP |  | QS01-Al Qassim Central Warehouse | 2025-08-31 | 2025-08-17 | 0 | [5 empty] | Work in Process Material Issue | 7408987
4500595075-[10] | 908321106 : SWGR,SMRT RMU OD,2LBS+1CB,13.8KV,400A | RMU | HALB | 8DF.0815.1105 | Interlocking Plate 3 | 382 | 232 | 150 | 6100K013 | 1-1-1-1 | consumption | 2025-09-18 | SEP |  | QS01-Al Qassim Central Warehouse | 2025-08-31 | 2025-08-17 | 0 | [5 empty] | Work in Process Material Issue | 7419932
4500595075-[10] | 908321106 : SWGR,SMRT RMU OD,2LBS+1CB,13.8KV,400A | RMU | HALB | 8DF.0815.1105 | Interlocking Plate 3 | 150 | 150 | 0 | 6100K013 | 1-1-1-1 | consumption | 2025-09-21 | SEP |  | QS01-Al Qassim Central Warehouse | 2025-08-31 | 2025-08-17 | 0 | [5 empty] | Work in Process Material Issue | 7476734
4500595075-[10] | 908321106 : SWGR,SMRT RMU OD,2LBS+1CB,13.8KV,400A | RMU | ROH | 8DF.LS01.0066 | Isolation Indicator | 453 | 453 | 0 | 6100K013 | BOX92-1-1-K013_SEP | inventory | 2025-10-28 | DFE-Gas Tank |  | QS01-Al Qassim Central Warehouse | 2025-08-31 | 2025-08-17 | 0
4500595075-[10] | 908321106 : SWGR,SMRT RMU OD,2LBS+1CB,13.8KV,400A | RMU | ROH | 5DF.0815.0203 | Isolation Switch Mechanism | 151 | 151 | 0 | 6100K013 | BOX92-1-1-K013_SEP | inventory | 2025-10-28 | DFE-Gas Tank |  | QS01-Al Qassim Central Warehouse | 2025-08-31 | 2025-08-17 | 0
4500595075-[10] | 908321106 : SWGR,SMRT RMU OD,2LBS+1CB,13.8KV,400A | RMU | ROH | DF240424007 | Isolation Switch Mechanism Mechanical Interlocking | 151 | 151 | 0 | 6100K013 | BOX92-1-1-K013_SEP | inventory | 2025-10-28 | DFE-Gas Tank |  | QS01-Al Qassim Central Warehouse | 2025-08-31 | 2025-08-17 | 0
4500595075-[10] | 908321106 : SWGR,SMRT RMU OD,2LBS+1CB,13.8KV,400A | RMU | ROH | DF211001965 | Large flat washer φ8-24 | 604 | 604 | 0 | 6100K013 | R40-J-1-K013_SEP | inventory | 2025-10-28 | DFE-Gas Tank |  | QS01-Al Qassim Central Warehouse | 2025-08-31 | 2025-08-17 | 0
4500595075-[10] | 908321106 : SWGR,SMRT RMU OD,2LBS+1CB,13.8KV,400A | RMU | ROH | DF211001965 | Large flat washer φ8-24 | 12499 | 5406 | 7093 | 6100K013 | R40-J-1-K013_SEP | inventory | 2025-10-28 | SEP |  | QS01-Al Qassim Central Warehouse | 2025-08-31 | 2025-08-17 | 0
4500595075-[10] | 908321106 : SWGR,SMRT RMU OD,2LBS+1CB,13.8KV,400A | RMU | ROH | DF211001965 | Large flat washer φ8-24 | 7093 | 5244 | 1849 | 6100K013 | R55-P-1-K013_SEP | inventory | 2025-10-28 | SEP |  | QS01-Al Qassim Central Warehouse | 2025-08-31 | 2025-08-17 | 0
4500595075-[10] | 908321106 : SWGR,SMRT RMU OD,2LBS+1CB,13.8KV,400A | RMU | ROH | DF211001965 | Large flat washer φ8-24 | 1849 | 1849 | 0 | 6100K013 | 1-1-1-1 | inventory | 2025-10-28 | SEP |  | QS01-Al Qassim Central Warehouse | 2025-08-31 | 2025-08-17 | 0
4500595075-[10] | 908321106 : SWGR,SMRT RMU OD,2LBS+1CB,13.8KV,400A | RMU | ROH | DF240603013 | Large flat washer φ8-24 | 1200 | 1200 | 0 | 6100K013 | R54-Q-1-K013_SEP | inventory | 2025-10-28 | Outer Enclosure |  | QS01-Al Qassim Central Warehouse | 2025-08-31 | 2025-08-17 | 0
4500595075-[10] | 908321106 : SWGR,SMRT RMU OD,2LBS+1CB,13.8KV,400A | RMU | ROH | DF240603013 | Large flat washer φ8-24 | 4741 | 2458 | 2283 | 6100K013 | 1-1-1-1 | inventory | 2025-10-28 | SEP |  | QS01-Al Qassim Central Warehouse | 2025-08-31 | 2025-08-17 | 0
4500595075-[10] | 908321106 : SWGR,SMRT RMU OD,2LBS+1CB,13.8KV,400A | RMU | ROH | DF240603013 | Large flat washer φ8-24 | 2283 | 1960 | 323 | 6100K013 | R54-Q-1-K013_SEP | inventory | 2025-10-28 | SEP |  | QS01-Al Qassim Central Warehouse | 2025-08-31 | 2025-08-17 | 0
4500595075-[10] | 908321106 : SWGR,SMRT RMU OD,2LBS+1CB,13.8KV,400A | RMU | ROH | DF240603013 | Large flat washer φ8-24 | 323 | 323 | 0 | 6100K013 | R41-H-1-K013_SEP | inventory | 2025-10-28 | SEP |  | QS01-Al Qassim Central Warehouse | 2025-08-31 | 2025-08-17 | 0
4500595075-[10] | 908321106 : SWGR,SMRT RMU OD,2LBS+1CB,13.8KV,400A | RMU | ROH | DF240510050 | Lead crystal battery (6-CNFJ-24) | 862 | 862 | 0 | 6100K013 | 1-1-1-1 | inventory | 2025-10-28 | DFE-LV |  | QS01-Al Qassim Central Warehouse | 2025-08-31 | 2025-08-17 | 0
4500595075-[10] | 908321106 : SWGR,SMRT RMU OD,2LBS+1CB,13.8KV,400A | RMU | ROH | 8DF.0818.1052 | Left and right door hooks | 2586 | 1518 | 1068 | 6100K013 | 1-1-1-1 | inventory | 2025-10-28 | SEP |  | QS01-Al Qassim Central Warehouse | 2025-08-31 | 2025-08-17 | 0
4500595075-[10] | 908321106 : SWGR,SMRT RMU OD,2LBS+1CB,13.8KV,400A | RMU | ROH | 8DF.0818.1052 | Left and right door hooks | 1068 | 1060 | 8 | 6100K013 | R64-H-1-K013_SEP | inventory | 2025-10-28 | SEP |  | QS01-Al Qassim Central Warehouse | 2025-08-31 | 2025-08-17 | 0
4500595075-[10] | 908321106 : SWGR,SMRT RMU OD,2LBS+1CB,13.8KV,400A | RMU | ROH | 8DF.0818.1052 | Left and right door hooks | 8 | 8 | 0 | 6100K013 | NEW.FLR-1-1-K013_SEP | inventory | 2025-10-28 | SEP |  | QS01-Al Qassim Central Warehouse | 2025-08-31 | 2025-08-17 | 0
4500595075-[10] | 908321106 : SWGR,SMRT RMU OD,2LBS+1CB,13.8KV,400A | RMU | ROH | 8DF.0816.2651 | Lifting Lug | 302 | 302 | 0 | 6100K013 | BOX92-1-1-K013_SEP | inventory | 2025-10-28 | DFE-Gas Tank |  | QS01-Al Qassim Central Warehouse | 2025-08-31 | 2025-08-17 | 0
4500595075-[10] | 908321106 : SWGR,SMRT RMU OD,2LBS+1CB,13.8KV,400A | RMU | ROH | 8DF.0816.2652 | Lifting Lug Holder | 302 | 302 | 0 | 6100K013 | BOX92-1-1-K013_SEP | inventory | 2025-10-28 | DFE-Gas Tank |  | QS01-Al Qassim Central Warehouse | 2025-08-31 | 2025-08-17 | 0
4500595075-[10] | 908321106 : SWGR,SMRT RMU OD,2LBS+1CB,13.8KV,400A | RMU | ROH | 8DF.0818.1139 | Lifting Lugs (05mm Stainless Steel-304) | 1200 | 710 | 490 | 6100K013 | 1-1-1-1 | inventory | 2025-10-28 | Outer Enclosure |  | QS01-Al Qassim Central Warehouse | 2025-08-31 | 2025-08-17 | 0
4500595075-[10] | 908321106 : SWGR,SMRT RMU OD,2LBS+1CB,13.8KV,400A | RMU | ROH | 8DF.0818.1139 | Lifting Lugs (05mm Stainless Steel-304) | 490 | 490 | 0 | 6100K013 | NEW.FLR-1-1-K013_SEP | inventory | 2025-10-28 | Outer Enclosure |  | QS01-Al Qassim Central Warehouse | 2025-08-31 | 2025-08-17 | 0
4500595075-[10] | 908321106 : SWGR,SMRT RMU OD,2LBS+1CB,13.8KV,400A | RMU | ROH | DF240510045 | Limit switch (YBLX-ME/8112) | 862 | 862 | 0 | 6100K013 | 1-1-1-1 | inventory | 2025-10-28 | DFE-LV |  | QS01-Al Qassim Central Warehouse | 2025-08-31 | 2025-08-17 | 0
4500595075-[10] | 908321106 : SWGR,SMRT RMU OD,2LBS+1CB,13.8KV,400A | RMU | HALB | 8DF.0818.1294 | Limiter holder | 862 | 862 | 0 | 6100K013 | INC-1-1-K013_SEP | inventory | 2025-10-28 | SEP |  | QS01-Al Qassim Central Warehouse | 2025-08-31 | 2025-08-17 | 0
4500595075-[10] | 908321106 : SWGR,SMRT RMU OD,2LBS+1CB,13.8KV,400A | RMU | ROH | DF240424005 | Load Switch Mechanism Mechanical Interlocking | 302 | 302 | 0 | 6100K013 | BOX92-1-1-K013_SEP | inventory | 2025-10-28 | DFE-Gas Tank |  | QS01-Al Qassim Central Warehouse | 2025-08-31 | 2025-08-17 | 0
4500595075-[10] | 908321106 : SWGR,SMRT RMU OD,2LBS+1CB,13.8KV,400A | RMU | ROH | DF240424006 | Load Switch Mechanism Mounting Assembly | 453 | 453 | 0 | 6100K013 | BOX92-1-1-K013_SEP | inventory | 2025-10-28 | DFE-Gas Tank |  | QS01-Al Qassim Central Warehouse | 2025-08-31 | 2025-08-17 | 0
4500595075-[10] | 908321106 : SWGR,SMRT RMU OD,2LBS+1CB,13.8KV,400A | RMU | ROH | 5DF.0815.0202 | Load Switching Mechanism | 302 | 302 | 0 | 6100K013 | BOX92-1-1-K013_SEP | inventory | 2025-10-28 | DFE-Gas Tank |  | QS01-Al Qassim Central Warehouse | 2025-08-31 | 2025-08-17 | 0
4500595075-[10] | 908321106 : SWGR,SMRT RMU OD,2LBS+1CB,13.8KV,400A | RMU | HALB | 8DF.0818.1046 | Lock Tongue | 862 | 480 | 382 | 6100K013 | 1-1-1-1 | consumption | 2025-09-18 | SEP |  | QS01-Al Qassim Central Warehouse | 2025-08-31 | 2025-08-17 | 0 | [5 empty] | Work in Process Material Issue | 7419933
4500595075-[10] | 908321106 : SWGR,SMRT RMU OD,2LBS+1CB,13.8KV,400A | RMU | HALB | 8DF.0818.1046 | Lock Tongue | 382 | 292 | 90 | 6100K013 | 1-1-1-1 | consumption | 2025-09-18 | SEP |  | QS01-Al Qassim Central Warehouse | 2025-08-31 | 2025-08-17 | 0 | [5 empty] | Work in Process Material Issue | 7408988
4500595075-[10] | 908321106 : SWGR,SMRT RMU OD,2LBS+1CB,13.8KV,400A | RMU | HALB | 8DF.0818.1046 | Lock Tongue | 90 | 90 | 0 | 6100K013 | 1-1-1-1 | consumption | 2025-09-21 | SEP |  | QS01-Al Qassim Central Warehouse | 2025-08-31 | 2025-08-17 | 0 | [5 empty] | Work in Process Material Issue | 7476735
4500595075-[10] | 908321106 : SWGR,SMRT RMU OD,2LBS+1CB,13.8KV,400A | RMU | ROH | DF241118005 | Low pressure lockout indicator light;Red | 431 | 431 | 0 | 6100K013 | 1-1-1-1 | inventory | 2025-10-28 | DFE-LV |  | QS01-Al Qassim Central Warehouse | 2025-08-31 | 2025-08-17 | 0
4500595075-[10] | 908321106 : SWGR,SMRT RMU OD,2LBS+1CB,13.8KV,400A | RMU | ROH | DF241118004 | Low pressure warning indicator light;Yellow | 431 | 431 | 0 | 6100K013 | 1-1-1-1 | consumption | 2025-09-15 | DFE-LV |  | QS01-Al Qassim Central Warehouse | 2025-08-31 | 2025-08-17 | 0 | [5 empty] | Work in Process Material Issue | 7323483
4500595075-[10] | 908321106 : SWGR,SMRT RMU OD,2LBS+1CB,13.8KV,400A | RMU | ROH | 8DF.0818.1054 | Lower door hook | 1293 | 454 | 839 | 6100K013 | R64-A-1-K013_SEP | inventory | 2025-10-28 | SEP |  | QS01-Al Qassim Central Warehouse | 2025-08-31 | 2025-08-17 | 0
4500595075-[10] | 908321106 : SWGR,SMRT RMU OD,2LBS+1CB,13.8KV,400A | RMU | ROH | 8DF.0818.1054 | Lower door hook | 839 | 423 | 416 | 6100K013 | BOX6-1-1-K013_SEP | inventory | 2025-10-28 | SEP |  | QS01-Al Qassim Central Warehouse | 2025-08-31 | 2025-08-17 | 0
4500595075-[10] | 908321106 : SWGR,SMRT RMU OD,2LBS+1CB,13.8KV,400A | RMU | ROH | 8DF.0818.1054 | Lower door hook | 416 | 336 | 80 | 6100K013 | 1-1-1-1 | inventory | 2025-10-28 | SEP |  | QS01-Al Qassim Central Warehouse | 2025-08-31 | 2025-08-17 | 0
4500595075-[10] | 908321106 : SWGR,SMRT RMU OD,2LBS+1CB,13.8KV,400A | RMU | ROH | 8DF.0818.1054 | Lower door hook | 80 | 80 | 0 | 6100K013 | NEW.FLR-1-1-K013_SEP | inventory | 2025-10-28 | SEP |  | QS01-Al Qassim Central Warehouse | 2025-08-31 | 2025-08-17 | 0
4500595075-[10] | 908321106 : SWGR,SMRT RMU OD,2LBS+1CB,13.8KV,400A | RMU | ROH | DF205039106 | M10 Hex nuts Stainless steel | 4800 | 4800 | 0 | free_stock | R34-I-1-MBM_SEP | inventory | 2025-10-28 | Outer Enclosure |  | QS01-Al Qassim Central Warehouse | 2025-08-31 | 2025-08-17 | 0
4500595075-[10] | 908321106 : SWGR,SMRT RMU OD,2LBS+1CB,13.8KV,400A | RMU | ROH | 211003152 | M10*30 Hex bolts Stainless steel | 4800 | 3120 | 1680 | 6100K013 | R55-Q-1-K013_SEP | inventory | 2025-10-28 | Outer Enclosure |  | QS01-Al Qassim Central Warehouse | 2025-08-31 | 2025-08-17 | 0
4500595075-[10] | 908321106 : SWGR,SMRT RMU OD,2LBS+1CB,13.8KV,400A | RMU | ROH | 211003152 | M10*30 Hex bolts Stainless steel | 1680 | 1680 | 0 | free_stock | R52-A-1-MVBM_SEP | inventory | 2025-10-28 | Outer Enclosure |  | QS01-Al Qassim Central Warehouse | 2025-08-31 | 2025-08-17 | 0
4500595075-[10] | 908321106 : SWGR,SMRT RMU OD,2LBS+1CB,13.8KV,400A | RMU | ROH | DF240110367 | M12*110 Expansion bolt hot dip galvanized | 3600 | 2205 | 1395 | free_stock | R51-A-1-MVBM_SEP | inventory | 2025-10-28 | Outer Enclosure |  | QS01-Al Qassim Central Warehouse | 2025-08-31 | 2025-08-17 | 0
4500595075-[10] | 908321106 : SWGR,SMRT RMU OD,2LBS+1CB,13.8KV,400A | RMU | ROH | DF240110367 | M12*110 Expansion bolt hot dip galvanized | 1395 | 1395 | 0 | 6100K013 | 1-1-1-1 | inventory | 2025-10-28 | Outer Enclosure |  | QS01-Al Qassim Central Warehouse | 2025-08-31 | 2025-08-17 | 0
4500595075-[10] | 908321106 : SWGR,SMRT RMU OD,2LBS+1CB,13.8KV,400A | RMU | ROH | DF240110385 | M24 Gran head nylon | 1800 | 909 | 891 | 6100K013 | R54-G-1-K013_SEP | inventory | 2025-10-28 | Outer Enclosure |  | QS01-Al Qassim Central Warehouse | 2025-08-31 | 2025-08-17 | 0
4500595075-[10] | 908321106 : SWGR,SMRT RMU OD,2LBS+1CB,13.8KV,400A | RMU | ROH | DF240110385 | M24 Gran head nylon | 891 | 723 | 168 | 6100K013 | 1-1-1-1 | inventory | 2025-10-28 | Outer Enclosure |  | QS01-Al Qassim Central Warehouse | 2025-08-31 | 2025-08-17 | 0
4500595075-[10] | 908321106 : SWGR,SMRT RMU OD,2LBS+1CB,13.8KV,400A | RMU | ROH | DF240110385 | M24 Gran head nylon | 168 | 168 | 0 | free_stock | R61-B-1-MVBM_SEP | inventory | 2025-10-28 | Outer Enclosure |  | QS01-Al Qassim Central Warehouse | 2025-08-31 | 2025-08-17 | 0
4500595075-[10] | 908321106 : SWGR,SMRT RMU OD,2LBS+1CB,13.8KV,400A | RMU | ROH | 205040650 | M4 Hex Self-locking nuts Stainless steel | 12000 | 1190 | 10810 | free_stock | R52-A-1-MVBM_SEP | inventory | 2025-10-28 | Outer Enclosure |  | QS01-Al Qassim Central Warehouse | 2025-08-31 | 2025-08-17 | 0
4500595075-[10] | 908321106 : SWGR,SMRT RMU OD,2LBS+1CB,13.8KV,400A | RMU | ROH | 205040650 | M4 Hex Self-locking nuts Stainless steel | 10810 | 1144 | 9666 | 6100K013 | R55-Q-1-K013_SEP | inventory | 2025-10-28 | Outer Enclosure |  | QS01-Al Qassim Central Warehouse | 2025-08-31 | 2025-08-17 | 0
4500595075-[10] | 908321106 : SWGR,SMRT RMU OD,2LBS+1CB,13.8KV,400A | RMU | ROH | 205040650 | M4 Hex Self-locking nuts Stainless steel | 9666 | 696 | 8970 | 6100K013 | R40-I-1-K013_SEP | inventory | 2025-10-28 | Outer Enclosure |  | QS01-Al Qassim Central Warehouse | 2025-08-31 | 2025-08-17 | 0
4500595075-[10] | 908321106 : SWGR,SMRT RMU OD,2LBS+1CB,13.8KV,400A | RMU | ROH | 205040650 | M4 Hex Self-locking nuts Stainless steel | 8970 | 6640 | 2330 | 6100K013 | 1-1-1-1 | consumption | 2025-09-17 | Outer Enclosure |  | QS01-Al Qassim Central Warehouse | 2025-08-31 | 2025-08-17 | 0 | [5 empty] | Work in Process Material Issue | 7370422
4500595075-[10] | 908321106 : SWGR,SMRT RMU OD,2LBS+1CB,13.8KV,400A | RMU | ROH | 205040650 | M4 Hex Self-locking nuts Stainless steel | 2330 | 2330 | 0 | 6100K013 | 1-1-1-1 | consumption | 2025-09-21 | Outer Enclosure |  | QS01-Al Qassim Central Warehouse | 2025-08-31 | 2025-08-17 | 0 | [5 empty] | Work in Process Material Issue | 7485796
4500595075-[10] | 908321106 : SWGR,SMRT RMU OD,2LBS+1CB,13.8KV,400A | RMU | ROH | 205040951 | M4*16 Phillips countersunk head screw Stainless steel | 7200 | 4200 | 3000 | free_stock | R52-A-1-MVBM_SEP | inventory | 2025-10-28 | Outer Enclosure |  | QS01-Al Qassim Central Warehouse | 2025-08-31 | 2025-08-17 | 0
4500595075-[10] | 908321106 : SWGR,SMRT RMU OD,2LBS+1CB,13.8KV,400A | RMU | ROH | 205040951 | M4*16 Phillips countersunk head screw Stainless steel | 3000 | 3000 | 0 | 6100K013 | 1-1-1-1 | inventory | 2025-10-28 | Outer Enclosure |  | QS01-Al Qassim Central Warehouse | 2025-08-31 | 2025-08-17 | 0
4500595075-[10] | 908321106 : SWGR,SMRT RMU OD,2LBS+1CB,13.8KV,400A | RMU | ROH | 211002077 | M6 Hex nuts Stainless steel | 2400 | 838 | 1562 | 6100K013 | 1-1-1-1 | consumption | 2025-09-17 | Outer Enclosure |  | QS01-Al Qassim Central Warehouse | 2025-08-31 | 2025-08-17 | 0 | [5 empty] | Work in Process Material Issue | 7370426
4500595075-[10] | 908321106 : SWGR,SMRT RMU OD,2LBS+1CB,13.8KV,400A | RMU | ROH | 211002077 | M6 Hex nuts Stainless steel | 1562 | 1562 | 0 | 6100K013 | 1-1-1-1 | consumption | 2025-09-18 | Outer Enclosure |  | QS01-Al Qassim Central Warehouse | 2025-08-31 | 2025-08-17 | 0 | [5 empty] | Work in Process Material Issue | 7419940
4500595075-[10] | 908321106 : SWGR,SMRT RMU OD,2LBS+1CB,13.8KV,400A | RMU | ROH | 211002077 | Hex Nut M6 | 7758 | 7758 | 0 | 6100K013 | 1-1-1-1 | consumption | 2025-09-18 | DFE-LV |  | QS01-Al Qassim Central Warehouse | 2025-08-31 | 2025-08-17 | 0 | [5 empty] | Work in Process Material Issue | 7419940
4500595075-[10] | 908321106 : SWGR,SMRT RMU OD,2LBS+1CB,13.8KV,400A | RMU | ROH | 211002077 | Hex Nut M6 | 10344 | 6560 | 3784 | 6100K013 | 1-1-1-1 | consumption | 2025-09-18 | SEP |  | QS01-Al Qassim Central Warehouse | 2025-08-31 | 2025-08-17 | 0 | [5 empty] | Work in Process Material Issue | 7402222
4500595075-[10] | 908321106 : SWGR,SMRT RMU OD,2LBS+1CB,13.8KV,400A | RMU | ROH | 211002077 | Hex Nut M6 | 3784 | 3784 | 0 | 6100K013 | 1-1-1-1 | consumption | 2025-09-18 | SEP |  | QS01-Al Qassim Central Warehouse | 2025-08-31 | 2025-08-17 | 0 | [5 empty] | Work in Process Material Issue | 7399330
4500595075-[10] | 908321106 : SWGR,SMRT RMU OD,2LBS+1CB,13.8KV,400A | RMU | ROH | 211002081 | Hex Bolt M6*12 | 7758 | 7758 | 0 | free_stock | R51-I-1-MVBM_SEP | inventory | 2025-10-28 | SEP |  | QS01-Al Qassim Central Warehouse | 2025-08-31 | 2025-08-17 | 0
4500595075-[10] | 908321106 : SWGR,SMRT RMU OD,2LBS+1CB,13.8KV,400A | RMU | ROH | DF211002080 | M6*15 Blind rivet nut Stainless steel (GB/T17880.3) | 48600 | 32394 | 16206 | 6100K013 | 1-1-1-1 | inventory | 2025-10-28 | Outer Enclosure |  | QS01-Al Qassim Central Warehouse | 2025-08-31 | 2025-08-17 | 0
4500595075-[10] | 908321106 : SWGR,SMRT RMU OD,2LBS+1CB,13.8KV,400A | RMU | ROH | DF211002080 | M6*15 Blind rivet nut Stainless steel (GB/T17880.3) | 16206 | 16206 | 0 | 6100K013 | R55-A-1-K013_SEP | inventory | 2025-10-28 | Outer Enclosure |  | QS01-Al Qassim Central Warehouse | 2025-08-31 | 2025-08-17 | 0
4500595075-[10] | 908321106 : SWGR,SMRT RMU OD,2LBS+1CB,13.8KV,400A | RMU | ROH | 205039200 | Hex Bolt M6*20 | 5603 | 5603 | 0 | 6100K013 | 1-1-1-1 | inventory | 2025-10-28 | DFE-LV |  | QS01-Al Qassim Central Warehouse | 2025-08-31 | 2025-08-17 | 0
4500595075-[10] | 908321106 : SWGR,SMRT RMU OD,2LBS+1CB,13.8KV,400A | RMU | ROH | 205039200 | M6*20 Hex bolts Stainless steel | 48600 | 45503 | 3097 | 6100K013 | 1-1-1-1 | inventory | 2025-10-28 | Outer Enclosure |  | QS01-Al Qassim Central Warehouse | 2025-08-31 | 2025-08-17 | 0
4500595075-[10] | 908321106 : SWGR,SMRT RMU OD,2LBS+1CB,13.8KV,400A | RMU | ROH | 205039200 | M6*20 Hex bolts Stainless steel | 3097 | 3097 | 0 | 6100K013 | R55-Q-1-K013_SEP | inventory | 2025-10-28 | Outer Enclosure |  | QS01-Al Qassim Central Warehouse | 2025-08-31 | 2025-08-17 | 0
4500595075-[10] | 908321106 : SWGR,SMRT RMU OD,2LBS+1CB,13.8KV,400A | RMU | ROH | DF205040952 | M6*20 Phillips countersunk head screw Stainless steel | 2400 | 1964 | 436 | 6100K013 | 1-1-1-1 | inventory | 2025-10-28 | Outer Enclosure |  | QS01-Al Qassim Central Warehouse | 2025-08-31 | 2025-08-17 | 0
4500595075-[10] | 908321106 : SWGR,SMRT RMU OD,2LBS+1CB,13.8KV,400A | RMU | ROH | DF205040952 | M6*20 Phillips countersunk head screw Stainless steel | 436 | 436 | 0 | 6100K013 | R55-Q-1-K013_SEP | inventory | 2025-10-28 | Outer Enclosure |  | QS01-Al Qassim Central Warehouse | 2025-08-31 | 2025-08-17 | 0
4500595075-[10] | 908321106 : SWGR,SMRT RMU OD,2LBS+1CB,13.8KV,400A | RMU | ROH | 205041930 | Hex Bolt M6*25 | 1293 | 1293 | 0 | free_stock | 1-1-1-1 | inventory | 2025-10-28 | SEP |  | QS01-Al Qassim Central Warehouse | 2025-08-31 | 2025-08-17 | 0
4500595075-[10] | 908321106 : SWGR,SMRT RMU OD,2LBS+1CB,13.8KV,400A | RMU | ROH | 211002074 | Hex Nut M8 | 431 | 431 | 0 | 6100K013 | 1-1-1-1 | inventory | 2025-10-28 | SEP |  | QS01-Al Qassim Central Warehouse | 2025-08-31 | 2025-08-17 | 0
4500595075-[10] | 908321106 : SWGR,SMRT RMU OD,2LBS+1CB,13.8KV,400A | RMU | ROH | 211002074 | Hex nutsM8 | 1200 | 965 | 235 | 6100K013 | R55-Q-1-K013_SEP | inventory | 2025-10-28 | Outer Enclosure |  | QS01-Al Qassim Central Warehouse | 2025-08-31 | 2025-08-17 | 0
4500595075-[10] | 908321106 : SWGR,SMRT RMU OD,2LBS+1CB,13.8KV,400A | RMU | ROH | 211002074 | Hex nutsM8 | 235 | 235 | 0 | 6100K013 | 1-1-1-1 | inventory | 2025-10-28 | Outer Enclosure |  | QS01-Al Qassim Central Warehouse | 2025-08-31 | 2025-08-17 | 0
4500595075-[10] | 908321106 : SWGR,SMRT RMU OD,2LBS+1CB,13.8KV,400A | RMU | ROH | 205042589 | Hex Bolt M8*25 | 4741 | 4741 | 0 | free_stock | R51-I-1-MVBM_SEP | inventory | 2025-10-28 | SEP |  | QS01-Al Qassim Central Warehouse | 2025-08-31 | 2025-08-17 | 0
4500595075-[10] | 908321106 : SWGR,SMRT RMU OD,2LBS+1CB,13.8KV,400A | RMU | ROH | DF250227001 | MCB-NDB1-63 C16/2(DFST) | 431 | 431 | 0 | free_stock | 1-1-1-1 | inventory | 2025-10-28 | DFE-LV |  | QS01-Al Qassim Central Warehouse | 2025-08-31 | 2025-08-17 | 0
4500595075-[10] | 908321106 : SWGR,SMRT RMU OD,2LBS+1CB,13.8KV,400A | RMU | ROH | DF250227004 | MCB-NDB1Z-63 C16/2+OF1(DFST) | 431 | 431 | 0 | free_stock | R18-B-1-K013_SEP | inventory | 2025-10-28 | DFE-LV |  | QS01-Al Qassim Central Warehouse | 2025-08-31 | 2025-08-17 | 0
4500595075-[10] | 908321106 : SWGR,SMRT RMU OD,2LBS+1CB,13.8KV,400A | RMU | ROH | DF250227003 | MCB-NDB1Z-63 C6/2(DFST) | 1293 | 1293 | 0 | free_stock | R17-B-1-K013_SEP | inventory | 2025-10-28 | DFE-LV |  | QS01-Al Qassim Central Warehouse | 2025-08-31 | 2025-08-17 | 0
4500595075-[10] | 908321106 : SWGR,SMRT RMU OD,2LBS+1CB,13.8KV,400A | RMU | ROH | DF250227002 | MCB-NDB1Z-63 C6/2+FS1(DFST) | 431 | 431 | 0 | free_stock | 1-1-1-1 | inventory | 2025-10-28 | DFE-LV |  | QS01-Al Qassim Central Warehouse | 2025-08-31 | 2025-08-17 | 0
4500595075-[10] | 908321106 : SWGR,SMRT RMU OD,2LBS+1CB,13.8KV,400A | RMU | ROH | DF205041560 | Nameplate Stainless Steel | 600 | 227 | 373 | 6100K013 | 1-1-1-1 | consumption | 2025-09-18 | Outer Enclosure |  | QS01-Al Qassim Central Warehouse | 2025-08-31 | 2025-08-17 | 0 | [5 empty] | Work in Process Material Issue | 7408995
4500595075-[10] | 908321106 : SWGR,SMRT RMU OD,2LBS+1CB,13.8KV,400A | RMU | ROH | DF205041560 | Nameplate Stainless Steel | 373 | 373 | 0 | 6100K013 | 1-1-1-1 | consumption | 2025-09-21 | Outer Enclosure |  | QS01-Al Qassim Central Warehouse | 2025-08-31 | 2025-08-17 | 0 | [5 empty] | Work in Process Material Issue | 7485823
4500595075-[10] | 908321106 : SWGR,SMRT RMU OD,2LBS+1CB,13.8KV,400A | RMU | ROH | DF241126028 | OTTA6-T-P/P marking strip (1-10)ZB10 LGS:1-10(1053014:0001) | 862 | 862 | 0 | 6100K013 | 1-1-1-1 | inventory | 2025-10-28 | DFE-LV |  | QS01-Al Qassim Central Warehouse | 2025-08-31 | 2025-08-17 | 0
4500595075-[10] | 908321106 : SWGR,SMRT RMU OD,2LBS+1CB,13.8KV,400A | RMU | ROH | DF250303003 | OTTA6-T-P/P marking strip (12)ZB10 LGS:12(1053014:0001) | 862 | 862 | 0 | 6100K013 | 1-1-1-1 | inventory | 2025-10-28 | DFE-LV |  | QS01-Al Qassim Central Warehouse | 2025-08-31 | 2025-08-17 | 0
4500595075-[10] | 908321106 : SWGR,SMRT RMU OD,2LBS+1CB,13.8KV,400A | RMU | ROH | DF241118003 | Open button indicator light | 1293 | 1293 | 0 | 6100K013 | 1-1-1-1 | inventory | 2025-10-28 | DFE-LV |  | QS01-Al Qassim Central Warehouse | 2025-08-31 | 2025-08-17 | 0
4500595075-[10] | 908321106 : SWGR,SMRT RMU OD,2LBS+1CB,13.8KV,400A | RMU | ROH | DF240510025 | Cable 2*2.5 | 5172 | 5172 | 0 | 6100K013 | 1-1-1-1 | inventory | 2025-10-28 | DFE-LV |  | QS01-Al Qassim Central Warehouse | 2025-08-31 | 2025-08-17 | 0
4500595075-[10] | 908321106 : SWGR,SMRT RMU OD,2LBS+1CB,13.8KV,400A | RMU | ROH | DF240929001 | Paste | 1.51 | 1.51 | 0 | 6100K013 | 1-1-1-1 | inventory | 2025-10-28 | DFE-Gas Tank |  | QS01-Al Qassim Central Warehouse | 2025-08-31 | 2025-08-17 | 0
4500595075-[10] | 908321106 : SWGR,SMRT RMU OD,2LBS+1CB,13.8KV,400A | RMU | ROH | DF240510008 | Paw pad φ6 | 862 | 592 | 270 | 6100K013 | BOX12-1-1-K013_SEP | inventory | 2025-10-28 | DFE-LV |  | QS01-Al Qassim Central Warehouse | 2025-08-31 | 2025-08-17 | 0
4500595075-[10] | 908321106 : SWGR,SMRT RMU OD,2LBS+1CB,13.8KV,400A | RMU | ROH | DF240510008 | Paw pad φ6 | 270 | 270 | 0 | 6100K013 | R54-I-1-K013_SEP | inventory | 2025-10-28 | DFE-LV |  | QS01-Al Qassim Central Warehouse | 2025-08-31 | 2025-08-17 | 0
4500595075-[10] | 908321106 : SWGR,SMRT RMU OD,2LBS+1CB,13.8KV,400A | RMU | ROH | DF240510008 | Paw pad φ6 | 862 | 534 | 328 | 6100K013 | R40-J-1-K013_SEP | inventory | 2025-10-28 | SEP |  | QS01-Al Qassim Central Warehouse | 2025-08-31 | 2025-08-17 | 0
4500595075-[10] | 908321106 : SWGR,SMRT RMU OD,2LBS+1CB,13.8KV,400A | RMU | ROH | DF240510008 | Paw pad φ6 | 328 | 328 | 0 | 6100K013 | 1-1-1-1 | inventory | 2025-10-28 | SEP |  | QS01-Al Qassim Central Warehouse | 2025-08-31 | 2025-08-17 | 0
4500595075-[10] | 908321106 : SWGR,SMRT RMU OD,2LBS+1CB,13.8KV,400A | RMU | ROH | 8DF-580-0056 | Phase-to-phase Bonding | 906 | 906 | 0 | 6100K013 | BOX92-1-1-K013_SEP | inventory | 2025-10-28 | DFE-Gas Tank |  | QS01-Al Qassim Central Warehouse | 2025-08-31 | 2025-08-17 | 0
4500595075-[10] | 908321106 : SWGR,SMRT RMU OD,2LBS+1CB,13.8KV,400A | RMU | ROH | DF240510032 | Phoenix current terminal (OTTA-6-P/P) | 5172 | 5172 | 0 | 6100K013 | 1-1-1-1 | inventory | 2025-10-28 | DFE-LV |  | QS01-Al Qassim Central Warehouse | 2025-08-31 | 2025-08-17 | 0
4500595075-[10] | 908321106 : SWGR,SMRT RMU OD,2LBS+1CB,13.8KV,400A | RMU | ROH | DF240510033 | Phoenix current terminal partition (D-OTTA6-T) | 431 | 431 | 0 | 6100K013 | R18-S-1-K013_SEP | inventory | 2025-10-28 | DFE-LV |  | QS01-Al Qassim Central Warehouse | 2025-08-31 | 2025-08-17 | 0
4500595075-[10] | 908321106 : SWGR,SMRT RMU OD,2LBS+1CB,13.8KV,400A | RMU | ROH | DF240510028 | Phoenix voltage terminal (UK-2.5B) | 12068 | 12068 | 0 | 6100K013 | 1-1-1-1 | inventory | 2025-10-28 | DFE-LV |  | QS01-Al Qassim Central Warehouse | 2025-08-31 | 2025-08-17 | 0
4500595075-[10] | 908321106 : SWGR,SMRT RMU OD,2LBS+1CB,13.8KV,400A | RMU | ROH | DF240510049 | Power module (DFE500A-AC220D24-ST-X) | 169 | 169 | 0 | 6100K013 | 1-1-1-1 | inventory | 2025-10-28 | Charger |  | QS01-Al Qassim Central Warehouse | 2025-08-31 | 2025-08-17 | 0
4500595075-[10] | 908321106 : SWGR,SMRT RMU OD,2LBS+1CB,13.8KV,400A | RMU | ROH | DF240510049 | Power module (DFE500A-AC220D24-ST-X) | 431 | 431 | 0 | 6100K013 | 1-1-1-1 | inventory | 2025-10-28 | SEP |  | QS01-Al Qassim Central Warehouse | 2025-08-31 | 2025-08-17 | 0
4500595075-[10] | 908321106 : SWGR,SMRT RMU OD,2LBS+1CB,13.8KV,400A | RMU | ROH | DF240612107 | Pre insulated terminal O-type HRV1.25-6 (BLUE) | 5172 | 5172 | 0 | 6100K013 | 1-1-1-1 | inventory | 2025-10-28 | DFE-LV |  | QS01-Al Qassim Central Warehouse | 2025-08-31 | 2025-08-17 | 0
4500595075-[10] | 908321106 : SWGR,SMRT RMU OD,2LBS+1CB,13.8KV,400A | RMU | ROH | DF240612104 | Pre insulated terminal O-type HRV2-10 (BLUE) | 2586 | 2586 | 0 | 6100K013 | 1-1-1-1 | inventory | 2025-10-28 | DFE-LV |  | QS01-Al Qassim Central Warehouse | 2025-08-31 | 2025-08-17 | 0
4500595075-[10] | 908321106 : SWGR,SMRT RMU OD,2LBS+1CB,13.8KV,400A | RMU | ROH | DF240612101 | Pre insulated terminal O-type HRV2-4S (BLUE) | 1724 | 1724 | 0 | 6100K013 | 1-1-1-1 | inventory | 2025-10-28 | DFE-LV |  | QS01-Al Qassim Central Warehouse | 2025-08-31 | 2025-08-17 | 0
4500595075-[10] | 908321106 : SWGR,SMRT RMU OD,2LBS+1CB,13.8KV,400A | RMU | ROH | DF240612102 | Pre insulated terminal O-type HRV2-5S (BLUE) | 3017 | 3017 | 0 | 6100K013 | 1-1-1-1 | inventory | 2025-10-28 | DFE-LV |  | QS01-Al Qassim Central Warehouse | 2025-08-31 | 2025-08-17 | 0
4500595075-[10] | 908321106 : SWGR,SMRT RMU OD,2LBS+1CB,13.8KV,400A | RMU | ROH | DF240612103 | Pre insulated terminal O-type HRV2-6 (BLUE) | 2586 | 270 | 2316 | 6100KDP02 | BOX1-1-1-K013_SEP | inventory | 2025-10-28 | DFE-LV |  | QS01-Al Qassim Central Warehouse | 2025-08-31 | 2025-08-17 | 0
4500595075-[10] | 908321106 : SWGR,SMRT RMU OD,2LBS+1CB,13.8KV,400A | RMU | ROH | DF240612103 | Pre insulated terminal O-type HRV2-6 (BLUE) | 2316 | 141 | 2175 | 6100K013 | 1-1-1-1 | inventory | 2025-10-28 | DFE-LV |  | QS01-Al Qassim Central Warehouse | 2025-08-31 | 2025-08-17 | 0
4500595075-[10] | 908321106 : SWGR,SMRT RMU OD,2LBS+1CB,13.8KV,400A | RMU | ROH | DF240612103 | Pre insulated terminal O-type HRV2-6 (BLUE) | 2175 | 2160 | 15 | 6100K013 | 1-1-1-1 | consumption | 2025-09-18 | DFE-LV |  | QS01-Al Qassim Central Warehouse | 2025-08-31 | 2025-08-17 | 0 | [5 empty] | Work in Process Material Issue | 7409002
4500595075-[10] | 908321106 : SWGR,SMRT RMU OD,2LBS+1CB,13.8KV,400A | RMU | ROH | DF240612103 | Pre insulated terminal O-type HRV2-6 (BLUE) | 15 | 15 | 0 | 6100K013 | 1-1-1-1 | consumption | 2025-09-21 | DFE-LV |  | QS01-Al Qassim Central Warehouse | 2025-08-31 | 2025-08-17 | 0 | [5 empty] | Work in Process Material Issue | 7480554
4500595075-[10] | 908321106 : SWGR,SMRT RMU OD,2LBS+1CB,13.8KV,400A | RMU | ROH | DF250303005 | Pre insulated terminal O-type HRV3.5-4 (BLUE) | 9482 | 9482 | 0 | 6100K013 | BOX12-1-1-K013_SEP | inventory | 2025-10-28 | DFE-LV |  | QS01-Al Qassim Central Warehouse | 2025-08-31 | 2025-08-17 | 0
4500595075-[10] | 908321106 : SWGR,SMRT RMU OD,2LBS+1CB,13.8KV,400A | RMU | ROH | DF240612106 | Pre insulated terminal O-type HRV3.5-5S (BARE COPPER) | 1724 | 1724 | 0 | 6100K013 | 1-1-1-1 | inventory | 2025-10-28 | DFE-LV |  | QS01-Al Qassim Central Warehouse | 2025-08-31 | 2025-08-17 | 0
4500595075-[10] | 908321106 : SWGR,SMRT RMU OD,2LBS+1CB,13.8KV,400A | RMU | ROH | DF250303004 | Pre insulated terminal O-type HRV3.5-6 (BLUE) | 2586 | 2586 | 0 | 6100K013 | 1-1-1-1 | inventory | 2025-10-28 | DFE-LV |  | QS01-Al Qassim Central Warehouse | 2025-08-31 | 2025-08-17 | 0
4500595075-[10] | 908321106 : SWGR,SMRT RMU OD,2LBS+1CB,13.8KV,400A | RMU | ROH | DF240612105 | Pre insulated terminal O-type HRV5.5-6 (YELLOW) | 3448 | 3448 | 0 | 6100K013 | 1-1-1-1 | inventory | 2025-10-28 | DFE-LV |  | QS01-Al Qassim Central Warehouse | 2025-08-31 | 2025-08-17 | 0
4500595075-[10] | 908321106 : SWGR,SMRT RMU OD,2LBS+1CB,13.8KV,400A | RMU | ROH | DF240907101 | Pre insulated terminal O-type red HRV1.25-5 (Red) | 906 | 906 | 0 | 6100K013 | 1-1-1-1 | inventory | 2025-10-28 | DFE-Gas Tank |  | QS01-Al Qassim Central Warehouse | 2025-08-31 | 2025-08-17 | 0
4500595075-[10] | 908321106 : SWGR,SMRT RMU OD,2LBS+1CB,13.8KV,400A | RMU | ROH | DF240612110 | Pre insulated terminal U-type HSV2-4S(BLUE) | 13361 | 13361 | 0 | 6100K013 | 1-1-1-1 | inventory | 2025-10-28 | DFE-LV |  | QS01-Al Qassim Central Warehouse | 2025-08-31 | 2025-08-17 | 0
4500595075-[10] | 908321106 : SWGR,SMRT RMU OD,2LBS+1CB,13.8KV,400A | RMU | ROH | DF240612111 | Pre insulated terminal U-type HSV3.5-3.2S(BLACK) | 1724 | 1724 | 0 | 6100K013 | 1-1-1-1 | inventory | 2025-10-28 | DFE-LV |  | QS01-Al Qassim Central Warehouse | 2025-08-31 | 2025-08-17 | 0
4500595075-[10] | 908321106 : SWGR,SMRT RMU OD,2LBS+1CB,13.8KV,400A | RMU | ROH | DF240612117 | Pre insulated terminal tube type HE0510 (RED) | 3448 | 3448 | 0 | 6100K013 | 1-1-1-1 | inventory | 2025-10-28 | DFE-LV |  | QS01-Al Qassim Central Warehouse | 2025-08-31 | 2025-08-17 | 0
4500595075-[10] | 908321106 : SWGR,SMRT RMU OD,2LBS+1CB,13.8KV,400A | RMU | ROH | DF241126026 | Pre insulated terminal tube type HE1510 (BULE) | 5172 | 5172 | 0 | 6100K013 | 1-1-1-1 | inventory | 2025-10-28 | DFE-LV |  | QS01-Al Qassim Central Warehouse | 2025-08-31 | 2025-08-17 | 0
4500595075-[10] | 908321106 : SWGR,SMRT RMU OD,2LBS+1CB,13.8KV,400A | RMU | ROH | DF240612116 | Pre insulated terminal tube type HE2510 (BLUE) | 11637 | 11637 | 0 | 6100K013 | 1-1-1-1 | inventory | 2025-10-28 | DFE-LV |  | QS01-Al Qassim Central Warehouse | 2025-08-31 | 2025-08-17 | 0
4500595075-[10] | 908321106 : SWGR,SMRT RMU OD,2LBS+1CB,13.8KV,400A | RMU | ROH | DF240612119 | Pre insulated terminal tube type HE4009 (BLACK) | 862 | 862 | 0 | 6100K013 | 1-1-1-1 | inventory | 2025-10-28 | DFE-LV |  | QS01-Al Qassim Central Warehouse | 2025-08-31 | 2025-08-17 | 0
4500595075-[10] | 908321106 : SWGR,SMRT RMU OD,2LBS+1CB,13.8KV,400A | RMU | ROH | DF250303006 | Pre insulated terminal tube type HE4009 (BLUE) | 3448 | 3448 | 0 | free_stock | 1-1-1-1 | inventory | 2025-10-28 | DFE-LV |  | QS01-Al Qassim Central Warehouse | 2025-08-31 | 2025-08-17 | 0
4500595075-[10] | 908321106 : SWGR,SMRT RMU OD,2LBS+1CB,13.8KV,400A | RMU | ROH | 8DF.0816.0045 | Pressure Gauge Pad | 302 | 302 | 0 | 6100K013 | BOX92-1-1-K013_SEP | inventory | 2025-10-28 | DFE-Gas Tank |  | QS01-Al Qassim Central Warehouse | 2025-08-31 | 2025-08-17 | 0
4500595075-[10] | 908321106 : SWGR,SMRT RMU OD,2LBS+1CB,13.8KV,400A | RMU | ROH | 5DF.0816.0230 | Pressure Relief Valve | 151 | 151 | 0 | 6100K013 | BOX42-1-1-K013_SEP | inventory | 2025-10-28 | DFE-Gas Tank |  | QS01-Al Qassim Central Warehouse | 2025-08-31 | 2025-08-17 | 0
4500595075-[10] | 908321106 : SWGR,SMRT RMU OD,2LBS+1CB,13.8KV,400A | RMU | ROH | DF240603004 | Rivet Nut M8*18 | 5603 | 2790 | 2813 | 6100K013 | 1-1-1-1 | inventory | 2025-10-28 | SEP |  | QS01-Al Qassim Central Warehouse | 2025-08-31 | 2025-08-17 | 0
4500595075-[10] | 908321106 : SWGR,SMRT RMU OD,2LBS+1CB,13.8KV,400A | RMU | ROH | DF240603004 | Rivet Nut M8*18 | 2813 | 1430 | 1383 | 6100K013 | R41-A-1-K013_SEP | inventory | 2025-10-28 | SEP |  | QS01-Al Qassim Central Warehouse | 2025-08-31 | 2025-08-17 | 0
4500595075-[10] | 908321106 : SWGR,SMRT RMU OD,2LBS+1CB,13.8KV,400A | RMU | ROH | DF240603004 | Rivet Nut M8*18 | 1383 | 1103 | 280 | 6100K013 | R54-Q-1-K013_SEP | inventory | 2025-10-28 | SEP |  | QS01-Al Qassim Central Warehouse | 2025-08-31 | 2025-08-17 | 0
4500595075-[10] | 908321106 : SWGR,SMRT RMU OD,2LBS+1CB,13.8KV,400A | RMU | ROH | DF240603004 | Rivet Nut M8*18 | 280 | 280 | 0 | 6100K013 | 1-1-1-1 | consumption | 2025-10-16 | SEP |  | QS01-Al Qassim Central Warehouse | 2025-08-31 | 2025-08-17 | 0 | [5 empty] | Work in Process Pick | 8149529
4500595075-[10] | 908321106 : SWGR,SMRT RMU OD,2LBS+1CB,13.8KV,400A | RMU | ROH | RMU0000000005 | RMU EFI, Make: KRIES, Ord: 2510201_H007 IKI-10-light-W with LED and Flag | 169 | 169 | 0 | 6100K013 | 1-1-1-1 | inventory | 2025-10-28 | EFI |  | QS01-Al Qassim Central Warehouse | 2025-08-31 | 2025-08-17 | 0
4500595075-[10] | 908321106 : SWGR,SMRT RMU OD,2LBS+1CB,13.8KV,400A | RMU | ROH | RMU0000000005 | fault indicator (IKI-101light) | 431 | 431 | 0 | 6100K013 | 1-1-1-1 | inventory | 2025-10-28 | SEP |  | QS01-Al Qassim Central Warehouse | 2025-08-31 | 2025-08-17 | 0
4500595075-[10] | 908321106 : SWGR,SMRT RMU OD,2LBS+1CB,13.8KV,400A | RMU | ROH | RMU0000000004 | RMU Over Current Relay, Make: FANOX, Ord: SIA B 1 1 0 F C 2 3 2 A C | 169 | 169 | 0 | 6100K013 | INC-1-1-K013_SEP | inventory | 2025-10-28 | Fanox Relay |  | QS01-Al Qassim Central Warehouse | 2025-08-31 | 2025-08-17 | 0
4500595075-[10] | 908321106 : SWGR,SMRT RMU OD,2LBS+1CB,13.8KV,400A | RMU | ROH | RMU0000000004 | Protect (SIAB110FC232AC) | 431 | 431 | 0 | 6100K013 | 1-1-1-1 | inventory | 2025-10-28 | SEP |  | QS01-Al Qassim Central Warehouse | 2025-08-31 | 2025-08-17 | 0
4500595075-[10] | 908321106 : SWGR,SMRT RMU OD,2LBS+1CB,13.8KV,400A | RMU | ROH | DF241126010 | Communication line | 2370.5 | 2370.5 | 0 | 6100K013 | 1-1-1-1 | inventory | 2025-10-28 | DFE-LV |  | QS01-Al Qassim Central Warehouse | 2025-08-31 | 2025-08-17 | 0
4500595075-[10] | 908321106 : SWGR,SMRT RMU OD,2LBS+1CB,13.8KV,400A | RMU | ROH | DF205041498 | Rectangular Sealing Strip D-07 T-79 EPDM | 2400 | 1422.8 | 977.2 | 6100K013 | 1-1-1-1 | inventory | 2025-10-28 | Outer Enclosure |  | QS01-Al Qassim Central Warehouse | 2025-08-31 | 2025-08-17 | 0
4500595075-[10] | 908321106 : SWGR,SMRT RMU OD,2LBS+1CB,13.8KV,400A | RMU | ROH | DF205041498 | Rectangular Sealing Strip D-07 T-79 EPDM | 977.2 | 977.2 | 0 | 6100K013 | R54-G-1-K013_SEP | inventory | 2025-10-28 | Outer Enclosure |  | QS01-Al Qassim Central Warehouse | 2025-08-31 | 2025-08-17 | 0
4500595075-[10] | 908321106 : SWGR,SMRT RMU OD,2LBS+1CB,13.8KV,400A | RMU | ROH | DF241124007 | Rectangular plastic buckle 6*18 | 431 | 299 | 132 | 6100K013 | R54-R-1-K013_SEP | inventory | 2025-10-28 | DFE-Consumables |  | QS01-Al Qassim Central Warehouse | 2025-08-31 | 2025-08-17 | 0
4500595075-[10] | 908321106 : SWGR,SMRT RMU OD,2LBS+1CB,13.8KV,400A | RMU | ROH | DF241124007 | Rectangular plastic buckle 6*18 | 132 | 132 | 0 | 6100K013 | 1-1-1-1 | inventory | 2025-10-28 | DFE-Consumables |  | QS01-Al Qassim Central Warehouse | 2025-08-31 | 2025-08-17 | 0
4500595075-[10] | 908321106 : SWGR,SMRT RMU OD,2LBS+1CB,13.8KV,400A | RMU | ROH | DF240603030 | Rectangular plastic buckle 19.8*15 | 862 | 346 | 516 | 6100K013 | R54-R-1-K013_SEP | inventory | 2025-10-28 | DFE-Consumables |  | QS01-Al Qassim Central Warehouse | 2025-08-31 | 2025-08-17 | 0
4500595075-[10] | 908321106 : SWGR,SMRT RMU OD,2LBS+1CB,13.8KV,400A | RMU | ROH | DF240603030 | Rectangular plastic buckle 19.8*15 | 516 | 320 | 196 | 6100K013 | R60-B-1-K013_SEP | inventory | 2025-10-28 | DFE-Consumables |  | QS01-Al Qassim Central Warehouse | 2025-08-31 | 2025-08-17 | 0
4500595075-[10] | 908321106 : SWGR,SMRT RMU OD,2LBS+1CB,13.8KV,400A | RMU | ROH | DF240603030 | Rectangular plastic buckle 19.8*15 | 196 | 120 | 76 | 6100KDP02 | BOX1-1-1-K013_SEP | inventory | 2025-10-28 | DFE-Consumables |  | QS01-Al Qassim Central Warehouse | 2025-08-31 | 2025-08-17 | 0
4500595075-[10] | 908321106 : SWGR,SMRT RMU OD,2LBS+1CB,13.8KV,400A | RMU | ROH | DF240603030 | Rectangular plastic buckle 19.8*15 | 76 | 76 | 0 | 6100K013 | 1-1-1-1 | inventory | 2025-10-28 | DFE-Consumables |  | QS01-Al Qassim Central Warehouse | 2025-08-31 | 2025-08-17 | 0
4500595075-[10] | 908321106 : SWGR,SMRT RMU OD,2LBS+1CB,13.8KV,400A | RMU | ROH | DF241124008 | Round plastic buckle φ54 | 431 | 108 | 323 | 6100K013 | 1-1-1-1 | inventory | 2025-10-28 | DFE-Consumables |  | QS01-Al Qassim Central Warehouse | 2025-08-31 | 2025-08-17 | 0
4500595075-[10] | 908321106 : SWGR,SMRT RMU OD,2LBS+1CB,13.8KV,400A | RMU | ROH | DF241124008 | Round plastic buckle φ54 | 323 | 48 | 275 | 6100K013 | R54-R-1-K013_SEP | inventory | 2025-10-28 | DFE-Consumables |  | QS01-Al Qassim Central Warehouse | 2025-08-31 | 2025-08-17 | 0
4500595075-[10] | 908321106 : SWGR,SMRT RMU OD,2LBS+1CB,13.8KV,400A | RMU | ROH | DF241124008 | Round plastic buckle φ54 | 275 | 30 | 245 | 6100KDP02 | BOX1-1-1-K013_SEP | inventory | 2025-10-28 | DFE-Consumables |  | QS01-Al Qassim Central Warehouse | 2025-08-31 | 2025-08-17 | 0
4500595075-[10] | 908321106 : SWGR,SMRT RMU OD,2LBS+1CB,13.8KV,400A | RMU | ROH | DF241124008 | Round plastic buckle φ54 | 245 | 245 | 0 | 6100K013 | 1-1-1-1 | consumption | 2025-10-16 | DFE-Consumables |  | QS01-Al Qassim Central Warehouse | 2025-08-31 | 2025-08-17 | 0 | [5 empty] | Work in Process Pick | 8151131
4500595075-[10] | 908321106 : SWGR,SMRT RMU OD,2LBS+1CB,13.8KV,400A | RMU | ROH | DF240603028 | Round plastic buckle 40° | 1293 | 450 | 843 | 6100K013 | 1-1-1-1 | inventory | 2025-10-28 | DFE-Consumables |  | QS01-Al Qassim Central Warehouse | 2025-08-31 | 2025-08-17 | 0
4500595075-[10] | 908321106 : SWGR,SMRT RMU OD,2LBS+1CB,13.8KV,400A | RMU | ROH | DF240603028 | Round plastic buckle 40° | 843 | 320 | 523 | 6100K013 | R60-B-1-K013_SEP | inventory | 2025-10-28 | DFE-Consumables |  | QS01-Al Qassim Central Warehouse | 2025-08-31 | 2025-08-17 | 0
4500595075-[10] | 908321106 : SWGR,SMRT RMU OD,2LBS+1CB,13.8KV,400A | RMU | ROH | DF240603028 | Round plastic buckle 40° | 523 | 250 | 273 | 6100K013 | NEW.FLR-1-1-K013_SEP | inventory | 2025-10-28 | DFE-Consumables |  | QS01-Al Qassim Central Warehouse | 2025-08-31 | 2025-08-17 | 0
4500595075-[10] | 908321106 : SWGR,SMRT RMU OD,2LBS+1CB,13.8KV,400A | RMU | ROH | DF240603028 | Round plastic buckle 40° | 273 | 120 | 153 | 6100KDP02 | BOX1-1-1-K013_SEP | inventory | 2025-10-28 | DFE-Consumables |  | QS01-Al Qassim Central Warehouse | 2025-08-31 | 2025-08-17 | 0
4500595075-[10] | 908321106 : SWGR,SMRT RMU OD,2LBS+1CB,13.8KV,400A | RMU | ROH | DF240603028 | Round plastic buckle 40° | 153 | 53 | 100 | 6100K013 | R54-R-1-K013_SEP | inventory | 2025-10-28 | DFE-Consumables |  | QS01-Al Qassim Central Warehouse | 2025-08-31 | 2025-08-17 | 0
4500595075-[10] | 908321106 : SWGR,SMRT RMU OD,2LBS+1CB,13.8KV,400A | RMU | ROH | DF240603028 | Round plastic buckle 40° | 100 | 100 | 0 | 6100K013 | 1-1-1-1 | consumption | 2025-10-16 | DFE-Consumables |  | QS01-Al Qassim Central Warehouse | 2025-08-31 | 2025-08-17 | 0 | [5 empty] | Work in Process Pick | 8149589
4500595075-[10] | 908321106 : SWGR,SMRT RMU OD,2LBS+1CB,13.8KV,400A | RMU | ROH | DF240603027 | Round plastic buckle φ23 | 2586 | 406 | 2180 | 6100K013 | R60-B-1-K013_SEP | inventory | 2025-10-28 | DFE-Consumables |  | QS01-Al Qassim Central Warehouse | 2025-08-31 | 2025-08-17 | 0
4500595075-[10] | 908321106 : SWGR,SMRT RMU OD,2LBS+1CB,13.8KV,400A | RMU | ROH | DF240603027 | Round plastic buckle φ23 | 2180 | 380 | 1800 | 6100K013 | NEW.FLR-1-1-K013_SEP | inventory | 2025-10-28 | DFE-Consumables |  | QS01-Al Qassim Central Warehouse | 2025-08-31 | 2025-08-17 | 0
4500595075-[10] | 908321106 : SWGR,SMRT RMU OD,2LBS+1CB,13.8KV,400A | RMU | ROH | DF240603027 | Round plastic buckle φ23 | 1800 | 340 | 1460 | 6100K013 | 1-1-1-1 | inventory | 2025-10-28 | DFE-Consumables |  | QS01-Al Qassim Central Warehouse | 2025-08-31 | 2025-08-17 | 0
4500595075-[10] | 908321106 : SWGR,SMRT RMU OD,2LBS+1CB,13.8KV,400A | RMU | ROH | DF240603027 | Round plastic buckle φ23 | 1460 | 240 | 1220 | 6100KDP02 | BOX1-1-1-K013_SEP | inventory | 2025-10-28 | DFE-Consumables |  | QS01-Al Qassim Central Warehouse | 2025-08-31 | 2025-08-17 | 0
4500595075-[10] | 908321106 : SWGR,SMRT RMU OD,2LBS+1CB,13.8KV,400A | RMU | ROH | DF240603027 | Round plastic buckle φ23 | 1220 | 140 | 1080 | 6100K013 | R54-R-1-K013_SEP | inventory | 2025-10-28 | DFE-Consumables |  | QS01-Al Qassim Central Warehouse | 2025-08-31 | 2025-08-17 | 0
4500595075-[10] | 908321106 : SWGR,SMRT RMU OD,2LBS+1CB,13.8KV,400A | RMU | ROH | DF240603027 | Round plastic buckle φ23 | 1080 | 1080 | 0 | 6100K013 | 1-1-1-1 | consumption | 2025-10-16 | DFE-Consumables |  | QS01-Al Qassim Central Warehouse | 2025-08-31 | 2025-08-17 | 0 | [5 empty] | Work in Process Pick | 8149586
4500595075-[10] | 908321106 : SWGR,SMRT RMU OD,2LBS+1CB,13.8KV,400A | RMU | ROH | DF241217001 | Rubber pad 200*360*3 | 431 | 431 | 0 | 6100K013 | 1-1-1-1 | inventory | 2025-10-28 | DFE-LV |  | QS01-Al Qassim Central Warehouse | 2025-08-31 | 2025-08-17 | 0
4500595075-[10] | 908321106 : SWGR,SMRT RMU OD,2LBS+1CB,13.8KV,400A | RMU | ROH | DF205041559 | SEC Logo Board Print + Outdoor Protection | 1200 | 786 | 414 | 6100K013 | R66-F-1-K013_SEP | inventory | 2025-10-28 | Outer Enclosure |  | QS01-Al Qassim Central Warehouse | 2025-08-31 | 2025-08-17 | 0
4500595075-[10] | 908321106 : SWGR,SMRT RMU OD,2LBS+1CB,13.8KV,400A | RMU | ROH | DF205041559 | SEC Logo Board Print + Outdoor Protection | 414 | 414 | 0 | 6100K013 | 1-1-1-1 | inventory | 2025-10-28 | Outer Enclosure |  | QS01-Al Qassim Central Warehouse | 2025-08-31 | 2025-08-17 | 0
4500595075-[10] | 908321106 : SWGR,SMRT RMU OD,2LBS+1CB,13.8KV,400A | RMU | ROH | DF240424001 | SF6 Gas Density Meter | 151 | 151 | 0 | 6100K013 | BOX92-1-1-K013_SEP | inventory | 2025-10-28 | DFE-Gas Tank |  | QS01-Al Qassim Central Warehouse | 2025-08-31 | 2025-08-17 | 0
4500595075-[10] | 908321106 : SWGR,SMRT RMU OD,2LBS+1CB,13.8KV,400A | RMU | ROH | RMU000000105 | SRMU Breaker Operating Handle ¦ 8DF-253-0001 | 431 | 431 | 0 | 6100K013 | BOX12-1-1-K013_SEP | consumption | 2025-04-08 | DFE-Consumables |  | QS01-Al Qassim Central Warehouse | 2025-08-31 | 2025-08-17 | 0 | [5 empty] | Miscellaneous issue | 6415161
4500595075-[10] | 908321106 : SWGR,SMRT RMU OD,2LBS+1CB,13.8KV,400A | RMU | ROH | DF240510012 | Seahorse rivet (φ6.4*10.5) | 17240 | 17240 | 0 | 6100K013 | R55-H-1-K013_SEP | inventory | 2025-10-28 | DFE-LV |  | QS01-Al Qassim Central Warehouse | 2025-08-31 | 2025-08-17 | 0
4500595075-[10] | 908321106 : SWGR,SMRT RMU OD,2LBS+1CB,13.8KV,400A | RMU | ROH | DF240510012 | Seahorse rivet (φ6.4*10.5) | 46117 | 46117 | 0 | 6100K013 | 1-1-1-1 | inventory | 2025-10-28 | SEP |  | QS01-Al Qassim Central Warehouse | 2025-08-31 | 2025-08-17 | 0
4500595075-[10] | 908321106 : SWGR,SMRT RMU OD,2LBS+1CB,13.8KV,400A | RMU | ROH | DF240603001 | Seahorse rivet (φ5*10) | 1293 | 1293 | 0 | 6100K013 | 1-1-1-1 | inventory | 2025-10-28 | DFE-LV |  | QS01-Al Qassim Central Warehouse | 2025-08-31 | 2025-08-17 | 0
4500595075-[10] | 908321106 : SWGR,SMRT RMU OD,2LBS+1CB,13.8KV,400A | RMU | ROH | DF240603001 | Seahorse rivet (φ5*10) | 1724 | 1673 | 51 | 6100K013 | R55-H-1-K013_SEP | inventory | 2025-10-28 | SEP |  | QS01-Al Qassim Central Warehouse | 2025-08-31 | 2025-08-17 | 0
4500595075-[10] | 908321106 : SWGR,SMRT RMU OD,2LBS+1CB,13.8KV,400A | RMU | ROH | DF240603001 | Seahorse rivet (φ5*10) | 51 | 51 | 0 | 6100K013 | BOX12-1-1-K013_SEP | inventory | 2025-10-28 | SEP |  | QS01-Al Qassim Central Warehouse | 2025-08-31 | 2025-08-17 | 0
4500595075-[10] | 908321106 : SWGR,SMRT RMU OD,2LBS+1CB,13.8KV,400A | RMU | ROH | DF240907002 | Seahorse rivet φ6.4*12.5 | 5603 | 442 | 5161 | 6100K013 | 1-1-1-1 | inventory | 2025-10-28 | SEP |  | QS01-Al Qassim Central Warehouse | 2025-08-31 | 2025-08-17 | 0
4500595075-[10] | 908321106 : SWGR,SMRT RMU OD,2LBS+1CB,13.8KV,400A | RMU | ROH | DF240907002 | Seahorse rivet φ6.4*12.5 | 5161 | 21 | 5140 | 6100K013 | R55-H-1-K013_SEP | inventory | 2025-10-28 | SEP |  | QS01-Al Qassim Central Warehouse | 2025-08-31 | 2025-08-17 | 0
4500595075-[10] | 908321106 : SWGR,SMRT RMU OD,2LBS+1CB,13.8KV,400A | RMU | ROH | DF240907002 | Seahorse rivet φ6.4*12.5 | 5140 | 1456 | 3684 | 6100K013 | R41-H-1-K013_SEP | consumption | 2025-10-15 | SEP |  | QS01-Al Qassim Central Warehouse | 2025-08-31 | 2025-08-17 | 0 | [5 empty] | Work in Process Pick | 8117052
4500595075-[10] | 908321106 : SWGR,SMRT RMU OD,2LBS+1CB,13.8KV,400A | RMU | ROH | DF240907002 | Seahorse rivet φ6.4*12.5 | 3684 | 3684 | 0 | 6100K013 | 1-1-1-1 | consumption | 2025-09-18 | SEP |  | QS01-Al Qassim Central Warehouse | 2025-08-31 | 2025-08-17 | 0 | [5 empty] | Work in Process Material Issue | 7406403
4500595075-[10] | 908321106 : SWGR,SMRT RMU OD,2LBS+1CB,13.8KV,400A | RMU | ROH | DF240907001 | Seahorse rivet φ6.4*16.5 | 5172 | 2262 | 2910 | 6100K013 | 1-1-1-1 | consumption | 2025-09-18 | SEP |  | QS01-Al Qassim Central Warehouse | 2025-08-31 | 2025-08-17 | 0 | [5 empty] | Work in Process Material Issue | 7406402
4500595075-[10] | 908321106 : SWGR,SMRT RMU OD,2LBS+1CB,13.8KV,400A | RMU | ROH | DF240907001 | Seahorse rivet φ6.4*16.5 | 2910 | 1890 | 1020 | 6100K013 | 1-1-1-1 | consumption | 2025-09-18 | SEP |  | QS01-Al Qassim Central Warehouse | 2025-08-31 | 2025-08-17 | 0 | [5 empty] | Work in Process Material Issue | 7419949
4500595075-[10] | 908321106 : SWGR,SMRT RMU OD,2LBS+1CB,13.8KV,400A | RMU | ROH | DF240907001 | Seahorse rivet φ6.4*16.5 | 1020 | 1020 | 0 | 6100K013 | 1-1-1-1 | consumption | 2025-09-21 | SEP |  | QS01-Al Qassim Central Warehouse | 2025-08-31 | 2025-08-17 | 0 | [5 empty] | Work in Process Material Issue | 7476753
4500595075-[10] | 908321106 : SWGR,SMRT RMU OD,2LBS+1CB,13.8KV,400A | RMU | ROH | DF240603046 | Seahorse countersunk rivet φ6.4*10.5 | 4310 | 1988 | 2322 | free_stock | R54-H-1-RMU/\-BULK_SEP | inventory | 2025-10-28 | SEP |  | QS01-Al Qassim Central Warehouse | 2025-08-31 | 2025-08-17 | 0
4500595075-[10] | 908321106 : SWGR,SMRT RMU OD,2LBS+1CB,13.8KV,400A | RMU | ROH | DF240603046 | Seahorse countersunk rivet φ6.4*10.5 | 2322 | 1850 | 472 | 6100K013 | 1-1-1-1 | inventory | 2025-10-28 | SEP |  | QS01-Al Qassim Central Warehouse | 2025-08-31 | 2025-08-17 | 0
4500595075-[10] | 908321106 : SWGR,SMRT RMU OD,2LBS+1CB,13.8KV,400A | RMU | ROH | DF240603046 | Seahorse countersunk rivet φ6.4*10.5 | 472 | 472 | 0 | free_stock | 1-1-1-1 | inventory | 2025-10-28 | SEP |  | QS01-Al Qassim Central Warehouse | 2025-08-31 | 2025-08-17 | 0
4500595075-[10] | 908321106 : SWGR,SMRT RMU OD,2LBS+1CB,13.8KV,400A | RMU | ROH | 8DF-580-0057 | Secondary grounding bar | 431 | 431 | 0 | 6100K013 | 1-1-1-1 | inventory | 2025-10-28 | SEP |  | QS01-Al Qassim Central Warehouse | 2025-08-31 | 2025-08-17 | 0
4500595075-[10] | 908321106 : SWGR,SMRT RMU OD,2LBS+1CB,13.8KV,400A | RMU | ROH | DF241115001 | Self-locking Nut M8 | 2567 | 2567 | 0 | 6100K013 | BOX92-1-1-K013_SEP | inventory | 2025-10-28 | DFE-Gas Tank |  | QS01-Al Qassim Central Warehouse | 2025-08-31 | 2025-08-17 | 0
4500595075-[10] | 908321106 : SWGR,SMRT RMU OD,2LBS+1CB,13.8KV,400A | RMU | ROH | DF240907006 | Self-locking nut M3 | 2400 | 2400 | 0 | 6100K013 | R55-Q-1-K013_SEP | inventory | 2025-10-28 | Outer Enclosure |  | QS01-Al Qassim Central Warehouse | 2025-08-31 | 2025-08-17 | 0
4500595075-[10] | 908321106 : SWGR,SMRT RMU OD,2LBS+1CB,13.8KV,400A | RMU | ROH | DF240907006 | Self-locking Nut M3 | 3448 | 3352 | 96 | 6100K013 | 1-1-1-1 | inventory | 2025-10-28 | DFE-LV |  | QS01-Al Qassim Central Warehouse | 2025-08-31 | 2025-08-17 | 0
4500595075-[10] | 908321106 : SWGR,SMRT RMU OD,2LBS+1CB,13.8KV,400A | RMU | ROH | DF240907006 | Self-locking Nut M3 | 96 | 96 | 0 | 6100K013 | R40-G-1-K013_SEP | inventory | 2025-10-28 | DFE-LV |  | QS01-Al Qassim Central Warehouse | 2025-08-31 | 2025-08-17 | 0
4500595075-[10] | 908321106 : SWGR,SMRT RMU OD,2LBS+1CB,13.8KV,400A | RMU | ROH | DF240510009 | Self-locking Nut M4 | 6896 | 4094 | 2802 | 6100K013 | 1-1-1-1 | inventory | 2025-10-28 | DFE-LV |  | QS01-Al Qassim Central Warehouse | 2025-08-31 | 2025-08-17 | 0
4500595075-[10] | 908321106 : SWGR,SMRT RMU OD,2LBS+1CB,13.8KV,400A | RMU | ROH | DF240510009 | Self-locking Nut M4 | 2802 | 2802 | 0 | 6100K013 | BOX12-1-1-K013_SEP | inventory | 2025-10-28 | DFE-LV |  | QS01-Al Qassim Central Warehouse | 2025-08-31 | 2025-08-17 | 0
4500595075-[10] | 908321106 : SWGR,SMRT RMU OD,2LBS+1CB,13.8KV,400A | RMU | ROH | DF240510011 | Self-locking Nut M6 | 1724 | 1724 | 0 | 6100K013 | 1-1-1-1 | inventory | 2025-10-28 | SEP |  | QS01-Al Qassim Central Warehouse | 2025-08-31 | 2025-08-17 | 0
4500595075-[10] | 908321106 : SWGR,SMRT RMU OD,2LBS+1CB,13.8KV,400A | RMU | ROH | DF240510011 | Self-locking Nut M6 | 2586 | 2586 | 0 | 6100K013 | R55-Q-1-K013_SEP | inventory | 2025-10-28 | DFE-LV |  | QS01-Al Qassim Central Warehouse | 2025-08-31 | 2025-08-17 | 0
4500595075-[10] | 908321106 : SWGR,SMRT RMU OD,2LBS+1CB,13.8KV,400A | RMU | ROH | DF240510011 | Self-locking nutsM6 | 12000 | 12000 | 0 | 6100K013 | 1-1-1-1 | inventory | 2025-10-28 | Outer Enclosure |  | QS01-Al Qassim Central Warehouse | 2025-08-31 | 2025-08-17 | 0
4500595075-[10] | 908321106 : SWGR,SMRT RMU OD,2LBS+1CB,13.8KV,400A | RMU | ROH | DF240424027 | Self-locking nutsM8 | 2400 | 2400 | 0 | 6100K013 | R54-Q-1-K013_SEP | inventory | 2025-10-28 | Outer Enclosure |  | QS01-Al Qassim Central Warehouse | 2025-08-31 | 2025-08-17 | 0
4500595075-[10] | 908321106 : SWGR,SMRT RMU OD,2LBS+1CB,13.8KV,400A | RMU | ROH | DF240424027 | Self-locking Nut M8 | 4741 | 4303 | 438 | 6100K013 | R55-Q-1-K013_SEP | inventory | 2025-10-28 | SEP |  | QS01-Al Qassim Central Warehouse | 2025-08-31 | 2025-08-17 | 0
4500595075-[10] | 908321106 : SWGR,SMRT RMU OD,2LBS+1CB,13.8KV,400A | RMU | ROH | DF240424027 | Self-locking Nut M8 | 438 | 438 | 0 | 6100K013 | 1-1-1-1 | inventory | 2025-10-28 | SEP |  | QS01-Al Qassim Central Warehouse | 2025-08-31 | 2025-08-17 | 0
4500595075-[10] | 908321106 : SWGR,SMRT RMU OD,2LBS+1CB,13.8KV,400A | RMU | ROH | DF240424002 | Self-sealing Valve | 302 | 302 | 0 | 6100K013 | BOX92-1-1-K013_SEP | inventory | 2025-10-28 | DFE-Gas Tank |  | QS01-Al Qassim Central Warehouse | 2025-08-31 | 2025-08-17 | 0
4500595075-[10] | 908321106 : SWGR,SMRT RMU OD,2LBS+1CB,13.8KV,400A | RMU | ROH | 8DF.0816.0442 | Side Plate Transverse Tar | 604 | 604 | 0 | 6100K013 | BOX92-1-1-K013_SEP | inventory | 2025-10-28 | DFE-Gas Tank |  | QS01-Al Qassim Central Warehouse | 2025-08-31 | 2025-08-17 | 0
4500595075-[10] | 908321106 : SWGR,SMRT RMU OD,2LBS+1CB,13.8KV,400A | RMU | ROH | DF240907003 | Soft connection (YTZ-(X)-35/8-12) | 302 | 302 | 0 | 6100K013 | BOX92-1-1-K013_SEP | inventory | 2025-10-28 | DFE-Gas Tank |  | QS01-Al Qassim Central Warehouse | 2025-08-31 | 2025-08-17 | 0
4500595075-[10] | 908321106 : SWGR,SMRT RMU OD,2LBS+1CB,13.8KV,400A | RMU | ROH | DF240424015 | Spring Washer φ12 | 1359 | 1359 | 0 | 6100K013 | BOX92-1-1-K013_SEP | inventory | 2025-10-28 | DFE-Gas Tank |  | QS01-Al Qassim Central Warehouse | 2025-08-31 | 2025-08-17 | 0
4500595075-[10] | 908321106 : SWGR,SMRT RMU OD,2LBS+1CB,13.8KV,400A | RMU | ROH | 205046789 | Spring Washer φ6 | 12499 | 12499 | 0 | 6100K013 | 1-1-1-1 | inventory | 2025-10-28 | DFE-LV |  | QS01-Al Qassim Central Warehouse | 2025-08-31 | 2025-08-17 | 0
4500595075-[10] | 908321106 : SWGR,SMRT RMU OD,2LBS+1CB,13.8KV,400A | RMU | ROH | 205046789 | Spring Washer φ6 | 22843 | 22843 | 0 | free_stock | R52-A-1-MVBM_SEP | inventory | 2025-10-28 | SEP |  | QS01-Al Qassim Central Warehouse | 2025-08-31 | 2025-08-17 | 0
4500595075-[10] | 908321106 : SWGR,SMRT RMU OD,2LBS+1CB,13.8KV,400A | RMU | ROH | 205046789 | φ6 Spring washer Stainleess steel | 51000 | 48211 | 2789 | 6100K013 | R55-Q-1-K013_SEP | inventory | 2025-10-28 | Outer Enclosure |  | QS01-Al Qassim Central Warehouse | 2025-08-31 | 2025-08-17 | 0
4500595075-[10] | 908321106 : SWGR,SMRT RMU OD,2LBS+1CB,13.8KV,400A | RMU | ROH | 205046789 | φ6 Spring washer Stainleess steel | 2789 | 2789 | 0 | 6100K013 | 1-1-1-1 | inventory | 2025-10-28 | Outer Enclosure |  | QS01-Al Qassim Central Warehouse | 2025-08-31 | 2025-08-17 | 0
4500595075-[10] | 908321106 : SWGR,SMRT RMU OD,2LBS+1CB,13.8KV,400A | RMU | ROH | 205041916 | Spring Washer φ8 | 11023 | 11023 | 0 | free_stock | R52-A-1-MVBM_SEP | inventory | 2025-10-28 | DFE-Gas Tank |  | QS01-Al Qassim Central Warehouse | 2025-08-31 | 2025-08-17 | 0
4500595075-[10] | 908321106 : SWGR,SMRT RMU OD,2LBS+1CB,13.8KV,400A | RMU | ROH | 205041916 | Spring Washer φ8 | 14654 | 10500 | 4154 | 6100K013 | BOX42-1-1-K013_SEP | inventory | 2025-10-28 | SEP |  | QS01-Al Qassim Central Warehouse | 2025-08-31 | 2025-08-17 | 0
4500595075-[10] | 908321106 : SWGR,SMRT RMU OD,2LBS+1CB,13.8KV,400A | RMU | ROH | 205041916 | Spring Washer φ8 | 4154 | 4154 | 0 | 6100K013 | 1-1-1-1 | inventory | 2025-10-28 | SEP |  | QS01-Al Qassim Central Warehouse | 2025-08-31 | 2025-08-17 | 0
4500595075-[10] | 908321106 : SWGR,SMRT RMU OD,2LBS+1CB,13.8KV,400A | RMU | ROH | DF240603021 | Spring Washer φ10 | 9482 | 3772 | 5710 | 6100K013 | R55-I-1-K013_SEP | inventory | 2025-10-28 | SEP |  | QS01-Al Qassim Central Warehouse | 2025-08-31 | 2025-08-17 | 0
4500595075-[10] | 908321106 : SWGR,SMRT RMU OD,2LBS+1CB,13.8KV,400A | RMU | ROH | DF240603021 | Spring Washer φ10 | 5710 | 3300 | 2410 | 6100K013 | 1-1-1-1 | inventory | 2025-10-28 | SEP |  | QS01-Al Qassim Central Warehouse | 2025-08-31 | 2025-08-17 | 0
4500595075-[10] | 908321106 : SWGR,SMRT RMU OD,2LBS+1CB,13.8KV,400A | RMU | ROH | DF240603021 | Spring Washer φ10 | 2410 | 2410 | 0 | 6100K013 | R41-A-1-K013_SEP | inventory | 2025-10-28 | SEP |  | QS01-Al Qassim Central Warehouse | 2025-08-31 | 2025-08-17 | 0
4500595075-[10] | 908321106 : SWGR,SMRT RMU OD,2LBS+1CB,13.8KV,400A | RMU | ROH | DF240603011 | Spring Washer φ12 | 431 | 110 | 321 | 6100K013 | R40-J-1-K013_SEP | inventory | 2025-10-28 | SEP |  | QS01-Al Qassim Central Warehouse | 2025-08-31 | 2025-08-17 | 0
4500595075-[10] | 908321106 : SWGR,SMRT RMU OD,2LBS+1CB,13.8KV,400A | RMU | ROH | DF240603011 | Spring Washer φ12 | 321 | 96 | 225 | 6100K013 | 1-1-1-1 | inventory | 2025-10-28 | SEP |  | QS01-Al Qassim Central Warehouse | 2025-08-31 | 2025-08-17 | 0
4500595075-[10] | 908321106 : SWGR,SMRT RMU OD,2LBS+1CB,13.8KV,400A | RMU | ROH | DF240603011 | Spring Washer φ12 | 225 | 30 | 195 | 6100K013 | R54-I-1-K013_SEP | inventory | 2025-10-28 | SEP |  | QS01-Al Qassim Central Warehouse | 2025-08-31 | 2025-08-17 | 0
4500595075-[10] | 908321106 : SWGR,SMRT RMU OD,2LBS+1CB,13.8KV,400A | RMU | ROH | DF240603011 | Spring Washer φ12 | 195 | 195 | 0 | 6100K013 | 1-1-1-1 | consumption | 2025-10-16 | SEP |  | QS01-Al Qassim Central Warehouse | 2025-08-31 | 2025-08-17 | 0 | [5 empty] | Work in Process Pick | 8149544
4500595075-[10] | 908321106 : SWGR,SMRT RMU OD,2LBS+1CB,13.8KV,400A | RMU | ROH | DF240604001 | Square Nut M6 | 10344 | 3600 | 6744 | 6100K013 | 1-1-1-1 | inventory | 2025-10-28 | SEP |  | QS01-Al Qassim Central Warehouse | 2025-08-31 | 2025-08-17 | 0
4500595075-[10] | 908321106 : SWGR,SMRT RMU OD,2LBS+1CB,13.8KV,400A | RMU | ROH | DF240604001 | Square Nut M6 | 6744 | 3529 | 3215 | 6100K013 | R55-P-1-K013_SEP | inventory | 2025-10-28 | SEP |  | QS01-Al Qassim Central Warehouse | 2025-08-31 | 2025-08-17 | 0
4500595075-[10] | 908321106 : SWGR,SMRT RMU OD,2LBS+1CB,13.8KV,400A | RMU | ROH | DF240604001 | Square Nut M6 | 3215 | 2640 | 575 | 6100K013 | R40-H-1-K013_SEP | inventory | 2025-10-28 | SEP |  | QS01-Al Qassim Central Warehouse | 2025-08-31 | 2025-08-17 | 0
4500595075-[10] | 908321106 : SWGR,SMRT RMU OD,2LBS+1CB,13.8KV,400A | RMU | ROH | DF240604001 | Square Nut M6 | 575 | 575 | 0 | 6100K013 | R54-I-1-K013_SEP | inventory | 2025-10-28 | SEP |  | QS01-Al Qassim Central Warehouse | 2025-08-31 | 2025-08-17 | 0
4500595075-[10] | 908321106 : SWGR,SMRT RMU OD,2LBS+1CB,13.8KV,400A | RMU | ROH | 8DF.0816.3126 | Stator | 302 | 302 | 0 | 6100K013 | BOX92-1-1-K013_SEP | inventory | 2025-10-28 | DFE-Gas Tank |  | QS01-Al Qassim Central Warehouse | 2025-08-31 | 2025-08-17 | 0
4500595075-[10] | 908321106 : SWGR,SMRT RMU OD,2LBS+1CB,13.8KV,400A | RMU | ROH | DF240510054 | Temperature Sensor (JWB/PT-100-03) | 431 | 431 | 0 | 6100K013 | 1-1-1-1 | inventory | 2025-10-28 | DFE-LV |  | QS01-Al Qassim Central Warehouse | 2025-08-31 | 2025-08-17 | 0
4500595075-[10] | 908321106 : SWGR,SMRT RMU OD,2LBS+1CB,13.8KV,400A | RMU | ROH | DF240510034 | Terminal strip label | 2586 | 2586 | 0 | 6100K013 | 1-1-1-1 | inventory | 2025-10-28 | DFE-LV |  | QS01-Al Qassim Central Warehouse | 2025-08-31 | 2025-08-17 | 0
4500595075-[10] | 908321106 : SWGR,SMRT RMU OD,2LBS+1CB,13.8KV,400A | RMU | ROH | DF241118009 | Test Socket NTC1-332AS6h/250V | 431 | 431 | 0 | 6100K013 | 1-1-1-1 | inventory | 2025-10-28 | DFE-LV |  | QS01-Al Qassim Central Warehouse | 2025-08-31 | 2025-08-17 | 0
4500595075-[10] | 908321106 : SWGR,SMRT RMU OD,2LBS+1CB,13.8KV,400A | RMU | ROH | DF240424017 | Thickened Plain Washer φ10 | 5889 | 5889 | 0 | 6100K013 | BOX92-1-1-K013_SEP | inventory | 2025-10-28 | DFE-Gas Tank |  | QS01-Al Qassim Central Warehouse | 2025-08-31 | 2025-08-17 | 0
4500595075-[10] | 908321106 : SWGR,SMRT RMU OD,2LBS+1CB,13.8KV,400A | RMU | ROH | DF240424014 | Thickened Plain Washer φ12 | 1359 | 1359 | 0 | 6100K013 | BOX92-1-1-K013_SEP | inventory | 2025-10-28 | DFE-Gas Tank |  | QS01-Al Qassim Central Warehouse | 2025-08-31 | 2025-08-17 | 0
4500595075-[10] | 908321106 : SWGR,SMRT RMU OD,2LBS+1CB,13.8KV,400A | RMU | ROH | DF240603039 | Thread sealant | 64.65 | 64.65 | 0 | 6100K013 | R67-K-1-KDP2_SEP | inventory | 2025-10-28 | SEP |  | QS01-Al Qassim Central Warehouse | 2025-08-31 | 2025-08-17 | 0
4500595075-[10] | 908321106 : SWGR,SMRT RMU OD,2LBS+1CB,13.8KV,400A | RMU | ROH | 5DF.0815.0002 | Three-station Load Switch | 302 | 302 | 0 | 6100K013 | BOX92-1-1-K013_SEP | inventory | 2025-10-28 | DFE-Gas Tank |  | QS01-Al Qassim Central Warehouse | 2025-08-31 | 2025-08-17 | 0
4500595075-[10] | 908321106 : SWGR,SMRT RMU OD,2LBS+1CB,13.8KV,400A | RMU | ROH | 5DF.0816.0029 | Three-station Load Switch Sealing Assembly | 453 | 453 | 0 | 6100K013 | BOX92-1-1-K013_SEP | inventory | 2025-10-28 | DFE-Gas Tank |  | QS01-Al Qassim Central Warehouse | 2025-08-31 | 2025-08-17 | 0
4500595075-[10] | 908321106 : SWGR,SMRT RMU OD,2LBS+1CB,13.8KV,400A | RMU | ROH | DF240612003 | Tie strap (black) 4*150 | 323250 | 323250 | 0 | 6100K013 | 1-1-1-1 | inventory | 2025-10-28 | DFE-LV |  | QS01-Al Qassim Central Warehouse | 2025-08-31 | 2025-08-17 | 0
4500595075-[10] | 908321106 : SWGR,SMRT RMU OD,2LBS+1CB,13.8KV,400A | RMU | ROH | DF240603026 | Tower seal ring φ115 | 1293 | 774 | 519 | 6100K013 | BOX10-1-1-K013_SEP | inventory | 2025-10-28 | SEP |  | QS01-Al Qassim Central Warehouse | 2025-08-31 | 2025-08-17 | 0
4500595075-[10] | 908321106 : SWGR,SMRT RMU OD,2LBS+1CB,13.8KV,400A | RMU | ROH | DF240603026 | Tower seal ring φ115 | 519 | 519 | 0 | 6100K013 | 1-1-1-1 | inventory | 2025-10-28 | SEP |  | QS01-Al Qassim Central Warehouse | 2025-08-31 | 2025-08-17 | 0
4500595075-[10] | 908321106 : SWGR,SMRT RMU OD,2LBS+1CB,13.8KV,400A | RMU | ROH | DF240603025 | Tower seal ring φ40 | 862 | 346 | 516 | 6100K013 | BOX10-1-1-K013_SEP | inventory | 2025-10-28 | SEP |  | QS01-Al Qassim Central Warehouse | 2025-08-31 | 2025-08-17 | 0
4500595075-[10] | 908321106 : SWGR,SMRT RMU OD,2LBS+1CB,13.8KV,400A | RMU | ROH | DF240603025 | Tower seal ring φ40 | 516 | 216 | 300 | 6100K013 | 1-1-1-1 | inventory | 2025-10-28 | SEP |  | QS01-Al Qassim Central Warehouse | 2025-08-31 | 2025-08-17 | 0
4500595075-[10] | 908321106 : SWGR,SMRT RMU OD,2LBS+1CB,13.8KV,400A | RMU | ROH | DF240603025 | Tower seal ring φ40 | 300 | 200 | 100 | 6100K013 | R64-A-1-K013_SEP | inventory | 2025-10-28 | SEP |  | QS01-Al Qassim Central Warehouse | 2025-08-31 | 2025-08-17 | 0
4500595075-[10] | 908321106 : SWGR,SMRT RMU OD,2LBS+1CB,13.8KV,400A | RMU | ROH | DF240603025 | Tower seal ring φ40 | 100 | 100 | 0 | 6100KDP02 | BOX1-1-1-K013_SEP | inventory | 2025-10-28 | SEP |  | QS01-Al Qassim Central Warehouse | 2025-08-31 | 2025-08-17 | 0
4500595075-[10] | 908321106 : SWGR,SMRT RMU OD,2LBS+1CB,13.8KV,400A | RMU | ROH | DF240510030 | UK-2.5B Fixing (E/UK) | 6896 | 6896 | 0 | 6100K013 | 1-1-1-1 | inventory | 2025-10-28 | DFE-LV |  | QS01-Al Qassim Central Warehouse | 2025-08-31 | 2025-08-17 | 0
4500595075-[10] | 908321106 : SWGR,SMRT RMU OD,2LBS+1CB,13.8KV,400A | RMU | ROH | DF240612011 | UK-2.5B marking strip (1-10) | 862 | 862 | 0 | 6100K013 | 1-1-1-1 | inventory | 2025-10-28 | DFE-LV |  | QS01-Al Qassim Central Warehouse | 2025-08-31 | 2025-08-17 | 0
4500595075-[10] | 908321106 : SWGR,SMRT RMU OD,2LBS+1CB,13.8KV,400A | RMU | ROH | DF240612009 | UK-2.5B marking strip (1-5) | 2586 | 2586 | 0 | 6100K013 | 1-1-1-1 | inventory | 2025-10-28 | DFE-LV |  | QS01-Al Qassim Central Warehouse | 2025-08-31 | 2025-08-17 | 0
4500595075-[10] | 908321106 : SWGR,SMRT RMU OD,2LBS+1CB,13.8KV,400A | RMU | ROH | DF240612010 | UK-2.5B marking strip (1-8) | 862 | 862 | 0 | 6100K013 | 1-1-1-1 | inventory | 2025-10-28 | DFE-LV |  | QS01-Al Qassim Central Warehouse | 2025-08-31 | 2025-08-17 | 0
4500595075-[10] | 908321106 : SWGR,SMRT RMU OD,2LBS+1CB,13.8KV,400A | RMU | ROH | DF240510029 | UK-2.5B voltage terminal partition (D-UK2.5) | 3879 | 3879 | 0 | 6100K013 | 1-1-1-1 | inventory | 2025-10-28 | DFE-LV |  | QS01-Al Qassim Central Warehouse | 2025-08-31 | 2025-08-17 | 0
4500595075-[10] | 908321106 : SWGR,SMRT RMU OD,2LBS+1CB,13.8KV,400A | RMU | ROH | DF240612024 | UK2.5B Center Connection Bar (2 connections)FBI 2-6(0203438) | 2155 | 2155 | 0 | 6100K013 | 1-1-1-1 | inventory | 2025-10-28 | DFE-LV |  | QS01-Al Qassim Central Warehouse | 2025-08-31 | 2025-08-17 | 0
4500595075-[10] | 908321106 : SWGR,SMRT RMU OD,2LBS+1CB,13.8KV,400A | RMU | ROH | DF241118007 | Unlock the locking knob | 1293 | 1293 | 0 | 6100K013 | 1-1-1-1 | inventory | 2025-10-28 | DFE-LV |  | QS01-Al Qassim Central Warehouse | 2025-08-31 | 2025-08-17 | 0
4500595075-[10] | 908321106 : SWGR,SMRT RMU OD,2LBS+1CB,13.8KV,400A | RMU | ROH | 8DF.0816.0131 | V Common Enclosure Front Plate Transverse Bar | 302 | 302 | 0 | 6100K013 | BOX92-1-1-K013_SEP | inventory | 2025-10-28 | DFE-Gas Tank |  | QS01-Al Qassim Central Warehouse | 2025-08-31 | 2025-08-17 | 0
4500595075-[10] | 908321106 : SWGR,SMRT RMU OD,2LBS+1CB,13.8KV,400A | RMU | ROH | 8DF.0816.0116 | V Common Enclosure Spacer Reinforcing Rib | 151 | 151 | 0 | 6100K013 | BOX92-1-1-K013_SEP | inventory | 2025-10-28 | DFE-Gas Tank |  | QS01-Al Qassim Central Warehouse | 2025-08-31 | 2025-08-17 | 0
4500595075-[10] | 908321106 : SWGR,SMRT RMU OD,2LBS+1CB,13.8KV,400A | RMU | ROH | 5DF.0816.0046 | V Strut Welding | 302 | 302 | 0 | 6100K013 | BOX92-1-1-K013_SEP | inventory | 2025-10-28 | DFE-Gas Tank |  | QS01-Al Qassim Central Warehouse | 2025-08-31 | 2025-08-17 | 0
4500595075-[10] | 908321106 : SWGR,SMRT RMU OD,2LBS+1CB,13.8KV,400A | RMU | ROH | 8DF.0818.0015 | V-A Phase Bus | 151 | 151 | 0 | 6100K013 | BOX92-1-1-K013_SEP | inventory | 2025-10-28 | DFE-Gas Tank |  | QS01-Al Qassim Central Warehouse | 2025-08-31 | 2025-08-17 | 0
4500595075-[10] | 908321106 : SWGR,SMRT RMU OD,2LBS+1CB,13.8KV,400A | RMU | ROH | 8DF.0818.0016 | V-B Phase Bus | 151 | 151 | 0 | 6100K013 | BOX92-1-1-K013_SEP | inventory | 2025-10-28 | DFE-Gas Tank |  | QS01-Al Qassim Central Warehouse | 2025-08-31 | 2025-08-17 | 0
4500595075-[10] | 908321106 : SWGR,SMRT RMU OD,2LBS+1CB,13.8KV,400A | RMU | ROH | 8DF.0818.0017 | V-C Phase Bus | 151 | 151 | 0 | 6100K013 | BOX92-1-1-K013_SEP | inventory | 2025-10-28 | DFE-Gas Tank |  | QS01-Al Qassim Central Warehouse | 2025-08-31 | 2025-08-17 | 0
4500595075-[10] | 908321106 : SWGR,SMRT RMU OD,2LBS+1CB,13.8KV,400A | RMU | HALB | 8DF.0818.0007 | VC Bonding Bar M410 | 453 | 453 | 0 | 6100K013 | BOX92-1-1-K013_SEP | inventory | 2025-10-28 | DFE-Gas Tank |  | QS01-Al Qassim Central Warehouse | 2025-08-31 | 2025-08-17 | 0
4500595075-[10] | 908321106 : SWGR,SMRT RMU OD,2LBS+1CB,13.8KV,400A | RMU | ROH | 5DF.0816.0050 | VC Strut Welding | 604 | 316 | 288 | 6100K013 | BOX92-1-1-K013_SEP | inventory | 2025-10-28 | DFE-Gas Tank |  | QS01-Al Qassim Central Warehouse | 2025-08-31 | 2025-08-17 | 0
4500595075-[10] | 908321106 : SWGR,SMRT RMU OD,2LBS+1CB,13.8KV,400A | RMU | ROH | 5DF.0816.0050 | VC Strut Welding | 288 | 93 | 195 | 6100K013 | 1-1-1-1 | inventory | 2025-10-28 | DFE-Gas Tank |  | QS01-Al Qassim Central Warehouse | 2025-08-31 | 2025-08-17 | 0
4500595075-[10] | 908321106 : SWGR,SMRT RMU OD,2LBS+1CB,13.8KV,400A | RMU | ROH | 5DF.0816.0050 | VC Strut Welding | 195 | 50 | 145 | 6100KDP02 | BOX6-1-1-K013_SEP | inventory | 2025-10-28 | DFE-Gas Tank |  | QS01-Al Qassim Central Warehouse | 2025-08-31 | 2025-08-17 | 0
4500595075-[10] | 908321106 : SWGR,SMRT RMU OD,2LBS+1CB,13.8KV,400A | RMU | ROH | 5DF.0816.0050 | VC Strut Welding | 145 | 145 | 0 | 6100KDP02 | BOX42-1-1-K013_SEP | consumption | 2025-10-13 | DFE-Gas Tank |  | QS01-Al Qassim Central Warehouse | 2025-08-31 | 2025-08-17 | 0 | [5 empty] | Project Transfer | 8080801
4500595075-[10] | 908321106 : SWGR,SMRT RMU OD,2LBS+1CB,13.8KV,400A | RMU | ROH | DF240424023 | Vacuum Silicone Grease | 7550 | 7550 | 0 | 6100K013 | WH2-1-1-K013_SEP | inventory | 2025-10-28 | DFE-Gas Tank |  | QS01-Al Qassim Central Warehouse | 2025-08-31 | 2025-08-17 | 0
4500595075-[10] | 908321106 : SWGR,SMRT RMU OD,2LBS+1CB,13.8KV,400A | RMU | ROH | DF240510026 | Wiring Channel 80 * 40 | 1405.06 | 1405.06 | 0 | 6100K013 | 1-1-1-1 | inventory | 2025-10-28 | DFE-LV |  | QS01-Al Qassim Central Warehouse | 2025-08-31 | 2025-08-17 | 0
4500595075-[10] | 908321106 : SWGR,SMRT RMU OD,2LBS+1CB,13.8KV,400A | RMU | ROH | DF205041558 | Warning Sign (Print + Outdoor Protection) | 1200 | 786 | 414 | 6100K013 | R66-F-1-K013_SEP | inventory | 2025-10-28 | Outer Enclosure |  | QS01-Al Qassim Central Warehouse | 2025-08-31 | 2025-08-17 | 0
4500595075-[10] | 908321106 : SWGR,SMRT RMU OD,2LBS+1CB,13.8KV,400A | RMU | ROH | DF205041558 | Warning Sign (Print + Outdoor Protection) | 414 | 414 | 0 | 6100K013 | 1-1-1-1 | inventory | 2025-10-28 | Outer Enclosure |  | QS01-Al Qassim Central Warehouse | 2025-08-31 | 2025-08-17 | 0
4500595075-[10] | 908321106 : SWGR,SMRT RMU OD,2LBS+1CB,13.8KV,400A | RMU | ROH | DF205041497 | Waterproof Adhesive Tape (Large) UC-15 EPDM | 4380 | 1634.68 | 2745.32 | 6100K013 | R71-I-1-MVBM_SEP | consumption | 2025-10-18 | Outer Enclosure |  | QS01-Al Qassim Central Warehouse | 2025-08-31 | 2025-08-17 | 0 | [5 empty] | Work in Process Pick | 8162347
4500595075-[10] | 908321106 : SWGR,SMRT RMU OD,2LBS+1CB,13.8KV,400A | RMU | ROH | DF205041497 | Waterproof Adhesive Tape (Large) UC-15 EPDM | 2745.32 | 1460 | 1285.32 | 6100K013 | R71-H-1-MVBM_SEP | consumption | 2025-10-18 | Outer Enclosure |  | QS01-Al Qassim Central Warehouse | 2025-08-31 | 2025-08-17 | 0 | [5 empty] | Work in Process Pick | 8162353
4500595075-[10] | 908321106 : SWGR,SMRT RMU OD,2LBS+1CB,13.8KV,400A | RMU | ROH | DF205041497 | Waterproof Adhesive Tape (Large) UC-15 EPDM | 1285.32 | 117.6 | 1167.72 | 6100K013 | R71-I-1-MVBM_SEP | consumption | 2025-10-18 | Outer Enclosure |  | QS01-Al Qassim Central Warehouse | 2025-08-31 | 2025-08-17 | 0 | [5 empty] | Work in Process Pick | 8162232
4500595075-[10] | 908321106 : SWGR,SMRT RMU OD,2LBS+1CB,13.8KV,400A | RMU | ROH | DF205041497 | Waterproof Adhesive Tape (Large) UC-15 EPDM | 1167.72 | 87.6 | 1080.12 | 6100K013 | R71-H-1-MVBM_SEP | consumption | 2025-10-18 | Outer Enclosure |  | QS01-Al Qassim Central Warehouse | 2025-08-31 | 2025-08-17 | 0 | [5 empty] | Work in Process Pick | 8161419
4500595075-[10] | 908321106 : SWGR,SMRT RMU OD,2LBS+1CB,13.8KV,400A | RMU | ROH | DF205041497 | Waterproof Adhesive Tape (Large) UC-15 EPDM | 1080.12 | 1080.12 | 0 | 6100K013 | 1-1-1-1 | consumption | 2025-09-24 | Outer Enclosure |  | QS01-Al Qassim Central Warehouse | 2025-08-31 | 2025-08-17 | 0 | [5 empty] | Work in Process Material Issue | 7562533
4500595075-[10] | 908321106 : SWGR,SMRT RMU OD,2LBS+1CB,13.8KV,400A | RMU | ROH | DF205041499 | Waterproof Adhesive Tape (Large) UD-07 EPDM | 780 | 567 | 213 | free_stock | R72-H-1-K003_SEP | inventory | 2025-10-28 | Outer Enclosure |  | QS01-Al Qassim Central Warehouse | 2025-08-31 | 2025-08-17 | 0
4500595075-[10] | 908321106 : SWGR,SMRT RMU OD,2LBS+1CB,13.8KV,400A | RMU | ROH | DF205041499 | Waterproof Adhesive Tape (Large) UD-07 EPDM | 213 | 213 | 0 | free_stock | 1-1-1-1 | inventory | 2025-10-28 | Outer Enclosure |  | QS01-Al Qassim Central Warehouse | 2025-08-31 | 2025-08-17 | 0
4500595075-[10] | 908321106 : SWGR,SMRT RMU OD,2LBS+1CB,13.8KV,400A | RMU | ROH | DF240311001 | Welded Stud M8*35 | 3624 | 3624 | 0 | free_stock | NEW.FLR-1-1-MVBM_SEP | inventory | 2025-10-28 | DFE-Gas Tank |  | QS01-Al Qassim Central Warehouse | 2025-08-31 | 2025-08-17 | 0
4500595075-[10] | 908321106 : SWGR,SMRT RMU OD,2LBS+1CB,13.8KV,400A | RMU | ROH | 211002912 | Welded Stud M8*20 | 13439 | 13439 | 0 | free_stock | NEW.FLR-1-1-MVBM_SEP | inventory | 2025-10-28 | DFE-Gas Tank |  | QS01-Al Qassim Central Warehouse | 2025-08-31 | 2025-08-17 | 0
4500595075-[10] | 908321106 : SWGR,SMRT RMU OD,2LBS+1CB,13.8KV,400A | RMU | ROH | DF241118100 | Welded Stud M8*25 | 906 | 906 | 0 | 6100K013 | BOX42-1-1-K013_SEP | inventory | 2025-10-28 | DFE-Gas Tank |  | QS01-Al Qassim Central Warehouse | 2025-08-31 | 2025-08-17 | 0
4500595075-[10] | 908321106 : SWGR,SMRT RMU OD,2LBS+1CB,13.8KV,400A | RMU | ROH | DF240510007 | Welded stud M6*16 | 1724 | 1724 | 0 | 6100KDP02 | R60-I-1-K013_SEP | inventory | 2025-10-28 | SEP |  | QS01-Al Qassim Central Warehouse | 2025-08-31 | 2025-08-17 | 0
4500595075-[10] | 908321106 : SWGR,SMRT RMU OD,2LBS+1CB,13.8KV,400A | RMU | ROH | DF240510007 | Welded stud M6*16 | 6034 | 5916 | 118 | 6100K013 | 1-1-1-1 | inventory | 2025-10-28 | DFE-LV |  | QS01-Al Qassim Central Warehouse | 2025-08-31 | 2025-08-17 | 0
4500595075-[10] | 908321106 : SWGR,SMRT RMU OD,2LBS+1CB,13.8KV,400A | RMU | ROH | DF240510007 | Welded stud M6*16 | 118 | 118 | 0 | 6100KDP02 | R60-I-1-K013_SEP | inventory | 2025-10-28 | DFE-LV |  | QS01-Al Qassim Central Warehouse | 2025-08-31 | 2025-08-17 | 0
4500595075-[10] | 908321106 : SWGR,SMRT RMU OD,2LBS+1CB,13.8KV,400A | RMU | ROH | DF240603032 | White nylon washer (φ6-12 1.3mm) | 10344 | 4534 | 5810 | 6100K013 | 1-1-1-1 | consumption | 2025-10-16 | SEP |  | QS01-Al Qassim Central Warehouse | 2025-08-31 | 2025-08-17 | 0 | [5 empty] | Work in Process Pick | 8149598
4500595075-[10] | 908321106 : SWGR,SMRT RMU OD,2LBS+1CB,13.8KV,400A | RMU | ROH | DF240603032 | White nylon washer (φ6-12 1.3mm) | 5810 | 2880 | 2930 | 6100K013 | 1-1-1-1 | consumption | 2025-09-18 | SEP |  | QS01-Al Qassim Central Warehouse | 2025-08-31 | 2025-08-17 | 0 | [5 empty] | Work in Process Material Issue | 7419897
4500595075-[10] | 908321106 : SWGR,SMRT RMU OD,2LBS+1CB,13.8KV,400A | RMU | ROH | DF240603032 | White nylon washer (φ6-12 1.3mm) | 2930 | 2880 | 50 | 6100K013 | 1-1-1-1 | consumption | 2025-09-18 | SEP |  | QS01-Al Qassim Central Warehouse | 2025-08-31 | 2025-08-17 | 0 | [5 empty] | Work in Process Material Issue | 7408950
4500595075-[10] | 908321106 : SWGR,SMRT RMU OD,2LBS+1CB,13.8KV,400A | RMU | ROH | DF240603032 | White nylon washer (φ6-12 1.3mm) | 50 | 50 | 0 | 6100K013 | 1-1-1-1 | consumption | 2025-09-21 | SEP |  | QS01-Al Qassim Central Warehouse | 2025-08-31 | 2025-08-17 | 0 | [5 empty] | Work in Process Material Issue | 7476701
4500595075-[10] | 908321106 : SWGR,SMRT RMU OD,2LBS+1CB,13.8KV,400A | RMU | ROH | DF240510055 | Control module (ISCU-01E) | 862 | 862 | 0 | 6100K013 | 1-1-1-1 | inventory | 2025-10-28 | DFE-LV |  | QS01-Al Qassim Central Warehouse | 2025-08-31 | 2025-08-17 | 0
4500595075-[10] | 908321106 : SWGR,SMRT RMU OD,2LBS+1CB,13.8KV,400A | RMU | ROH | 8DF.0818.1053 | Upper door hook | 1293 | 634 | 659 | 6100K013 | NEW.FLR-1-1-K013_SEP | inventory | 2025-10-28 | SEP |  | QS01-Al Qassim Central Warehouse | 2025-08-31 | 2025-08-17 | 0
4500595075-[10] | 908321106 : SWGR,SMRT RMU OD,2LBS+1CB,13.8KV,400A | RMU | ROH | 8DF.0818.1053 | Upper door hook | 659 | 350 | 309 | 6100K013 | R64-A-1-K013_SEP | inventory | 2025-10-28 | SEP |  | QS01-Al Qassim Central Warehouse | 2025-08-31 | 2025-08-17 | 0
4500595075-[10] | 908321106 : SWGR,SMRT RMU OD,2LBS+1CB,13.8KV,400A | RMU | ROH | 8DF.0818.1053 | Upper door hook | 309 | 309 | 0 | 6100K013 | 1-1-1-1 | inventory | 2025-10-28 | SEP |  | QS01-Al Qassim Central Warehouse | 2025-08-31 | 2025-08-17 | 0
4500595075-[10] | 908321106 : SWGR,SMRT RMU OD,2LBS+1CB,13.8KV,400A | RMU | ROH | DF240510036 | Door lock (MS705 GH-18) | 862 | 750 | 112 | 6100K013 | 1-1-1-1 | inventory | 2025-10-28 | DFE-LV |  | QS01-Al Qassim Central Warehouse | 2025-08-31 | 2025-08-17 | 0
4500595075-[10] | 908321106 : SWGR,SMRT RMU OD,2LBS+1CB,13.8KV,400A | RMU | ROH | DF240510036 | Door lock (MS705 GH-18) | 112 | 112 | 0 | 6100K013 | PLT2-1-1-K013_SEP | inventory | 2025-10-28 | DFE-LV |  | QS01-Al Qassim Central Warehouse | 2025-08-31 | 2025-08-17 | 0
4500595075-[10] | 908321106 : SWGR,SMRT RMU OD,2LBS+1CB,13.8KV,400A | RMU | HALB | 8DF.0818.1296 | Door stop fixing | 862 | 862 | 0 | 6100K013 | INC-1-1-K013_SEP | inventory | 2025-10-28 | SEP |  | QS01-Al Qassim Central Warehouse | 2025-08-31 | 2025-08-17 | 0
4500595075-[10] | 908321106 : SWGR,SMRT RMU OD,2LBS+1CB,13.8KV,400A | RMU | HALB | 8DF.0818.1295 | Door stop tongue | 862 | 862 | 0 | 6100K013 | 1-1-1-1 | inventory | 2025-10-28 | SEP |  | QS01-Al Qassim Central Warehouse | 2025-08-31 | 2025-08-17 | 0
4500595075-[10] | 908321106 : SWGR,SMRT RMU OD,2LBS+1CB,13.8KV,400A | RMU | ROH | DF240510046 | Flashlight (LED T5) | 431 | 431 | 0 | 6100K013 | BOX5-1-1-K013_SEP | inventory | 2025-10-28 | DFE-LV |  | QS01-Al Qassim Central Warehouse | 2025-08-31 | 2025-08-17 | 0
4500595075-[10] | 908321106 : SWGR,SMRT RMU OD,2LBS+1CB,13.8KV,400A | RMU | ROH | DF205040961 | Plastic buckle M4.5*10 | 3879 | 3879 | 0 | 6100K013 | 1-1-1-1 | consumption | 2025-09-18 | SEP |  | QS01-Al Qassim Central Warehouse | 2025-08-31 | 2025-08-17 | 0 | [5 empty] | Work in Process Material Issue | 7406389
4500595075-[10] | 908321106 : SWGR,SMRT RMU OD,2LBS+1CB,13.8KV,400A | RMU | ROH | DF205040961 | M4.5*10 Plastic rivets ABS plastic | 5400 | 1930 | 3470 | 6100K013 | 1-1-1-1 | consumption | 2025-09-18 | Outer Enclosure |  | QS01-Al Qassim Central Warehouse | 2025-08-31 | 2025-08-17 | 0 | [5 empty] | Work in Process Material Issue | 7406389
4500595075-[10] | 908321106 : SWGR,SMRT RMU OD,2LBS+1CB,13.8KV,400A | RMU | ROH | DF205040961 | M4.5*10 Plastic rivets ABS plastic | 3470 | 3000 | 470 | 6100K013 | 1-1-1-1 | consumption | 2025-09-24 | Outer Enclosure |  | QS01-Al Qassim Central Warehouse | 2025-08-31 | 2025-08-17 | 0 | [5 empty] | Work in Process Material Issue | 7562510
4500595075-[10] | 908321106 : SWGR,SMRT RMU OD,2LBS+1CB,13.8KV,400A | RMU | ROH | DF205040961 | M4.5*10 Plastic rivets ABS plastic | 470 | 470 | 0 | 6100K013 | 1-1-1-1 | consumption | 2025-09-24 | Outer Enclosure |  | QS01-Al Qassim Central Warehouse | 2025-08-31 | 2025-08-17 | 0 | [5 empty] | Work in Process Material Issue | 7564933
4500595075-[10] | 908321106 : SWGR,SMRT RMU OD,2LBS+1CB,13.8KV,400A | RMU | ROH | DF240510061 | Relay (RXM2LB2BD) Including base and buckle | 1293 | 1293 | 0 | 6100K013 | 1-1-1-1 | inventory | 2025-10-28 | DFE-LV |  | QS01-Al Qassim Central Warehouse | 2025-08-31 | 2025-08-17 | 0
4500595075-[10] | 908321106 : SWGR,SMRT RMU OD,2LBS+1CB,13.8KV,400A | RMU | ROH | DF240510060 | Relay (RXM4AB2BD) Including base and buckle | 431 | 431 | 0 | 6100K013 | 1-1-1-1 | inventory | 2025-10-28 | DFE-LV |  | QS01-Al Qassim Central Warehouse | 2025-08-31 | 2025-08-17 | 0
4500595075-[10] | 908321106 : SWGR,SMRT RMU OD,2LBS+1CB,13.8KV,400A | RMU | ROH | DF205041496 | Sealing Strip 2018EVA EPDM (thickness 3mm width 10mm) | 7980 | 356.8 | 7623.2 | 6100K013 | 1-1-1-1 | consumption | 2025-09-18 | Outer Enclosure |  | QS01-Al Qassim Central Warehouse | 2025-08-31 | 2025-08-17 | 0 | [5 empty] | Work in Process Material Issue | 7406394
4500595075-[10] | 908321106 : SWGR,SMRT RMU OD,2LBS+1CB,13.8KV,400A | RMU | ROH | DF205041496 | Sealing Strip 2018EVA EPDM (thickness 3mm width 10mm) | 7623.2 | 761 | 6862.2 | 6100K015 | R59-G-1-K015_SEP | consumption | 2025-10-18 | Outer Enclosure |  | QS01-Al Qassim Central Warehouse | 2025-08-31 | 2025-08-17 | 0 | [5 empty] | Project Transfer | 8161395
4500595075-[10] | 908321106 : SWGR,SMRT RMU OD,2LBS+1CB,13.8KV,400A | RMU | ROH | DF205041496 | Sealing Strip 2018EVA EPDM (thickness 3mm width 10mm) | 6862.2 | 500 | 6362.2 | 6100K013 | R59-G-1-K015_SEP | consumption | 2025-10-20 | Outer Enclosure |  | QS01-Al Qassim Central Warehouse | 2025-08-31 | 2025-08-17 | 0 | [5 empty] | Work in Process Pick | 8192161
4500595075-[10] | 908321106 : SWGR,SMRT RMU OD,2LBS+1CB,13.8KV,400A | RMU | ROH | DF205041496 | Sealing Strip 2018EVA EPDM (thickness 3mm width 10mm) | 6362.2 | 261 | 6101.2 | 6100K013 | R59-G-1-K015_SEP | consumption | 2025-10-20 | Outer Enclosure |  | QS01-Al Qassim Central Warehouse | 2025-08-31 | 2025-08-17 | 0 | [5 empty] | Work in Process Pick | 8192180
4500595075-[10] | 908321106 : SWGR,SMRT RMU OD,2LBS+1CB,13.8KV,400A | RMU | ROH | DF205041496 | Sealing Strip 2018EVA EPDM (thickness 3mm width 10mm) | 6101.2 | 4525 | 1576.2 | 6100K013 | 1-1-1-1 | consumption | 2025-09-24 | Outer Enclosure |  | QS01-Al Qassim Central Warehouse | 2025-08-31 | 2025-08-17 | 0 | [5 empty] | Work in Process Material Issue | 7562532
4500595075-[10] | 908321106 : SWGR,SMRT RMU OD,2LBS+1CB,13.8KV,400A | RMU | ROH | DF205041496 | Sealing Strip 2018EVA EPDM (thickness 3mm width 10mm) | 1576.2 | 1576.2 | 0 | 6100K013 | 1-1-1-1 | consumption | 2025-09-24 | Outer Enclosure |  | QS01-Al Qassim Central Warehouse | 2025-08-31 | 2025-08-17 | 0 | [5 empty] | Work in Process Material Issue | 7564943
4500595075-[10] | 908321106 : SWGR,SMRT RMU OD,2LBS+1CB,13.8KV,400A | RMU | ROH | DF205041496 | Sealing strip (2018EVA) | 9309.6 | 2318.3 | 6991.3 | 6100K013 | 1-1-1-1 | consumption | 2025-09-24 | SEP |  | QS01-Al Qassim Central Warehouse | 2025-08-31 | 2025-08-17 | 0 | [5 empty] | Work in Process Material Issue | 7564943
4500595075-[10] | 908321106 : SWGR,SMRT RMU OD,2LBS+1CB,13.8KV,400A | RMU | ROH | DF205041496 | Sealing strip (2018EVA) | 6991.3 | 4500 | 2491.3 | 6100K013 | 1-1-1-1 | consumption | 2025-09-25 | SEP |  | QS01-Al Qassim Central Warehouse | 2025-08-31 | 2025-08-17 | 0 | [5 empty] | Work in Process Material Issue | 7581665
4500595075-[10] | 908321106 : SWGR,SMRT RMU OD,2LBS+1CB,13.8KV,400A | RMU | ROH | DF205041496 | Sealing strip (2018EVA) | 2491.3 | 798 | 1693.3 | 6100K013 | 1-1-1-1 | consumption | 2025-09-25 | SEP |  | QS01-Al Qassim Central Warehouse | 2025-08-31 | 2025-08-17 | 0 | [5 empty] | Work in Process Material Issue | 7591061
4500595075-[10] | 908321106 : SWGR,SMRT RMU OD,2LBS+1CB,13.8KV,400A | RMU | ROH | DF205041496 | Sealing strip (2018EVA) | 1693.3 | 999 | 694.3 | 6100K013 | 1-1-1-1 | consumption | 2025-10-26 | SEP |  | QS01-Al Qassim Central Warehouse | 2025-08-31 | 2025-08-17 | 0 | [5 empty] | Work in Process Material Issue | 8329497
4500595075-[10] | 908321106 : SWGR,SMRT RMU OD,2LBS+1CB,13.8KV,400A | RMU | ROH | DF205041496 | Sealing strip (2018EVA) | 694.3 | 261 | 433.3 | 6100K013 | 1-1-1-1 | consumption | 2025-10-26 | SEP |  | QS01-Al Qassim Central Warehouse | 2025-08-31 | 2025-08-17 | 0 | [5 empty] | Work in Process Material Issue | 8335232
4500595075-[10] | 908321106 : SWGR,SMRT RMU OD,2LBS+1CB,13.8KV,400A | RMU | ROH | DF240510047 | Socket (13A/60HZ) | 431 | 431 | 0 | 6100K013 | 1-1-1-1 | inventory | 2025-10-28 | DFE-LV |  | QS01-Al Qassim Central Warehouse | 2025-08-31 | 2025-08-17 | 0
4500595075-[10] | 908321106 : SWGR,SMRT RMU OD,2LBS+1CB,13.8KV,400A | RMU | ROH | DF241128001 | Spring Washer φ4 | 862 | 862 | 0 | free_stock | R58-A-1-K12B_SEP | inventory | 2025-10-28 | DFE-LV |  | QS01-Al Qassim Central Warehouse | 2025-08-31 | 2025-08-17 | 0
4500595075-[10] | 908321106 : SWGR,SMRT RMU OD,2LBS+1CB,13.8KV,400A | RMU | ROH | 205046790 | φ10 spring washer Stainless steel | 4800 | 3360 | 1440 | 6100K013 | 1-1-1-1 | inventory | 2025-10-28 | Outer Enclosure |  | QS01-Al Qassim Central Warehouse | 2025-08-31 | 2025-08-17 | 0
4500595075-[10] | 908321106 : SWGR,SMRT RMU OD,2LBS+1CB,13.8KV,400A | RMU | ROH | 205046790 | φ10 spring washer Stainless steel | 1440 | 1440 | 0 | 6100K013 | R55-Q-1-K013_SEP | inventory | 2025-10-28 | Outer Enclosure |  | QS01-Al Qassim Central Warehouse | 2025-08-31 | 2025-08-17 | 0
4500595075-[10] | 908321106 : SWGR,SMRT RMU OD,2LBS+1CB,13.8KV,400A | RMU | ROH | DF211001964 | φ10-30 large flat pad Stainless steel | 4800 | 2323 | 2477 | 6100K013 | R55-Q-1-K013_SEP | inventory | 2025-10-28 | Outer Enclosure |  | QS01-Al Qassim Central Warehouse | 2025-08-31 | 2025-08-17 | 0
4500595075-[10] | 908321106 : SWGR,SMRT RMU OD,2LBS+1CB,13.8KV,400A | RMU | ROH | DF211001964 | φ10-30 large flat pad Stainless steel | 2477 | 1968 | 509 | free_stock | R52-A-1-MVBM_SEP | inventory | 2025-10-28 | Outer Enclosure |  | QS01-Al Qassim Central Warehouse | 2025-08-31 | 2025-08-17 | 0
4500595075-[10] | 908321106 : SWGR,SMRT RMU OD,2LBS+1CB,13.8KV,400A | RMU | ROH | DF211001964 | φ10-30 large flat pad Stainless steel | 509 | 509 | 0 | 6100K013 | 1-1-1-1 | inventory | 2025-10-28 | Outer Enclosure |  | QS01-Al Qassim Central Warehouse | 2025-08-31 | 2025-08-17 | 0
4500595075-[10] | 908321106 : SWGR,SMRT RMU OD,2LBS+1CB,13.8KV,400A | RMU | ROH | 205042612 | φ3.2*16 Cotter pin Stainless steel | 600 | 133 | 467 | 6100K013 | 1-1-1-1 | inventory | 2025-10-28 | Outer Enclosure |  | QS01-Al Qassim Central Warehouse | 2025-08-31 | 2025-08-17 | 0
4500595075-[10] | 908321106 : SWGR,SMRT RMU OD,2LBS+1CB,13.8KV,400A | RMU | ROH | 205042612 | φ3.2*16 Cotter pin Stainless steel | 467 | 97 | 370 | 6100K013 | R55-Q-1-K013_SEP | inventory | 2025-10-28 | Outer Enclosure |  | QS01-Al Qassim Central Warehouse | 2025-08-31 | 2025-08-17 | 0
4500595075-[10] | 908321106 : SWGR,SMRT RMU OD,2LBS+1CB,13.8KV,400A | RMU | ROH | 205042612 | φ3.2*16 Cotter pin Stainless steel | 370 | 76 | 294 | free_stock | R52-A-1-MVBM_SEP | inventory | 2025-10-28 | Outer Enclosure |  | QS01-Al Qassim Central Warehouse | 2025-08-31 | 2025-08-17 | 0
4500595075-[10] | 908321106 : SWGR,SMRT RMU OD,2LBS+1CB,13.8KV,400A | RMU | ROH | 205042612 | φ3.2*16 Cotter pin Stainless steel | 294 | 294 | 0 | 6100K013 | 1-1-1-1 | consumption | 2025-09-17 | Outer Enclosure |  | QS01-Al Qassim Central Warehouse | 2025-08-31 | 2025-08-17 | 0 | [5 empty] | Work in Process Material Issue | 7370430
4500595075-[10] | 908321106 : SWGR,SMRT RMU OD,2LBS+1CB,13.8KV,400A | RMU | ROH | 205042517 | ø4 Flat pad Stainless steel | 7200 | 7200 | 0 | 6100K013 | R40-I-1-K013_SEP | inventory | 2025-10-28 | Outer Enclosure |  | QS01-Al Qassim Central Warehouse | 2025-08-31 | 2025-08-17 | 0
4500595075-[10] | 908321106 : SWGR,SMRT RMU OD,2LBS+1CB,13.8KV,400A | RMU | ROH | 205042515 | φ4 Spring washer Stainless steel | 7200 | 7200 | 0 | 6100K013 | R40-I-1-K013_SEP | inventory | 2025-10-28 | Outer Enclosure |  | QS01-Al Qassim Central Warehouse | 2025-08-31 | 2025-08-17 | 0
4500595075-[10] | 908321106 : SWGR,SMRT RMU OD,2LBS+1CB,13.8KV,400A | RMU | ROH | DF205040971 | φ4*12 Waterproof blind rivets Stainless steel | 19200 | 6220 | 12980 | 6100K006 | 1-1-1-1 | inventory | 2025-10-28 | Outer Enclosure |  | QS01-Al Qassim Central Warehouse | 2025-08-31 | 2025-08-17 | 0
4500595075-[10] | 908321106 : SWGR,SMRT RMU OD,2LBS+1CB,13.8KV,400A | RMU | ROH | DF205040971 | φ4*12 Waterproof blind rivets Stainless steel | 12980 | 5480 | 7500 | free_stock | R58-A-1-K11B_SEP | inventory | 2025-10-28 | Outer Enclosure |  | QS01-Al Qassim Central Warehouse | 2025-08-31 | 2025-08-17 | 0
4500595075-[10] | 908321106 : SWGR,SMRT RMU OD,2LBS+1CB,13.8KV,400A | RMU | ROH | DF205040971 | φ4*12 Waterproof blind rivets Stainless steel | 7500 | 4420 | 3080 | 6100K012B | 1-1-1-1 | inventory | 2025-10-28 | Outer Enclosure |  | QS01-Al Qassim Central Warehouse | 2025-08-31 | 2025-08-17 | 0
4500595075-[10] | 908321106 : SWGR,SMRT RMU OD,2LBS+1CB,13.8KV,400A | RMU | ROH | DF205040971 | φ4*12 Waterproof blind rivets Stainless steel | 3080 | 3080 | 0 | 6100K013 | 1-1-1-1 | inventory | 2025-10-28 | Outer Enclosure |  | QS01-Al Qassim Central Warehouse | 2025-08-31 | 2025-08-17 | 0
4500595075-[10] | 908321106 : SWGR,SMRT RMU OD,2LBS+1CB,13.8KV,400A | RMU | ROH | 211001963 | Large Flat Washer φ6-18 | 9051 | 9051 | 0 | 6100K013 | 1-1-1-1 | inventory | 2025-10-28 | DFE-LV |  | QS01-Al Qassim Central Warehouse | 2025-08-31 | 2025-08-17 | 0
4500595075-[10] | 908321106 : SWGR,SMRT RMU OD,2LBS+1CB,13.8KV,400A | RMU | ROH | 211001963 | Large Flat Washer φ6-18 | 9913 | 9913 | 0 | free_stock | R51-I-1-MVBM_SEP | inventory | 2025-10-28 | SEP |  | QS01-Al Qassim Central Warehouse | 2025-08-31 | 2025-08-17 | 0
4500595075-[10] | 908321106 : SWGR,SMRT RMU OD,2LBS+1CB,13.8KV,400A | RMU | ROH | 211001963 | φ6-18 Large flat pad Stainless steel | 31800 | 31800 | 0 | 6100K013 | R55-Q-1-K013_SEP | inventory | 2025-10-28 | Outer Enclosure |  | QS01-Al Qassim Central Warehouse | 2025-08-31 | 2025-08-17 | 0
4500595075-[10] | 908321106 : SWGR,SMRT RMU OD,2LBS+1CB,13.8KV,400A | RMU | ROH | DF205040982 | φ6.4*10.5 Seahorse rivets Stainless steel (SS/HFIX0813) | 32400 | 18949 | 13451 | free_stock | R51-H-1-MVBM_SEP | inventory | 2025-10-28 | Outer Enclosure |  | QS01-Al Qassim Central Warehouse | 2025-08-31 | 2025-08-17 | 0
4500595075-[10] | 908321106 : SWGR,SMRT RMU OD,2LBS+1CB,13.8KV,400A | RMU | ROH | DF205040982 | φ6.4*10.5 Seahorse rivets Stainless steel (SS/HFIX0813) | 13451 | 13451 | 0 | 6100K013 | R55-A-1-K013_SEP | inventory | 2025-10-28 | Outer Enclosure |  | QS01-Al Qassim Central Warehouse | 2025-08-31 | 2025-08-17 | 0
4500595075-[10] | 908321106 : SWGR,SMRT RMU OD,2LBS+1CB,13.8KV,400A | RMU | ROH | DF205040983 | φ6.4*16.5 Countersunk Seahorse blind rivets Stainless steel | 2400 | 2208 | 192 | 6100K013 | R55-Q-1-K013_SEP | inventory | 2025-10-28 | Outer Enclosure |  | QS01-Al Qassim Central Warehouse | 2025-08-31 | 2025-08-17 | 0
4500595075-[10] | 908321106 : SWGR,SMRT RMU OD,2LBS+1CB,13.8KV,400A | RMU | ROH | DF205040983 | φ6.4*16.5 Countersunk Seahorse blind rivets Stainless steel | 192 | 192 | 0 | 6100K013 | 1-1-1-1 | inventory | 2025-10-28 | Outer Enclosure |  | QS01-Al Qassim Central Warehouse | 2025-08-31 | 2025-08-17 | 0
4500595075-[10] | 908321106 : SWGR,SMRT RMU OD,2LBS+1CB,13.8KV,400A | RMU | ROH | 205036418 | Flat Washer φ8 | 431 | 108 | 323 | 6100K013 | R40-J-1-K013_SEP | inventory | 2025-10-28 | SEP |  | QS01-Al Qassim Central Warehouse | 2025-08-31 | 2025-08-17 | 0
4500595075-[10] | 908321106 : SWGR,SMRT RMU OD,2LBS+1CB,13.8KV,400A | RMU | ROH | 205036418 | Flat Washer φ8 | 323 | 103 | 220 | 6100K013 | 1-1-1-1 | inventory | 2025-10-28 | SEP |  | QS01-Al Qassim Central Warehouse | 2025-08-31 | 2025-08-17 | 0
4500595075-[10] | 908321106 : SWGR,SMRT RMU OD,2LBS+1CB,13.8KV,400A | RMU | ROH | 205036418 | Flat Washer φ8 | 220 | 75 | 145 | 6100K013 | R55-P-1-K013_SEP | inventory | 2025-10-28 | SEP |  | QS01-Al Qassim Central Warehouse | 2025-08-31 | 2025-08-17 | 0
4500595075-[10] | 908321106 : SWGR,SMRT RMU OD,2LBS+1CB,13.8KV,400A | RMU | ROH | 205036418 | Flat Washer φ8 | 145 | 60 | 85 | 6100K013 | R54-I-1-K013_SEP | inventory | 2025-10-28 | SEP |  | QS01-Al Qassim Central Warehouse | 2025-08-31 | 2025-08-17 | 0
4500595075-[10] | 908321106 : SWGR,SMRT RMU OD,2LBS+1CB,13.8KV,400A | RMU | ROH | 205036418 | Flat Washer φ8 | 85 | 85 | 0 | 6100K013 | 1-1-1-1 | consumption | 2025-10-16 | SEP |  | QS01-Al Qassim Central Warehouse | 2025-08-31 | 2025-08-17 | 0 | [5 empty] | Work in Process Pick | 8149358
4500595075-[10] | 908321106 : SWGR,SMRT RMU OD,2LBS+1CB,13.8KV,400A | RMU | ROH | 205038987 | Spring Washer φ8 | 431 | 270 | 161 | 6100K013 | R40-J-1-K013_SEP | inventory | 2025-10-28 | SEP |  | QS01-Al Qassim Central Warehouse | 2025-08-31 | 2025-08-17 | 0
4500595075-[10] | 908321106 : SWGR,SMRT RMU OD,2LBS+1CB,13.8KV,400A | RMU | ROH | 205038987 | Spring Washer φ8 | 161 | 161 | 0 | 6100K013 | R55-P-1-K013_SEP | inventory | 2025-10-28 | SEP |  | QS01-Al Qassim Central Warehouse | 2025-08-31 | 2025-08-17 | 0
4500595075-[10] | 908321106 : SWGR,SMRT RMU OD,2LBS+1CB,13.8KV,400A | RMU | ROH | SEP10160 | TRAFFOLYTE, BLACK/WHITE/WHITE - BLACK/TRAFFOLYTE | 215.5 | 133 | 82.5 | 6100K011B | R14-A-1-MVBM_SEP | consumption | 2025-10-20 | SEP |  | QS01-Al Qassim Central Warehouse | 2025-08-31 | 2025-08-17 | 0 | [5 empty] | Work in Process Pick | 8195095
4500595075-[10] | 908321106 : SWGR,SMRT RMU OD,2LBS+1CB,13.8KV,400A | RMU | ROH | SEP10160 | TRAFFOLYTE, BLACK/WHITE/WHITE - BLACK/TRAFFOLYTE | 82.5 | 15 | 67.5 | 6100K008 | R14-A-1-MVBM_SEP | consumption | 2025-10-25 | SEP |  | QS01-Al Qassim Central Warehouse | 2025-08-31 | 2025-08-17 | 0 | [5 empty] | Work in Process Pick | 8292838
4500595075-[10] | 908321106 : SWGR,SMRT RMU OD,2LBS+1CB,13.8KV,400A | RMU | ROH | SEP10160 | TRAFFOLYTE, BLACK/WHITE/WHITE - BLACK/TRAFFOLYTE | 67.5 | 25 | 42.5 | 6010J577 | R47-J-1-EBM_SEP | consumption | 2025-08-31 | SEP |  | QS01-Al Qassim Central Warehouse | 2025-08-31 | 2025-08-17 | 0 | [5 empty] | Material Issue Order_MIO | 6924240
4500595075-[10] | 908321106 : SWGR,SMRT RMU OD,2LBS+1CB,13.8KV,400A | RMU | ROH | SEP10160 | TRAFFOLYTE, BLACK/WHITE/WHITE - BLACK/TRAFFOLYTE | 42.5 | 2 | 40.5 | 6010J577 | R47-J-1-EBM_SEP | consumption | 2025-08-31 | SEP |  | QS01-Al Qassim Central Warehouse | 2025-08-31 | 2025-08-17 | 0 | [5 empty] | Material Issue Order_MIO | 6924241
4500592697-[50] | 908333011 : RECLOSER:CIRCUIT,33 KV,3 P,60 HZ,170 KV | OVR | ROH | 13-B100DY | GREEN PUSH BOTTON WITH START ADAPTER | 4 | 4 | 0 | 6100K013 | R58-P-1-K013_SEP | inventory | 2025-10-28 | LV |  | JD01-Jeddah Central Warehouse | 2025-09-15 | 2025-09-01 | 0
4500592697-[50] | 908333011 : RECLOSER:CIRCUIT,33 KV,3 P,60 HZ,170 KV | OVR | ROH | 13-B200DK | RED PUSH BOTTON WITH ADAPTER STOP | 4 | 4 | 0 | 6100K013 | R56-J-1-1 | inventory | 2025-10-28 | LV |  | JD01-Jeddah Central Warehouse | 2025-09-15 | 2025-09-01 | 0
4500592697-[50] | 908333011 : RECLOSER:CIRCUIT,33 KV,3 P,60 HZ,170 KV | OVR | ROH | 13-B3 | BA9S ILLUMINATION CONTACT BLOCK HOLDER | 8 | 8 | 0 | 6100K013 | R57-O-1-1 | inventory | 2025-10-28 | LV |  | JD01-Jeddah Central Warehouse | 2025-09-15 | 2025-09-01 | 0
4500592697-[50] | 908333011 : RECLOSER:CIRCUIT,33 KV,3 P,60 HZ,170 KV | OVR | ROH | 13-LED24K | 24V BA9S LED LAMP RED | 4 | 4 | 0 | 6100K013 | R57-G-1-1 | inventory | 2025-10-28 | LV |  | JD01-Jeddah Central Warehouse | 2025-09-15 | 2025-09-01 | 0
4500592697-[50] | 908333011 : RECLOSER:CIRCUIT,33 KV,3 P,60 HZ,170 KV | OVR | ROH | 13-LED24Y | 24V BA9S LED LAMP GREEN | 4 | 4 | 0 | 6100K013 | R57-G-1-1 | inventory | 2025-10-28 | LV |  | JD01-Jeddah Central Warehouse | 2025-09-15 | 2025-09-01 | 0
4500592697-[50] | 908333011 : RECLOSER:CIRCUIT,33 KV,3 P,60 HZ,170 KV | OVR | ROH | 13-MBSD24K | INDICATION LIGHT RED 24V AC/DC | 4 | 4 | 0 | 6100K013 | R57-G-1-1 | inventory | 2025-10-28 | LV |  | JD01-Jeddah Central Warehouse | 2025-09-15 | 2025-09-01 | 0
4500592697-[50] | 908333011 : RECLOSER:CIRCUIT,33 KV,3 P,60 HZ,170 KV | OVR | ROH | LL10-W | ABB_LL10-W / LL10-W, AC/DC90-264V 50/60HZ | 4 | 4 | 0 | free_stock | R15-I-1-K11B_SEP | inventory | 2025-10-28 | LV | Automated: Replaced 1YAB53301XIX0000 by LL10-W. | JD01-Jeddah Central Warehouse | 2025-09-15 | 2025-09-01 | 0
4500592697-[50] | 908333011 : RECLOSER:CIRCUIT,33 KV,3 P,60 HZ,170 KV | OVR | ROH | 1YAB5355CAB0000 | End Cover, D-OTTA6-T ¦ 790459 ¦ PHOENIX | 4 | 4 | 0 | free_stock | 1-1-1-1 | inventory | 2025-10-28 | LV |  | JD01-Jeddah Central Warehouse | 2025-09-15 | 2025-09-01 | 0
4500592697-[50] | 908333011 : RECLOSER:CIRCUIT,33 KV,3 P,60 HZ,170 KV | OVR | ROH | 1YAB5355DXB0000 | Marker, Terminal Strip, KLM-A ¦ 1004348 ¦ PHOENIX | 20 | 20 | 0 | free_stock | R59-G-1-MVBM_SEP | inventory | 2025-10-28 | LV |  | JD01-Jeddah Central Warehouse | 2025-09-15 | 2025-09-01 | 0
4500592697-[50] | 908333011 : RECLOSER:CIRCUIT,33 KV,3 P,60 HZ,170 KV | OVR | ROH | 205036416 | Flat Washersφ4 | 16 | 16 | 0 | 6100K013 | BOX5-1-1-K013_SEP | inventory | 2025-10-28 | LV |  | JD01-Jeddah Central Warehouse | 2025-09-15 | 2025-09-01 | 0
4500592697-[50] | 908333011 : RECLOSER:CIRCUIT,33 KV,3 P,60 HZ,170 KV | OVR | ROH | 205041920 | Flat Washersφ6 | 80 | 80 | 0 | free_stock | 1-1-1-1 | inventory | 2025-10-28 | LV |  | JD01-Jeddah Central Warehouse | 2025-09-15 | 2025-09-01 | 0
4500592697-[50] | 908333011 : RECLOSER:CIRCUIT,33 KV,3 P,60 HZ,170 KV | OVR | ROH | 208004917 | 4G Communication Module, Make: China inhand, ,Ord:: Inhand IR302-FQ58 with Mushroom Antenna | 4 | 4 | 0 | free_stock | PLT-1-1-K017_SEP | inventory | 2025-10-28 | LV |  | JD01-Jeddah Central Warehouse | 2025-09-15 | 2025-09-01 | 0
4500592697-[50] | 908333011 : RECLOSER:CIRCUIT,33 KV,3 P,60 HZ,170 KV | OVR | ROH | 211002077 | Hex nut M6 | 80 | 80 | 0 | 6100K013 | 1-1-1-1 | consumption | 2025-09-18 | LV |  | JD01-Jeddah Central Warehouse | 2025-09-15 | 2025-09-01 | 0 | [5 empty] | Work in Process Material Issue | 7419940
4500592697-[50] | 908333011 : RECLOSER:CIRCUIT,33 KV,3 P,60 HZ,170 KV | OVR | ROH | 2REA030565A0001 | ABB_CAPACITOR DISCHARGE UNIT ASSEMBLY | 4 | 4 | 0 | 6100K006 | 1-1-1-1 | inventory | 2025-10-28 | LV |  | JD01-Jeddah Central Warehouse | 2025-09-15 | 2025-09-01 | 0
4500592697-[50] | 908333011 : RECLOSER:CIRCUIT,33 KV,3 P,60 HZ,170 KV | OVR | ROH | 2REA051558A0003 | Single Pole Mounting Brackets for Auto Recloser (OVR 13.8kV & 33kV) | 4 | 4 | 0 | free_stock | NEW.FLR-1-1-K006_SEP | inventory | 2025-10-28 | Bracket |  | JD01-Jeddah Central Warehouse | 2025-09-15 | 2025-09-01 | 0
4500592697-[50] | 908333011 : RECLOSER:CIRCUIT,33 KV,3 P,60 HZ,170 KV | OVR | ROH | 2REA056449A0001 | Empty LV Box for Auto Recloser (OVR 13.8kV & 33kV) with bracket for single pole | 4 | 4 | 0 | free_stock | NEW.FLR-1-1-K006_SEP | inventory | 2025-10-28 | LV |  | JD01-Jeddah Central Warehouse | 2025-09-15 | 2025-09-01 | 0
4500592697-[50] | 908333011 : RECLOSER:CIRCUIT,33 KV,3 P,60 HZ,170 KV | OVR | ROH | 5XECD.086.093.1 | Single Pole Mounting Brackets for CPT for LBS/Sectionalizer/Auto Recloser (SECTOS / OVR 13.8kV & 33kV) | 4 | 4 | 0 | 6100K012B | NEW.FLR-1-1-K12B_SEP | consumption | 2025-10-13 | Bracket |  | JD01-Jeddah Central Warehouse | 2025-09-15 | 2025-09-01 | 0 | [5 empty] | Work in Process Pick | 8074711
4500592697-[50] | 908333011 : RECLOSER:CIRCUIT,33 KV,3 P,60 HZ,170 KV | OVR | ROH | 6-CNFJ-22 | ZHE_6-CNFJ-22 / 12V 22Ah STORAGE BATTERY | 8 | 8 | 0 | free_stock | WH2-1-1-K11B_SEP | inventory | 2025-10-28 | LV |  | JD01-Jeddah Central Warehouse | 2025-09-15 | 2025-09-01 | 0
4500592697-[50] | 908333011 : RECLOSER:CIRCUIT,33 KV,3 P,60 HZ,170 KV | OVR |  | RMU000000107 | Bush Inner Dia 7x49 ¦ 9ABA450075F1002 ¦ Local | 16 | 16 | 0 | 6100K007 | 1-1-1-1 | inventory | 2025-10-28 | LV | Automated: Replaced 9ABA450075F1002 by RMU000000107. | JD01-Jeddah Central Warehouse | 2025-09-15 | 2025-09-01 | 0
4500592697-[50] | 908333011 : RECLOSER:CIRCUIT,33 KV,3 P,60 HZ,170 KV | OVR | ROH | RMU000000119 | BOLT SOCKET CAP HEAD M3x12 ¦ 9ABA450075F1014 ¦ Local | 56 | 56 | 0 | free_stock | R58-A-1-K11B_SEP | inventory | 2025-10-28 | LV | Automated: Replaced 9ABA450075F1014 by RMU000000119. | JD01-Jeddah Central Warehouse | 2025-09-15 | 2025-09-01 | 0
4500592697-[50] | 908333011 : RECLOSER:CIRCUIT,33 KV,3 P,60 HZ,170 KV | OVR | ROH | CSB25A9PS2E- B L/R | 2 POSITION, LATCHING, SELECTOR SWITCH, 90DEGREES, 2 CONTACTS EACH, PAD LOCKABLE IN EACH POS (LOCAL/REMOTE) CSB25A9PS2E- B L/R | 4 | 4 | 0 | 6100K007 | 1-1-1-1 | inventory | 2025-10-28 | LV |  | JD01-Jeddah Central Warehouse | 2025-09-15 | 2025-09-01 | 0
4500592697-[50] | 908333011 : RECLOSER:CIRCUIT,33 KV,3 P,60 HZ,170 KV | OVR | ROH | CSB25A9PS2E- B P/B | 2 POSITION, LATCHING, SELECTOR SWITCH, 90DEGREES, 2 CONTACTS EACH, PAD LOCKABLE IN EACH POS (POWER SUPPLY/BATTERY) CSB25A9PS2E- B P/B | 4 | 4 | 0 | 6100K006 | 1-1-1-1 | inventory | 2025-10-28 | LV |  | JD01-Jeddah Central Warehouse | 2025-09-15 | 2025-09-01 | 0
4500592697-[50] | 908333011 : RECLOSER:CIRCUIT,33 KV,3 P,60 HZ,170 KV | OVR | ROH | DCMC303T250DG2B | ABB_250V 30000UF CAPACITOR PART NO. DCMC303T250DG2B | 8 | 8 | 0 | free_stock | INC-1-1-K11A_SEP | inventory | 2025-10-28 | LV |  | JD01-Jeddah Central Warehouse | 2025-09-15 | 2025-09-01 | 0
4500592697-[50] | 908333011 : RECLOSER:CIRCUIT,33 KV,3 P,60 HZ,170 KV | OVR | ROH | DF205040971 | φ4*12 Waterproof blind rivets Stainless steel | 80 | 80 | 0 | 6100K007 | 1-1-1-1 | inventory | 2025-10-28 | LV |  | JD01-Jeddah Central Warehouse | 2025-09-15 | 2025-09-01 | 0
4500592697-[50] | 908333011 : RECLOSER:CIRCUIT,33 KV,3 P,60 HZ,170 KV | OVR | ROH | DF240612003 | KSS-CV-150BK CABLE TIES 150X3.6 BALCK | 100 | 100 | 0 | 6100K013 | PLT3-1-1-K013_SEP | inventory | 2025-10-28 | LV |  | JD01-Jeddah Central Warehouse | 2025-09-15 | 2025-09-01 | 0
4500592697-[50] | 908333011 : RECLOSER:CIRCUIT,33 KV,3 P,60 HZ,170 KV | OVR | ROH | DF240612004 | HT-EXS25 EXPANDABLE SLEEVE - 25MM 100MTR/ROL | 4 | 4 | 0 | 6100K013 | R55-J-1-K013_SEP | inventory | 2025-10-28 | LV |  | JD01-Jeddah Central Warehouse | 2025-09-15 | 2025-09-01 | 0
4500592697-[50] | 908333011 : RECLOSER:CIRCUIT,33 KV,3 P,60 HZ,170 KV | OVR | ROH | DF240612005 | HT-EXS32 EXPANDABLE SLEEVE - 32MM 100MTR/ROL | 4 | 4 | 0 | 6100K013 | PLT3-1-1-K013_SEP | inventory | 2025-10-28 | LV |  | JD01-Jeddah Central Warehouse | 2025-09-15 | 2025-09-01 | 0
4500592697-[50] | 908333011 : RECLOSER:CIRCUIT,33 KV,3 P,60 HZ,170 KV | OVR | ROH | DF240612007 | KSS-KS-12B 12MM SPIRAL 20-65 WRAPPING BAND 10MTR/BAG | 4 | 4 | 0 | 6100KDP02 | R54-A-1-K013_SEP | inventory | 2025-10-28 | LV |  | JD01-Jeddah Central Warehouse | 2025-09-15 | 2025-09-01 | 0
4500592697-[50] | 908333011 : RECLOSER:CIRCUIT,33 KV,3 P,60 HZ,170 KV | OVR | ROH | DF240907005 | Flat Washers φ3 Stainless Steel | 56 | 56 | 0 | 6100K013 | 1-1-1-1 | inventory | 2025-10-28 | LV |  | JD01-Jeddah Central Warehouse | 2025-09-15 | 2025-09-01 | 0
4500592697-[50] | 908333011 : RECLOSER:CIRCUIT,33 KV,3 P,60 HZ,170 KV | OVR | ROH | DF240907006 | Self-locking nut M3 | 16 | 16 | 0 | 6100K013 | R40-G-1-K013_SEP | inventory | 2025-10-28 | LV |  | JD01-Jeddah Central Warehouse | 2025-09-15 | 2025-09-01 | 0
4500592697-[50] | 908333011 : RECLOSER:CIRCUIT,33 KV,3 P,60 HZ,170 KV | OVR | ROH | DF241126013 | KSS-CV-200MBK BLACK NYLON CABLE TIES (200MMX2.5MM) | 100 | 100 | 0 | 6100K013 | 1-1-1-1 | inventory | 2025-10-28 | LV |  | JD01-Jeddah Central Warehouse | 2025-09-15 | 2025-09-01 | 0
4500592697-[50] | 908333011 : RECLOSER:CIRCUIT,33 KV,3 P,60 HZ,170 KV | OVR | ROH | DMS 2121 2016-233 | BOLT HEX HEAD M5X30 | 16 | 16 | 0 | free_stock | INC-1-1-K006_SEP | inventory | 2025-10-28 | LV |  | JD01-Jeddah Central Warehouse | 2025-09-15 | 2025-09-01 | 0
4500592697-[50] | 908333011 : RECLOSER:CIRCUIT,33 KV,3 P,60 HZ,170 KV | OVR | ROH | DMS 2121 2467-366 | SCREW SELF TAPPING TORX M6 X 12 | 16 | 16 | 0 | free_stock | R58-A-1-K12B_SEP | inventory | 2025-10-28 | LV |  | JD01-Jeddah Central Warehouse | 2025-09-15 | 2025-09-01 | 0
4500592697-[50] | 908333011 : RECLOSER:CIRCUIT,33 KV,3 P,60 HZ,170 KV | OVR | ROH | DMS 2126 2011-111 | NUT, HEX M3 | 56 | 56 | 0 | 6100K007 | 1-1-1-1 | inventory | 2025-10-28 | LV |  | JD01-Jeddah Central Warehouse | 2025-09-15 | 2025-09-01 | 0
4500592697-[50] | 908333011 : RECLOSER:CIRCUIT,33 KV,3 P,60 HZ,170 KV | OVR | ROH | DMS 2126 2011-114 | NUT, HEX M5 | 32 | 32 | 0 | free_stock | 1-1-1-1 | inventory | 2025-10-28 | LV |  | JD01-Jeddah Central Warehouse | 2025-09-15 | 2025-09-01 | 0
4500592697-[50] | 908333011 : RECLOSER:CIRCUIT,33 KV,3 P,60 HZ,170 KV | OVR | ROH | HBRDADNCBD1BFAE21G | RER615 2.0 - HBRDADNCBD1BFAE21G | 4 | 4 | 0 | free_stock | INC-1-1-K11A_SEP | inventory | 2025-10-28 | LV |  | JD01-Jeddah Central Warehouse | 2025-09-15 | 2025-09-01 | 0
4500592697-[50] | 908333011 : RECLOSER:CIRCUIT,33 KV,3 P,60 HZ,170 KV | OVR | ROH | HDC 24B ABU | WEIDMUELLER_BASE 24 PIN | 4 | 4 | 0 | 6100K006 | 1-1-1-1 | inventory | 2025-10-28 | LV |  | JD01-Jeddah Central Warehouse | 2025-09-15 | 2025-09-01 | 0
4500592697-[50] | 908333011 : RECLOSER:CIRCUIT,33 KV,3 P,60 HZ,170 KV | OVR | ROH | HDC HE 24 FS | WEIDMUELLER_FEMALE CONNECTOR 24 PIN | 4 | 4 | 0 | 6100K006 | 1-1-1-1 | inventory | 2025-10-28 | LV |  | JD01-Jeddah Central Warehouse | 2025-09-15 | 2025-09-01 | 0
4500592697-[50] | 908333011 : RECLOSER:CIRCUIT,33 KV,3 P,60 HZ,170 KV | OVR | ROH | IN76350001-2 | APT_THERMOSTAT WITHOUT STEM,SETTING: 0-60 DEG.CENTIGRADE | 4 | 4 | 0 | free_stock | INC-1-1-K017_SEP | inventory | 2025-10-28 | LV |  | JD01-Jeddah Central Warehouse | 2025-09-15 | 2025-09-01 | 0
4500592697-[50] | 908333011 : RECLOSER:CIRCUIT,33 KV,3 P,60 HZ,170 KV | OVR | ROH | KIT ACM T1-1 | Actuator - KIT ACM T1-1 (With EMI Filter) | 4 | 4 | 0 | free_stock | NEW.FLR-1-1-K11A_SEP | inventory | 2025-10-28 | LV |  | JD01-Jeddah Central Warehouse | 2025-09-15 | 2025-09-01 | 0
4500592697-[50] | 908333011 : RECLOSER:CIRCUIT,33 KV,3 P,60 HZ,170 KV | OVR | ROH | MMCM-C2/1 | CHINT_AC MINIATURE CIRCUIT BREAKER 1P 2A 10kA Curve C | 4 | 4 | 0 | 6100K006 | 1-1-1-1 | inventory | 2025-10-28 | LV |  | JD01-Jeddah Central Warehouse | 2025-09-15 | 2025-09-01 | 0
4500592697-[50] | 908333011 : RECLOSER:CIRCUIT,33 KV,3 P,60 HZ,170 KV | OVR | ROH | MV-OHL-CPT-33KV-DP | Double Pole Control PT . Primary 33 kV : secondary 0.23kV, 200VA, Class 1. 700VAth .Frequency 60Hz .Out door type . Ambient 55 Degree C. Insulation level 36/95/200kV , Voltage factor :1.2Un Cont, As per IEC 61869-1&3 Class E.Primary terminal suitable for cable connection (clamp type) .Colour Grey for out door installation.Type test and routine test reports will be required .Laser printed name plate required. As per SEC Distribution standard Specification. | 4 | 4 | 0 | 6100K006 | 1-1-1-1 | inventory | 2025-10-28 | CPT |  | JD01-Jeddah Central Warehouse | 2025-09-15 | 2025-09-01 | 0
4500592697-[50] | 908333011 : RECLOSER:CIRCUIT,33 KV,3 P,60 HZ,170 KV | OVR | ROH | MV-OVR38-0001 | Smart Outdoor RECLOSER: CIRCUIT,33kV,3P,60Hz,170kV SEC MV-OHL-Recloser (ABB OVR38kV) SEC Item # 908333007 for 200KV & 908333011 for 170kV HV Unit & 10 Meter Control cable for recloser with 3 Voltage Sensors: 33kV,3P,50/60 Hz, 170kV Recloser, Circuit: Nominal Voltage: 33kV, Phase: 3; Ferquency: 50/60Hz;Bil Rating: 170KVp | 4 | 4 | 0 | 6100K006 | 1-1-1-1 | inventory | 2025-10-28 | Gas Tank |  | JD01-Jeddah Central Warehouse | 2025-09-15 | 2025-09-01 | 0
4500592697-[50] | 908333011 : RECLOSER:CIRCUIT,33 KV,3 P,60 HZ,170 KV | OVR | ROH | MV2000-1685-06-W | WHITE TUBE, INNER DIA 3.5MM (1.5 WIRE) | 80 | 80 | 0 | 6100K013 | INC-1-1-MVBM_SEP | consumption | 2025-08-10 | LV |  | JD01-Jeddah Central Warehouse | 2025-09-15 | 2025-09-01 | 0 | [5 empty] | Material Issue Order_MIO | 7982927
4500592697-[50] | 908333011 : RECLOSER:CIRCUIT,33 KV,3 P,60 HZ,170 KV | OVR | ROH | NB1-4DC 1P | Miniature Circuit Breaker, MCB, 4A, 1P, C Type, DC | 8 | 8 | 0 | 6100K006 | 1-1-1-1 | inventory | 2025-10-28 | LV |  | JD01-Jeddah Central Warehouse | 2025-09-15 | 2025-09-01 | 0
4500592697-[50] | 908333011 : RECLOSER:CIRCUIT,33 KV,3 P,60 HZ,170 KV | OVR | ROH | NB1-4DC 2P | Miniature Circuit Breaker, MCB, 4A, 2P, C Type, DC | 4 | 4 | 0 | 6100K006 | 1-1-1-1 | inventory | 2025-10-28 | LV |  | JD01-Jeddah Central Warehouse | 2025-09-15 | 2025-09-01 | 0
4500592697-[50] | 908333011 : RECLOSER:CIRCUIT,33 KV,3 P,60 HZ,170 KV | OVR | ROH | PL.AC30 | WZAZURE_PL.AC30 / THREE PIN SOCKET DIN RAIL MOUNTED | 4 | 4 | 0 | 6100K007 | 1-1-1-1 | inventory | 2025-10-28 | LV |  | JD01-Jeddah Central Warehouse | 2025-09-15 | 2025-09-01 | 0
4500592697-[50] | 908333011 : RECLOSER:CIRCUIT,33 KV,3 P,60 HZ,170 KV | OVR | ROH | PXC-0311171 | FB 10- RTK/S - Screw bridge, pitch: 8.2 mm, number of positions: 10, color: silver | 20 | 20 | 0 | 6100K007 | 1-1-1-1 | inventory | 2025-10-28 | LV |  | JD01-Jeddah Central Warehouse | 2025-09-15 | 2025-09-01 | 0
4500592697-[50] | 908333011 : RECLOSER:CIRCUIT,33 KV,3 P,60 HZ,170 KV | OVR | ROH | PXC-3000834 | SCBI 10-6 W - Screw bridge, with spring washer and insulating collar, pitch: 6.2 mm, number of positions: 10, color: silver | 36 | 36 | 0 | 6100K007 | 1-1-1-1 | inventory | 2025-10-28 | LV |  | JD01-Jeddah Central Warehouse | 2025-09-15 | 2025-09-01 | 0
4500592697-[50] | 908333011 : RECLOSER:CIRCUIT,33 KV,3 P,60 HZ,170 KV | OVR | ROH | PXC-3022218 | CLIPFIX 35 - End bracket, Quick mounting end clamp for NS 35/7,5 DIN rail or NS 35/15 DIN rail, with marking option, width: 9.5 mm, color: gray | 20 | 20 | 0 | free_stock | 1-1-1-1 | inventory | 2025-10-28 | LV |  | JD01-Jeddah Central Warehouse | 2025-09-15 | 2025-09-01 | 0
4500592697-[50] | 908333011 : RECLOSER:CIRCUIT,33 KV,3 P,60 HZ,170 KV | OVR | ROH | PXC-3059809 | D-TB 4/10 - Cover, depth: 35.9 mm, width: 1.8 mm, height: 42.5 mm, color: dark gray | 40 | 40 | 0 | 6100K012B | 1-1-1-1 | inventory | 2025-10-28 | LV |  | JD01-Jeddah Central Warehouse | 2025-09-15 | 2025-09-01 | 0
4500592697-[50] | 908333011 : RECLOSER:CIRCUIT,33 KV,3 P,60 HZ,170 KV | OVR | ROH | PXC-3246966 | E/TB - End bracket, for assembly on NS 32 or NS 35/7.5 DIN rail | 36 | 36 | 0 | 6100K006 | 1-1-1-1 | inventory | 2025-10-28 | LV |  | JD01-Jeddah Central Warehouse | 2025-09-15 | 2025-09-01 | 0
4500592697-[50] | 908333011 : RECLOSER:CIRCUIT,33 KV,3 P,60 HZ,170 KV | OVR | ROH | PXC.3246023 | PHOENIX CONTACT_TB 4 EI / SCREW TERMINAL, 2PTS, 4 SQMM GREY | 160 | 160 | 0 | 6100K012B | 1-1-1-1 | inventory | 2025-10-28 | LV |  | JD01-Jeddah Central Warehouse | 2025-09-15 | 2025-09-01 | 0
4500592697-[50] | 908333011 : RECLOSER:CIRCUIT,33 KV,3 P,60 HZ,170 KV | OVR | ROH | PXC.5775287 | PHOENIX CONTACT_TB6-RTK-02 / DISCONNECT TERMINAL BLOCK 6 SQMM | 40 | 40 | 0 | 6100K012B | 1-1-1-1 | inventory | 2025-10-28 | LV |  | JD01-Jeddah Central Warehouse | 2025-09-15 | 2025-09-01 | 0
4500592697-[50] | 908333011 : RECLOSER:CIRCUIT,33 KV,3 P,60 HZ,170 KV | OVR | ROH | RH050 | VISHAY_HEATER RH050, 50W 4.7KOHM, 120-240V AC/DC | 4 | 4 | 0 | free_stock | R16-B-1-K11B_SEP | inventory | 2025-10-28 | LV |  | JD01-Jeddah Central Warehouse | 2025-09-15 | 2025-09-01 | 0
4500592697-[50] | 908333011 : RECLOSER:CIRCUIT,33 KV,3 P,60 HZ,170 KV | OVR | ROH | RMU000000108 | Plain Washer M5 ¦ 9ABA450075F1003 ¦ Local | 16 | 16 | 0 | free_stock | R58-A-1-K11B_SEP | inventory | 2025-10-28 | LV |  | JD01-Jeddah Central Warehouse | 2025-09-15 | 2025-09-01 | 0
4500592697-[50] | 908333011 : RECLOSER:CIRCUIT,33 KV,3 P,60 HZ,170 KV | OVR | ROH | SEP10052 | ‭DISCONNECTING TB FOR CT, OTTA 6-T, BOLT W/O SPRING/0790462/OTTA 6-T P/P‬ | 24 | 24 | 0 | free_stock | R67-O-1-K017_SEP | inventory | 2025-10-28 | LV |  | JD01-Jeddah Central Warehouse | 2025-09-15 | 2025-09-01 | 0
4500592697-[50] | 908333011 : RECLOSER:CIRCUIT,33 KV,3 P,60 HZ,170 KV | OVR | ROH | SEP10120 | ‭TIE MOUNT FOR SPARE TIE/HC-102/HC-102‬ | 40 | 40 | 0 | free_stock | R58-R-1-K007_SEP | inventory | 2025-10-28 | LV |  | JD01-Jeddah Central Warehouse | 2025-09-15 | 2025-09-01 | 0
4500592697-[50] | 908333011 : RECLOSER:CIRCUIT,33 KV,3 P,60 HZ,170 KV | OVR | ROH | SEP10128 | ‭DIN RAIL SLOTTED/35X15X1.5X2 - HOLE/DIN RAIL‬ | 2 | 2 | 0 | free_stock | R63-H-1-K11B_SEP | inventory | 2025-10-28 | LV |  | JD01-Jeddah Central Warehouse | 2025-09-15 | 2025-09-01 | 0
4500592697-[50] | 908333011 : RECLOSER:CIRCUIT,33 KV,3 P,60 HZ,170 KV | OVR | ROH | SEP10481 | End Cover, D-URTK ¦ 310020 ¦ PHOENIX | 4 | 4 | 0 | free_stock | 1-1-1-1 | inventory | 2025-10-28 | LV |  | JD01-Jeddah Central Warehouse | 2025-09-15 | 2025-09-01 | 0
4500592697-[50] | 908333011 : RECLOSER:CIRCUIT,33 KV,3 P,60 HZ,170 KV | OVR | ROH | SEP10555 | TB NUMBERING MARKER (BLANK), UCT-TM 6 / 0828736 | 40 | 40 | 0 | free_stock | R57-R-1-K006_SEP | inventory | 2025-10-28 | LV |  | JD01-Jeddah Central Warehouse | 2025-09-15 | 2025-09-01 | 0
4500592697-[50] | 908333011 : RECLOSER:CIRCUIT,33 KV,3 P,60 HZ,170 KV | OVR | ROH | SEP10556 | TB NUMBERING MARKER (BLANK), UCT-TM 8 / 0828740 | 24 | 24 | 0 | free_stock | R57-A-1-K006_SEP | inventory | 2025-10-28 | LV |  | JD01-Jeddah Central Warehouse | 2025-09-15 | 2025-09-01 | 0
4500592697-[50] | 908333011 : RECLOSER:CIRCUIT,33 KV,3 P,60 HZ,170 KV | OVR | ROH | SEP10962 | TB, Terminal block, plastic, for 2.5mm wires, 12 connections per set | 0.66667 | 0.66667 | 0 | 6100K012B | IFLR-1-1-K006_SEP | consumption | 2025-10-14 | LV |  | JD01-Jeddah Central Warehouse | 2025-09-15 | 2025-09-01 | 0 | [5 empty] | Work in Process Pick | 8096087
4500592697-[50] | 908333011 : RECLOSER:CIRCUIT,33 KV,3 P,60 HZ,170 KV | OVR | ROH | SEP11143 | Cable, Control, 1 CORE CU/PVC, 2.5 Sq.mm, Red, 105°, 600/1000V , 1 x 91.4 m | 1.2 | 1.2 | 0 | free_stock | R14-J-1-MVBM_SEP | inventory | 2025-10-28 | LV |  | JD01-Jeddah Central Warehouse | 2025-09-15 | 2025-09-01 | 0
4500592697-[50] | 908333011 : RECLOSER:CIRCUIT,33 KV,3 P,60 HZ,170 KV | OVR | ROH | SEP11146 | Cable, Control, 1 CORE CU/PVC, 2.5 Sq.mm, Black, 105°, 600/1000V , 1 x 91.4 m | 4 | 4 | 0 | free_stock | 1-1-1-1 | inventory | 2025-10-28 | LV |  | JD01-Jeddah Central Warehouse | 2025-09-15 | 2025-09-01 | 0
4500592697-[50] | 908333011 : RECLOSER:CIRCUIT,33 KV,3 P,60 HZ,170 KV | OVR | ROH | SEP11151 | Cable, Control, 1 CORE CU/PVC, 2.5 Sq.mm Yellow/Green, 105°, 600/1000V , 1 x 91.4 m | 1.2 | 1.2 | 0 | free_stock | 1-1-1-1 | inventory | 2025-10-28 | LV |  | JD01-Jeddah Central Warehouse | 2025-09-15 | 2025-09-01 | 0
4500592697-[50] | 908333011 : RECLOSER:CIRCUIT,33 KV,3 P,60 HZ,170 KV | OVR | ROH | SFB220A24H300 | BEB OR DFE_SFB220A24H300/24VDC / BATTERY CHARGER INPUT 220VAC,OUTPUT 24VDC | 4 | 4 | 0 | free_stock | R56-P-1-K11B_SEP | inventory | 2025-10-28 | LV |  | JD01-Jeddah Central Warehouse | 2025-09-15 | 2025-09-01 | 0
4500592697-[50] | 908333011 : RECLOSER:CIRCUIT,33 KV,3 P,60 HZ,170 KV | OVR | ROH | RMU000000124 | Warning label for charged capacitor ¦ 2REA026251P0001 ¦ Local | 4 | 4 | 0 | 6100K006 | 1-1-1-1 | inventory | 2025-10-28 | LV | Automated: Replaced 2REA026251P0001 by RMU000000124. | JD01-Jeddah Central Warehouse | 2025-09-15 | 2025-09-01 | 0
4500592697-[50] | 908333011 : RECLOSER:CIRCUIT,33 KV,3 P,60 HZ,170 KV | OVR | ROH | RMU000000120 | SEC Logo (Alminum 136x76) ¦ 9ABA450075F1015 ¦ Local | 4 | 4 | 0 | free_stock | INC-1-1-K11B_SEP | inventory | 2025-10-28 | LV | Automated: Replaced 9ABA450075F1015 by RMU000000120. | JD01-Jeddah Central Warehouse | 2025-09-15 | 2025-09-01 | 0
4500592697-[50] | 908333011 : RECLOSER:CIRCUIT,33 KV,3 P,60 HZ,170 KV | OVR | ROH | RMU000000121 | Danger Sign (Alminum 136x76) ¦ 9ABA450075F1016 ¦ Local | 4 | 4 | 0 | free_stock | INC-1-1-K017_SEP | inventory | 2025-10-28 | LV | Automated: Replaced 9ABA450075F1016 by RMU000000121. | JD01-Jeddah Central Warehouse | 2025-09-15 | 2025-09-01 | 0
4500592697-[50] | 908333011 : RECLOSER:CIRCUIT,33 KV,3 P,60 HZ,170 KV | OVR | ROH | RMU000000122 | OVR SEP Branding Label ¦ 9ABA450075F1017 ¦ Local | 4 | 4 | 0 | 6100K006 | 1-1-1-1 | inventory | 2025-10-28 | LV | Automated: Replaced 9ABA450075F1017 by RMU000000122. | JD01-Jeddah Central Warehouse | 2025-09-15 | 2025-09-01 | 0
4500592697-[50] | 908333011 : RECLOSER:CIRCUIT,33 KV,3 P,60 HZ,170 KV | OVR | ROH | RMU000000125 | Warning Sign for External Batteries (Alminum 136x76) ¦ 9ABA450075F1019 ¦ Local | 4 | 4 | 0 | 6100K006 | 1-1-1-1 | inventory | 2025-10-28 | LV | Automated: Replaced 9ABA450075F1019 by RMU000000125. | JD01-Jeddah Central Warehouse | 2025-09-15 | 2025-09-01 | 0
4500592697-[50] | 908333011 : RECLOSER:CIRCUIT,33 KV,3 P,60 HZ,170 KV | OVR | ROH | RMU000000126 | OVR Manually Tripped Position Label (Traffolyte lite) ¦ 9ABA450075F1020 ¦ Local | 4 | 4 | 0 | 6100K006 | 1-1-1-1 | inventory | 2025-10-28 | LV | Automated: Replaced 9ABA450075F1020 by RMU000000126. | JD01-Jeddah Central Warehouse | 2025-09-15 | 2025-09-01 | 0
4500592697-[50] | 908333011 : RECLOSER:CIRCUIT,33 KV,3 P,60 HZ,170 KV | OVR | ROH | RMU000000127 | OVR Stud Grounding Mark Label (Alminum) ¦ 9ABA450075F1021 ¦ Local | 8 | 8 | 0 | 6100K006 | 1-1-1-1 | inventory | 2025-10-28 | LV | Automated: Replaced 9ABA450075F1021 by RMU000000127. | JD01-Jeddah Central Warehouse | 2025-09-15 | 2025-09-01 | 0
4500592697-[50] | 908333011 : RECLOSER:CIRCUIT,33 KV,3 P,60 HZ,170 KV | OVR | ROH | MV-CPT -CABL-ASSY | Cable Assembly - Outdoor flexible cable Black PVC 450/750 V, 95 °C heat & flame retardent, stranded annealed copper conductor, 4Cx 2.5 mm² of length 12 meter with connector type HQ-005-M (male connector) with H3A-MTG-M20 (hood) and DLX-M20 (gland) with H3A-KDBP (cover) terminated on one end (opposite end do not require processing), with steel cable tags on both cable ends, cable tag text "CPT cable" and loose supply of 1 base type H3A-MAG (base) with HQ-005-F (female connector) and H3A-KDTP (cover) - Used for OVR/LBS/Sectionalizer CPT connection | 4 | 4 | 0 | 6100K012B | 1-1-1-1 | inventory | 2025-10-28 | Cable |  | JD01-Jeddah Central Warehouse | 2025-09-15 | 2025-09-01 | 0
4500592697-[60] | 908333011 : RECLOSER:CIRCUIT,33 KV,3 P,60 HZ,170 KV | OVR | ROH | 13-B100DY | GREEN PUSH BOTTON WITH START ADAPTER | 11 | 11 | 0 | 6100K013 | R58-P-1-K013_SEP | inventory | 2025-10-28 | LV |  | MK01-Makkah Central Warehouse | 2025-09-15 | 2025-09-01 | 0
4500592697-[60] | 908333011 : RECLOSER:CIRCUIT,33 KV,3 P,60 HZ,170 KV | OVR | ROH | 13-B200DK | RED PUSH BOTTON WITH ADAPTER STOP | 11 | 11 | 0 | 6100K013 | R56-J-1-1 | inventory | 2025-10-28 | LV |  | MK01-Makkah Central Warehouse | 2025-09-15 | 2025-09-01 | 0
4500592697-[60] | 908333011 : RECLOSER:CIRCUIT,33 KV,3 P,60 HZ,170 KV | OVR | ROH | 13-B3 | BA9S ILLUMINATION CONTACT BLOCK HOLDER | 22 | 22 | 0 | 6100K013 | R57-O-1-1 | inventory | 2025-10-28 | LV |  | MK01-Makkah Central Warehouse | 2025-09-15 | 2025-09-01 | 0
4500592697-[60] | 908333011 : RECLOSER:CIRCUIT,33 KV,3 P,60 HZ,170 KV | OVR | ROH | 13-LED24K | 24V BA9S LED LAMP RED | 11 | 11 | 0 | 6100K013 | R57-G-1-1 | inventory | 2025-10-28 | LV |  | MK01-Makkah Central Warehouse | 2025-09-15 | 2025-09-01 | 0
4500592697-[60] | 908333011 : RECLOSER:CIRCUIT,33 KV,3 P,60 HZ,170 KV | OVR | ROH | 13-LED24Y | 24V BA9S LED LAMP GREEN | 11 | 11 | 0 | 6100K013 | R57-G-1-1 | inventory | 2025-10-28 | LV |  | MK01-Makkah Central Warehouse | 2025-09-15 | 2025-09-01 | 0
4500592697-[60] | 908333011 : RECLOSER:CIRCUIT,33 KV,3 P,60 HZ,170 KV | OVR | ROH | 13-MBSD24K | INDICATION LIGHT RED 24V AC/DC | 11 | 11 | 0 | 6100K013 | R57-G-1-1 | inventory | 2025-10-28 | LV |  | MK01-Makkah Central Warehouse | 2025-09-15 | 2025-09-01 | 0
4500592697-[60] | 908333011 : RECLOSER:CIRCUIT,33 KV,3 P,60 HZ,170 KV | OVR | ROH | LL10-W | ABB_LL10-W / LL10-W, AC/DC90-264V 50/60HZ | 11 | 11 | 0 | free_stock | R15-I-1-K11B_SEP | inventory | 2025-10-28 | LV | Automated: Replaced 1YAB53301XIX0000 by LL10-W. | MK01-Makkah Central Warehouse | 2025-09-15 | 2025-09-01 | 0
4500592697-[60] | 908333011 : RECLOSER:CIRCUIT,33 KV,3 P,60 HZ,170 KV | OVR | ROH | 1YAB5355CAB0000 | End Cover, D-OTTA6-T ¦ 790459 ¦ PHOENIX | 11 | 11 | 0 | free_stock | R15-T-1-KDP1_SEP | inventory | 2025-10-28 | LV |  | MK01-Makkah Central Warehouse | 2025-09-15 | 2025-09-01 | 0
4500592697-[60] | 908333011 : RECLOSER:CIRCUIT,33 KV,3 P,60 HZ,170 KV | OVR | ROH | 1YAB5355DXB0000 | Marker, Terminal Strip, KLM-A ¦ 1004348 ¦ PHOENIX | 55 | 55 | 0 | free_stock | R59-G-1-MVBM_SEP | inventory | 2025-10-28 | LV |  | MK01-Makkah Central Warehouse | 2025-09-15 | 2025-09-01 | 0
4500592697-[60] | 908333011 : RECLOSER:CIRCUIT,33 KV,3 P,60 HZ,170 KV | OVR | ROH | 205036416 | Flat Washersφ4 | 44 | 44 | 0 | 6100K013 | BOX5-1-1-K013_SEP | inventory | 2025-10-28 | LV |  | MK01-Makkah Central Warehouse | 2025-09-15 | 2025-09-01 | 0
4500592697-[60] | 908333011 : RECLOSER:CIRCUIT,33 KV,3 P,60 HZ,170 KV | OVR | ROH | 205041920 | Flat Washersφ6 | 220 | 220 | 0 | free_stock | 1-1-1-1 | inventory | 2025-10-28 | LV |  | MK01-Makkah Central Warehouse | 2025-09-15 | 2025-09-01 | 0
4500592697-[60] | 908333011 : RECLOSER:CIRCUIT,33 KV,3 P,60 HZ,170 KV | OVR | ROH | 208004917 | 4G Communication Module, Make: China inhand, ,Ord:: Inhand IR302-FQ58 with Mushroom Antenna | 11 | 11 | 0 | free_stock | PLT-1-1-K017_SEP | inventory | 2025-10-28 | LV |  | MK01-Makkah Central Warehouse | 2025-09-15 | 2025-09-01 | 0
4500592697-[60] | 908333011 : RECLOSER:CIRCUIT,33 KV,3 P,60 HZ,170 KV | OVR | ROH | 211002077 | Hex nut M6 | 220 | 220 | 0 | 6100K013 | 1-1-1-1 | consumption | 2025-09-18 | LV |  | MK01-Makkah Central Warehouse | 2025-09-15 | 2025-09-01 | 0 | [5 empty] | Work in Process Material Issue | 7419940
4500592697-[60] | 908333011 : RECLOSER:CIRCUIT,33 KV,3 P,60 HZ,170 KV | OVR | ROH | 2REA030565A0001 | ABB_CAPACITOR DISCHARGE UNIT ASSEMBLY | 11 | 11 | 0 | 6100K006 | 1-1-1-1 | inventory | 2025-10-28 | LV |  | MK01-Makkah Central Warehouse | 2025-09-15 | 2025-09-01 | 0
4500592697-[60] | 908333011 : RECLOSER:CIRCUIT,33 KV,3 P,60 HZ,170 KV | OVR | ROH | 2REA051558A0003 | Single Pole Mounting Brackets for Auto Recloser (OVR 13.8kV & 33kV) | 11 | 11 | 0 | free_stock | NEW.FLR-1-1-K006_SEP | inventory | 2025-10-28 | Bracket |  | MK01-Makkah Central Warehouse | 2025-09-15 | 2025-09-01 | 0
4500592697-[60] | 908333011 : RECLOSER:CIRCUIT,33 KV,3 P,60 HZ,170 KV | OVR | ROH | 2REA056449A0001 | Empty LV Box for Auto Recloser (OVR 13.8kV & 33kV) with bracket for single pole | 11 | 11 | 0 | free_stock | NEW.FLR-1-1-K006_SEP | inventory | 2025-10-28 | LV |  | MK01-Makkah Central Warehouse | 2025-09-15 | 2025-09-01 | 0
4500592697-[60] | 908333011 : RECLOSER:CIRCUIT,33 KV,3 P,60 HZ,170 KV | OVR | ROH | 5XECD.086.093.1 | Single Pole Mounting Brackets for CPT for LBS/Sectionalizer/Auto Recloser (SECTOS / OVR 13.8kV & 33kV) | 11 | 11 | 0 | 6100K012B | NEW.FLR-1-1-K12B_SEP | consumption | 2025-10-13 | Bracket |  | MK01-Makkah Central Warehouse | 2025-09-15 | 2025-09-01 | 0 | [5 empty] | Work in Process Pick | 8074711
4500592697-[60] | 908333011 : RECLOSER:CIRCUIT,33 KV,3 P,60 HZ,170 KV | OVR | ROH | 6-CNFJ-22 | ZHE_6-CNFJ-22 / 12V 22Ah STORAGE BATTERY | 22 | 22 | 0 | free_stock | WH2-1-1-K11B_SEP | inventory | 2025-10-28 | LV |  | MK01-Makkah Central Warehouse | 2025-09-15 | 2025-09-01 | 0
4500592697-[60] | 908333011 : RECLOSER:CIRCUIT,33 KV,3 P,60 HZ,170 KV | OVR |  | RMU000000107 | Bush Inner Dia 7x49 ¦ 9ABA450075F1002 ¦ Local | 44 | 44 | 0 | 6100K007 | 1-1-1-1 | inventory | 2025-10-28 | LV | Automated: Replaced 9ABA450075F1002 by RMU000000107. | MK01-Makkah Central Warehouse | 2025-09-15 | 2025-09-01 | 0
4500592697-[60] | 908333011 : RECLOSER:CIRCUIT,33 KV,3 P,60 HZ,170 KV | OVR | ROH | RMU000000119 | BOLT SOCKET CAP HEAD M3x12 ¦ 9ABA450075F1014 ¦ Local | 154 | 154 | 0 | free_stock | R58-A-1-K11B_SEP | inventory | 2025-10-28 | LV | Automated: Replaced 9ABA450075F1014 by RMU000000119. | MK01-Makkah Central Warehouse | 2025-09-15 | 2025-09-01 | 0
4500592697-[60] | 908333011 : RECLOSER:CIRCUIT,33 KV,3 P,60 HZ,170 KV | OVR | ROH | CSB25A9PS2E- B L/R | 2 POSITION, LATCHING, SELECTOR SWITCH, 90DEGREES, 2 CONTACTS EACH, PAD LOCKABLE IN EACH POS (LOCAL/REMOTE) CSB25A9PS2E- B L/R | 11 | 11 | 0 | 6100K007 | 1-1-1-1 | inventory | 2025-10-28 | LV |  | MK01-Makkah Central Warehouse | 2025-09-15 | 2025-09-01 | 0
4500592697-[60] | 908333011 : RECLOSER:CIRCUIT,33 KV,3 P,60 HZ,170 KV | OVR | ROH | CSB25A9PS2E- B P/B | 2 POSITION, LATCHING, SELECTOR SWITCH, 90DEGREES, 2 CONTACTS EACH, PAD LOCKABLE IN EACH POS (POWER SUPPLY/BATTERY) CSB25A9PS2E- B P/B | 11 | 11 | 0 | 6100K006 | 1-1-1-1 | inventory | 2025-10-28 | LV |  | MK01-Makkah Central Warehouse | 2025-09-15 | 2025-09-01 | 0
4500592697-[60] | 908333011 : RECLOSER:CIRCUIT,33 KV,3 P,60 HZ,170 KV | OVR | ROH | DCMC303T250DG2B | ABB_250V 30000UF CAPACITOR PART NO. DCMC303T250DG2B | 22 | 22 | 0 | free_stock | INC-1-1-K11A_SEP | inventory | 2025-10-28 | LV |  | MK01-Makkah Central Warehouse | 2025-09-15 | 2025-09-01 | 0
4500592697-[60] | 908333011 : RECLOSER:CIRCUIT,33 KV,3 P,60 HZ,170 KV | OVR | ROH | DF205040971 | φ4*12 Waterproof blind rivets Stainless steel | 220 | 220 | 0 | 6100K007 | 1-1-1-1 | inventory | 2025-10-28 | LV |  | MK01-Makkah Central Warehouse | 2025-09-15 | 2025-09-01 | 0
4500592697-[60] | 908333011 : RECLOSER:CIRCUIT,33 KV,3 P,60 HZ,170 KV | OVR | ROH | DF240612003 | KSS-CV-150BK CABLE TIES 150X3.6 BALCK | 275 | 275 | 0 | 6100K013 | PLT3-1-1-K013_SEP | inventory | 2025-10-28 | LV |  | MK01-Makkah Central Warehouse | 2025-09-15 | 2025-09-01 | 0
4500592697-[60] | 908333011 : RECLOSER:CIRCUIT,33 KV,3 P,60 HZ,170 KV | OVR | ROH | DF240612004 | HT-EXS25 EXPANDABLE SLEEVE - 25MM 100MTR/ROL | 11 | 11 | 0 | 6100K013 | R55-J-1-K013_SEP | inventory | 2025-10-28 | LV |  | MK01-Makkah Central Warehouse | 2025-09-15 | 2025-09-01 | 0
4500592697-[60] | 908333011 : RECLOSER:CIRCUIT,33 KV,3 P,60 HZ,170 KV | OVR | ROH | DF240612005 | HT-EXS32 EXPANDABLE SLEEVE - 32MM 100MTR/ROL | 11 | 11 | 0 | 6100K013 | PLT3-1-1-K013_SEP | inventory | 2025-10-28 | LV |  | MK01-Makkah Central Warehouse | 2025-09-15 | 2025-09-01 | 0
4500592697-[60] | 908333011 : RECLOSER:CIRCUIT,33 KV,3 P,60 HZ,170 KV | OVR | ROH | DF240612007 | KSS-KS-12B 12MM SPIRAL 20-65 WRAPPING BAND 10MTR/BAG | 11 | 11 | 0 | 6100KDP02 | R54-A-1-K013_SEP | inventory | 2025-10-28 | LV |  | MK01-Makkah Central Warehouse | 2025-09-15 | 2025-09-01 | 0
4500592697-[60] | 908333011 : RECLOSER:CIRCUIT,33 KV,3 P,60 HZ,170 KV | OVR | ROH | DF240907005 | Flat Washers φ3 Stainless Steel | 154 | 154 | 0 | 6100K013 | 1-1-1-1 | inventory | 2025-10-28 | LV |  | MK01-Makkah Central Warehouse | 2025-09-15 | 2025-09-01 | 0
4500592697-[60] | 908333011 : RECLOSER:CIRCUIT,33 KV,3 P,60 HZ,170 KV | OVR | ROH | DF240907006 | Self-locking nut M3 | 44 | 44 | 0 | 6100K013 | R40-G-1-K013_SEP | inventory | 2025-10-28 | LV |  | MK01-Makkah Central Warehouse | 2025-09-15 | 2025-09-01 | 0
4500592697-[60] | 908333011 : RECLOSER:CIRCUIT,33 KV,3 P,60 HZ,170 KV | OVR | ROH | DF241126013 | KSS-CV-200MBK BLACK NYLON CABLE TIES (200MMX2.5MM) | 275 | 275 | 0 | 6100K013 | 1-1-1-1 | inventory | 2025-10-28 | LV |  | MK01-Makkah Central Warehouse | 2025-09-15 | 2025-09-01 | 0
4500592697-[60] | 908333011 : RECLOSER:CIRCUIT,33 KV,3 P,60 HZ,170 KV | OVR | ROH | DMS 2121 2016-233 | BOLT HEX HEAD M5X30 | 44 | 44 | 0 | free_stock | INC-1-1-K006_SEP | inventory | 2025-10-28 | LV |  | MK01-Makkah Central Warehouse | 2025-09-15 | 2025-09-01 | 0
4500592697-[60] | 908333011 : RECLOSER:CIRCUIT,33 KV,3 P,60 HZ,170 KV | OVR | ROH | DMS 2121 2467-366 | SCREW SELF TAPPING TORX M6 X 12 | 44 | 44 | 0 | free_stock | R58-A-1-K12B_SEP | inventory | 2025-10-28 | LV |  | MK01-Makkah Central Warehouse | 2025-09-15 | 2025-09-01 | 0
4500592697-[60] | 908333011 : RECLOSER:CIRCUIT,33 KV,3 P,60 HZ,170 KV | OVR | ROH | DMS 2126 2011-111 | NUT, HEX M3 | 154 | 154 | 0 | 6100K007 | 1-1-1-1 | inventory | 2025-10-28 | LV |  | MK01-Makkah Central Warehouse | 2025-09-15 | 2025-09-01 | 0
4500592697-[60] | 908333011 : RECLOSER:CIRCUIT,33 KV,3 P,60 HZ,170 KV | OVR | ROH | DMS 2126 2011-114 | NUT, HEX M5 | 88 | 88 | 0 | free_stock | 1-1-1-1 | inventory | 2025-10-28 | LV |  | MK01-Makkah Central Warehouse | 2025-09-15 | 2025-09-01 | 0
4500592697-[60] | 908333011 : RECLOSER:CIRCUIT,33 KV,3 P,60 HZ,170 KV | OVR | ROH | HBRDADNCBD1BFAE21G | RER615 2.0 - HBRDADNCBD1BFAE21G | 11 | 11 | 0 | free_stock | INC-1-1-K11A_SEP | inventory | 2025-10-28 | LV |  | MK01-Makkah Central Warehouse | 2025-09-15 | 2025-09-01 | 0
4500592697-[60] | 908333011 : RECLOSER:CIRCUIT,33 KV,3 P,60 HZ,170 KV | OVR | ROH | HDC 24B ABU | WEIDMUELLER_BASE 24 PIN | 11 | 11 | 0 | 6100K006 | 1-1-1-1 | inventory | 2025-10-28 | LV |  | MK01-Makkah Central Warehouse | 2025-09-15 | 2025-09-01 | 0
4500592697-[60] | 908333011 : RECLOSER:CIRCUIT,33 KV,3 P,60 HZ,170 KV | OVR | ROH | HDC HE 24 FS | WEIDMUELLER_FEMALE CONNECTOR 24 PIN | 11 | 11 | 0 | 6100K006 | 1-1-1-1 | inventory | 2025-10-28 | LV |  | MK01-Makkah Central Warehouse | 2025-09-15 | 2025-09-01 | 0
4500592697-[60] | 908333011 : RECLOSER:CIRCUIT,33 KV,3 P,60 HZ,170 KV | OVR | ROH | IN76350001-2 | APT_THERMOSTAT WITHOUT STEM,SETTING: 0-60 DEG.CENTIGRADE | 11 | 11 | 0 | 6100K006 | 1-1-1-1 | inventory | 2025-10-28 | LV |  | MK01-Makkah Central Warehouse | 2025-09-15 | 2025-09-01 | 0
4500592697-[60] | 908333011 : RECLOSER:CIRCUIT,33 KV,3 P,60 HZ,170 KV | OVR | ROH | KIT ACM T1-1 | Actuator - KIT ACM T1-1 (With EMI Filter) | 11 | 11 | 0 | free_stock | NEW.FLR-1-1-K11A_SEP | inventory | 2025-10-28 | LV |  | MK01-Makkah Central Warehouse | 2025-09-15 | 2025-09-01 | 0
4500592697-[60] | 908333011 : RECLOSER:CIRCUIT,33 KV,3 P,60 HZ,170 KV | OVR | ROH | MMCM-C2/1 | CHINT_AC MINIATURE CIRCUIT BREAKER 1P 2A 10kA Curve C | 11 | 11 | 0 | 6100K006 | 1-1-1-1 | inventory | 2025-10-28 | LV |  | MK01-Makkah Central Warehouse | 2025-09-15 | 2025-09-01 | 0
4500592697-[60] | 908333011 : RECLOSER:CIRCUIT,33 KV,3 P,60 HZ,170 KV | OVR | ROH | MV-OHL-CPT-33KV-DP | Double Pole Control PT . Primary 33 kV : secondary 0.23kV, 200VA, Class 1. 700VAth .Frequency 60Hz .Out door type . Ambient 55 Degree C. Insulation level 36/95/200kV , Voltage factor :1.2Un Cont, As per IEC 61869-1&3 Class E.Primary terminal suitable for cable connection (clamp type) .Colour Grey for out door installation.Type test and routine test reports will be required .Laser printed name plate required. As per SEC Distribution standard Specification. | 11 | 11 | 0 | 6100K007 | 1-1-1-1 | inventory | 2025-10-28 | CPT |  | MK01-Makkah Central Warehouse | 2025-09-15 | 2025-09-01 | 0
4500592697-[60] | 908333011 : RECLOSER:CIRCUIT,33 KV,3 P,60 HZ,170 KV | OVR | ROH | MV-OVR38-0001 | Smart Outdoor RECLOSER: CIRCUIT,33kV,3P,60Hz,170kV SEC MV-OHL-Recloser (ABB OVR38kV) SEC Item # 908333007 for 200KV & 908333011 for 170kV HV Unit & 10 Meter Control cable for recloser with 3 Voltage Sensors: 33kV,3P,50/60 Hz, 170kV Recloser, Circuit: Nominal Voltage: 33kV, Phase: 3; Ferquency: 50/60Hz;Bil Rating: 170KVp | 11 | 7 | 4 | 6100K006 | 1-1-1-1 | inventory | 2025-10-28 | Gas Tank |  | MK01-Makkah Central Warehouse | 2025-09-15 | 2025-09-01 | 0
4500592697-[60] | 908333011 : RECLOSER:CIRCUIT,33 KV,3 P,60 HZ,170 KV | OVR | ROH | MV-OVR38-0001 | Smart Outdoor RECLOSER: CIRCUIT,33kV,3P,60Hz,170kV SEC MV-OHL-Recloser (ABB OVR38kV) SEC Item # 908333007 for 200KV & 908333011 for 170kV HV Unit & 10 Meter Control cable for recloser with 3 Voltage Sensors: 33kV,3P,50/60 Hz, 170kV Recloser, Circuit: Nominal Voltage: 33kV, Phase: 3; Ferquency: 50/60Hz;Bil Rating: 170KVp | 4 | 1 | 3 | 6100K012A | NEW.FLR-1-1-K12A_SEP | inventory | 2025-10-28 | Gas Tank |  | MK01-Makkah Central Warehouse | 2025-09-15 | 2025-09-01 | 0
4500592697-[60] | 908333011 : RECLOSER:CIRCUIT,33 KV,3 P,60 HZ,170 KV | OVR | ROH | MV2000-1685-06-W | WHITE TUBE, INNER DIA 3.5MM (1.5 WIRE) | 220 | 220 | 0 | 6100K013 | INC-1-1-MVBM_SEP | consumption | 2025-08-10 | LV |  | MK01-Makkah Central Warehouse | 2025-09-15 | 2025-09-01 | 0 | [5 empty] | Material Issue Order_MIO | 7982927
4500592697-[60] | 908333011 : RECLOSER:CIRCUIT,33 KV,3 P,60 HZ,170 KV | OVR | ROH | NB1-4DC 1P | Miniature Circuit Breaker, MCB, 4A, 1P, C Type, DC | 22 | 22 | 0 | 6100K006 | 1-1-1-1 | inventory | 2025-10-28 | LV |  | MK01-Makkah Central Warehouse | 2025-09-15 | 2025-09-01 | 0
4500592697-[60] | 908333011 : RECLOSER:CIRCUIT,33 KV,3 P,60 HZ,170 KV | OVR | ROH | NB1-4DC 2P | Miniature Circuit Breaker, MCB, 4A, 2P, C Type, DC | 11 | 11 | 0 | 6100K006 | 1-1-1-1 | inventory | 2025-10-28 | LV |  | MK01-Makkah Central Warehouse | 2025-09-15 | 2025-09-01 | 0
4500592697-[60] | 908333011 : RECLOSER:CIRCUIT,33 KV,3 P,60 HZ,170 KV | OVR | ROH | PL.AC30 | WZAZURE_PL.AC30 / THREE PIN SOCKET DIN RAIL MOUNTED | 11 | 11 | 0 | 6100K007 | 1-1-1-1 | inventory | 2025-10-28 | LV |  | MK01-Makkah Central Warehouse | 2025-09-15 | 2025-09-01 | 0
4500592697-[60] | 908333011 : RECLOSER:CIRCUIT,33 KV,3 P,60 HZ,170 KV | OVR | ROH | PXC-0311171 | FB 10- RTK/S - Screw bridge, pitch: 8.2 mm, number of positions: 10, color: silver | 55 | 55 | 0 | 6100K007 | 1-1-1-1 | inventory | 2025-10-28 | LV |  | MK01-Makkah Central Warehouse | 2025-09-15 | 2025-09-01 | 0
4500592697-[60] | 908333011 : RECLOSER:CIRCUIT,33 KV,3 P,60 HZ,170 KV | OVR | ROH | PXC-3000834 | SCBI 10-6 W - Screw bridge, with spring washer and insulating collar, pitch: 6.2 mm, number of positions: 10, color: silver | 99 | 99 | 0 | 6100K007 | 1-1-1-1 | inventory | 2025-10-28 | LV |  | MK01-Makkah Central Warehouse | 2025-09-15 | 2025-09-01 | 0
4500592697-[60] | 908333011 : RECLOSER:CIRCUIT,33 KV,3 P,60 HZ,170 KV | OVR | ROH | PXC-3022218 | CLIPFIX 35 - End bracket, Quick mounting end clamp for NS 35/7,5 DIN rail or NS 35/15 DIN rail, with marking option, width: 9.5 mm, color: gray | 55 | 55 | 0 | free_stock | 1-1-1-1 | inventory | 2025-10-28 | LV |  | MK01-Makkah Central Warehouse | 2025-09-15 | 2025-09-01 | 0
4500592697-[60] | 908333011 : RECLOSER:CIRCUIT,33 KV,3 P,60 HZ,170 KV | OVR | ROH | PXC-3059809 | D-TB 4/10 - Cover, depth: 35.9 mm, width: 1.8 mm, height: 42.5 mm, color: dark gray | 110 | 110 | 0 | 6100K012B | 1-1-1-1 | inventory | 2025-10-28 | LV |  | MK01-Makkah Central Warehouse | 2025-09-15 | 2025-09-01 | 0
4500592697-[60] | 908333011 : RECLOSER:CIRCUIT,33 KV,3 P,60 HZ,170 KV | OVR | ROH | PXC-3246966 | E/TB - End bracket, for assembly on NS 32 or NS 35/7.5 DIN rail | 99 | 99 | 0 | 6100K006 | 1-1-1-1 | inventory | 2025-10-28 | LV |  | MK01-Makkah Central Warehouse | 2025-09-15 | 2025-09-01 | 0
4500592697-[60] | 908333011 : RECLOSER:CIRCUIT,33 KV,3 P,60 HZ,170 KV | OVR | ROH | PXC.3246023 | PHOENIX CONTACT_TB 4 EI / SCREW TERMINAL, 2PTS, 4 SQMM GREY | 440 | 440 | 0 | 6100K012B | 1-1-1-1 | inventory | 2025-10-28 | LV |  | MK01-Makkah Central Warehouse | 2025-09-15 | 2025-09-01 | 0
4500592697-[60] | 908333011 : RECLOSER:CIRCUIT,33 KV,3 P,60 HZ,170 KV | OVR | ROH | PXC.5775287 | PHOENIX CONTACT_TB6-RTK-02 / DISCONNECT TERMINAL BLOCK 6 SQMM | 110 | 110 | 0 | 6100K012B | 1-1-1-1 | inventory | 2025-10-28 | LV |  | MK01-Makkah Central Warehouse | 2025-09-15 | 2025-09-01 | 0
4500592697-[60] | 908333011 : RECLOSER:CIRCUIT,33 KV,3 P,60 HZ,170 KV | OVR | ROH | RH050 | VISHAY_HEATER RH050, 50W 4.7KOHM, 120-240V AC/DC | 11 | 11 | 0 | free_stock | R16-B-1-K11B_SEP | inventory | 2025-10-28 | LV |  | MK01-Makkah Central Warehouse | 2025-09-15 | 2025-09-01 | 0
4500592697-[60] | 908333011 : RECLOSER:CIRCUIT,33 KV,3 P,60 HZ,170 KV | OVR | ROH | RMU000000108 | Plain Washer M5 ¦ 9ABA450075F1003 ¦ Local | 44 | 44 | 0 | free_stock | R58-A-1-K11B_SEP | inventory | 2025-10-28 | LV |  | MK01-Makkah Central Warehouse | 2025-09-15 | 2025-09-01 | 0
4500592697-[60] | 908333011 : RECLOSER:CIRCUIT,33 KV,3 P,60 HZ,170 KV | OVR | ROH | SEP10052 | ‭DISCONNECTING TB FOR CT, OTTA 6-T, BOLT W/O SPRING/0790462/OTTA 6-T P/P‬ | 66 | 66 | 0 | free_stock | R67-O-1-K017_SEP | inventory | 2025-10-28 | LV |  | MK01-Makkah Central Warehouse | 2025-09-15 | 2025-09-01 | 0
4500592697-[60] | 908333011 : RECLOSER:CIRCUIT,33 KV,3 P,60 HZ,170 KV | OVR | ROH | SEP10120 | ‭TIE MOUNT FOR SPARE TIE/HC-102/HC-102‬ | 110 | 110 | 0 | free_stock | R58-R-1-K007_SEP | inventory | 2025-10-28 | LV |  | MK01-Makkah Central Warehouse | 2025-09-15 | 2025-09-01 | 0
4500592697-[60] | 908333011 : RECLOSER:CIRCUIT,33 KV,3 P,60 HZ,170 KV | OVR | ROH | SEP10128 | ‭DIN RAIL SLOTTED/35X15X1.5X2 - HOLE/DIN RAIL‬ | 5.5 | 5.5 | 0 | free_stock | R63-H-1-K11B_SEP | inventory | 2025-10-28 | LV |  | MK01-Makkah Central Warehouse | 2025-09-15 | 2025-09-01 | 0
4500592697-[60] | 908333011 : RECLOSER:CIRCUIT,33 KV,3 P,60 HZ,170 KV | OVR | ROH | SEP10481 | End Cover, D-URTK ¦ 310020 ¦ PHOENIX | 11 | 11 | 0 | free_stock | 1-1-1-1 | inventory | 2025-10-28 | LV |  | MK01-Makkah Central Warehouse | 2025-09-15 | 2025-09-01 | 0
4500592697-[60] | 908333011 : RECLOSER:CIRCUIT,33 KV,3 P,60 HZ,170 KV | OVR | ROH | SEP10555 | TB NUMBERING MARKER (BLANK), UCT-TM 6 / 0828736 | 110 | 110 | 0 | free_stock | R57-R-1-K006_SEP | inventory | 2025-10-28 | LV |  | MK01-Makkah Central Warehouse | 2025-09-15 | 2025-09-01 | 0
4500592697-[60] | 908333011 : RECLOSER:CIRCUIT,33 KV,3 P,60 HZ,170 KV | OVR | ROH | SEP10556 | TB NUMBERING MARKER (BLANK), UCT-TM 8 / 0828740 | 66 | 66 | 0 | free_stock | R57-A-1-K006_SEP | inventory | 2025-10-28 | LV |  | MK01-Makkah Central Warehouse | 2025-09-15 | 2025-09-01 | 0
4500592697-[60] | 908333011 : RECLOSER:CIRCUIT,33 KV,3 P,60 HZ,170 KV | OVR | ROH | SEP10962 | TB, Terminal block, plastic, for 2.5mm wires, 12 connections per set | 1.8333 | 1.8333 | 0 | 6100K012B | IFLR-1-1-K006_SEP | consumption | 2025-10-14 | LV |  | MK01-Makkah Central Warehouse | 2025-09-15 | 2025-09-01 | 0 | [5 empty] | Work in Process Pick | 8096087
4500592697-[60] | 908333011 : RECLOSER:CIRCUIT,33 KV,3 P,60 HZ,170 KV | OVR | ROH | SEP11143 | Cable, Control, 1 CORE CU/PVC, 2.5 Sq.mm, Red, 105°, 600/1000V , 1 x 91.4 m | 3.3 | 3.3 | 0 | free_stock | R14-J-1-MVBM_SEP | inventory | 2025-10-28 | LV |  | MK01-Makkah Central Warehouse | 2025-09-15 | 2025-09-01 | 0
4500592697-[60] | 908333011 : RECLOSER:CIRCUIT,33 KV,3 P,60 HZ,170 KV | OVR | ROH | SEP11146 | Cable, Control, 1 CORE CU/PVC, 2.5 Sq.mm, Black, 105°, 600/1000V , 1 x 91.4 m | 11 | 11 | 0 | free_stock | 1-1-1-1 | inventory | 2025-10-28 | LV |  | MK01-Makkah Central Warehouse | 2025-09-15 | 2025-09-01 | 0
4500592697-[60] | 908333011 : RECLOSER:CIRCUIT,33 KV,3 P,60 HZ,170 KV | OVR | ROH | SEP11151 | Cable, Control, 1 CORE CU/PVC, 2.5 Sq.mm Yellow/Green, 105°, 600/1000V , 1 x 91.4 m | 3.3 | 3.3 | 0 | free_stock | 1-1-1-1 | inventory | 2025-10-28 | LV |  | MK01-Makkah Central Warehouse | 2025-09-15 | 2025-09-01 | 0
4500592697-[60] | 908333011 : RECLOSER:CIRCUIT,33 KV,3 P,60 HZ,170 KV | OVR | ROH | SFB220A24H300 | BEB OR DFE_SFB220A24H300/24VDC / BATTERY CHARGER INPUT 220VAC,OUTPUT 24VDC | 11 | 11 | 0 | free_stock | R18-C-1-K017_SEP | inventory | 2025-10-28 | LV |  | MK01-Makkah Central Warehouse | 2025-09-15 | 2025-09-01 | 0
4500592697-[60] | 908333011 : RECLOSER:CIRCUIT,33 KV,3 P,60 HZ,170 KV | OVR | ROH | RMU000000124 | Warning label for charged capacitor ¦ 2REA026251P0001 ¦ Local | 11 | 11 | 0 | 6100K006 | 1-1-1-1 | inventory | 2025-10-28 | LV | Automated: Replaced 2REA026251P0001 by RMU000000124. | MK01-Makkah Central Warehouse | 2025-09-15 | 2025-09-01 | 0
4500592697-[60] | 908333011 : RECLOSER:CIRCUIT,33 KV,3 P,60 HZ,170 KV | OVR | ROH | RMU000000120 | SEC Logo (Alminum 136x76) ¦ 9ABA450075F1015 ¦ Local | 11 | 11 | 0 | free_stock | INC-1-1-K11B_SEP | inventory | 2025-10-28 | LV | Automated: Replaced 9ABA450075F1015 by RMU000000120. | MK01-Makkah Central Warehouse | 2025-09-15 | 2025-09-01 | 0
4500592697-[60] | 908333011 : RECLOSER:CIRCUIT,33 KV,3 P,60 HZ,170 KV | OVR | ROH | RMU000000121 | Danger Sign (Alminum 136x76) ¦ 9ABA450075F1016 ¦ Local | 11 | 11 | 0 | free_stock | INC-1-1-K017_SEP | inventory | 2025-10-28 | LV | Automated: Replaced 9ABA450075F1016 by RMU000000121. | MK01-Makkah Central Warehouse | 2025-09-15 | 2025-09-01 | 0
4500592697-[60] | 908333011 : RECLOSER:CIRCUIT,33 KV,3 P,60 HZ,170 KV | OVR | ROH | RMU000000122 | OVR SEP Branding Label ¦ 9ABA450075F1017 ¦ Local | 11 | 11 | 0 | 6100K006 | 1-1-1-1 | inventory | 2025-10-28 | LV | Automated: Replaced 9ABA450075F1017 by RMU000000122. | MK01-Makkah Central Warehouse | 2025-09-15 | 2025-09-01 | 0
4500592697-[60] | 908333011 : RECLOSER:CIRCUIT,33 KV,3 P,60 HZ,170 KV | OVR | ROH | RMU000000125 | Warning Sign for External Batteries (Alminum 136x76) ¦ 9ABA450075F1019 ¦ Local | 11 | 11 | 0 | 6100K006 | 1-1-1-1 | inventory | 2025-10-28 | LV | Automated: Replaced 9ABA450075F1019 by RMU000000125. | MK01-Makkah Central Warehouse | 2025-09-15 | 2025-09-01 | 0
4500592697-[60] | 908333011 : RECLOSER:CIRCUIT,33 KV,3 P,60 HZ,170 KV | OVR | ROH | RMU000000126 | OVR Manually Tripped Position Label (Traffolyte lite) ¦ 9ABA450075F1020 ¦ Local | 11 | 11 | 0 | 6100K006 | 1-1-1-1 | inventory | 2025-10-28 | LV | Automated: Replaced 9ABA450075F1020 by RMU000000126. | MK01-Makkah Central Warehouse | 2025-09-15 | 2025-09-01 | 0
4500592697-[60] | 908333011 : RECLOSER:CIRCUIT,33 KV,3 P,60 HZ,170 KV | OVR | ROH | RMU000000127 | OVR Stud Grounding Mark Label (Alminum) ¦ 9ABA450075F1021 ¦ Local | 22 | 22 | 0 | 6100K006 | 1-1-1-1 | inventory | 2025-10-28 | LV | Automated: Replaced 9ABA450075F1021 by RMU000000127. | MK01-Makkah Central Warehouse | 2025-09-15 | 2025-09-01 | 0
4500592697-[60] | 908333011 : RECLOSER:CIRCUIT,33 KV,3 P,60 HZ,170 KV | OVR | ROH | MV-CPT -CABL-ASSY | Cable Assembly - Outdoor flexible cable Black PVC 450/750 V, 95 °C heat & flame retardent, stranded annealed copper conductor, 4Cx 2.5 mm² of length 12 meter with connector type HQ-005-M (male connector) with H3A-MTG-M20 (hood) and DLX-M20 (gland) with H3A-KDBP (cover) terminated on one end (opposite end do not require processing), with steel cable tags on both cable ends, cable tag text "CPT cable" and loose supply of 1 base type H3A-MAG (base) with HQ-005-F (female connector) and H3A-KDTP (cover) - Used for OVR/LBS/Sectionalizer CPT connection | 11 | 11 | 0 | 6100K012B | 1-1-1-1 | inventory | 2025-10-28 | Cable |  | MK01-Makkah Central Warehouse | 2025-09-15 | 2025-09-01 | 0
4500592697-[80] | 908305010 : SWITCH,DISC,OVRHD,ABS,60HZ FREQ,200KV | LBS | ROH | 13-B100DY | GREEN PUSH BOTTON WITH START ADAPTER | 103 | 103 | 0 | 6100K013 | R58-P-1-K013_SEP | inventory | 2025-10-28 | LV |  | MD01-Madina Central Warehouse | 2025-09-30 | 2025-09-16 | 0
4500592697-[80] | 908305010 : SWITCH,DISC,OVRHD,ABS,60HZ FREQ,200KV | LBS | ROH | 13-B200DK | RED PUSH BOTTON WITH ADAPTER STOP | 103 | 103 | 0 | 6100K013 | R56-J-1-1 | inventory | 2025-10-28 | LV |  | MD01-Madina Central Warehouse | 2025-09-30 | 2025-09-16 | 0
4500592697-[80] | 908305010 : SWITCH,DISC,OVRHD,ABS,60HZ FREQ,200KV | LBS | ROH | 13-B3 | BA9S ILLUMINATION CONTACT BLOCK HOLDER | 206 | 206 | 0 | 6100K013 | R57-O-1-1 | inventory | 2025-10-28 | LV |  | MD01-Madina Central Warehouse | 2025-09-30 | 2025-09-16 | 0
4500592697-[80] | 908305010 : SWITCH,DISC,OVRHD,ABS,60HZ FREQ,200KV | LBS | ROH | 13-LED24K | 24V BA9S LED LAMP RED | 103 | 103 | 0 | 6100K013 | R57-G-1-1 | inventory | 2025-10-28 | LV |  | MD01-Madina Central Warehouse | 2025-09-30 | 2025-09-16 | 0
4500592697-[80] | 908305010 : SWITCH,DISC,OVRHD,ABS,60HZ FREQ,200KV | LBS | ROH | 13-LED24Y | 24V BA9S LED LAMP GREEN | 103 | 103 | 0 | 6100K013 | R57-G-1-1 | inventory | 2025-10-28 | LV |  | MD01-Madina Central Warehouse | 2025-09-30 | 2025-09-16 | 0
4500592697-[80] | 908305010 : SWITCH,DISC,OVRHD,ABS,60HZ FREQ,200KV | LBS | ROH | 13-MBSD24S | INDICATION LIGHT YELLOW 24V AC/DC | 103 | 103 | 0 | free_stock | R57-O-1-1 | inventory | 2025-10-28 | LV |  | MD01-Madina Central Warehouse | 2025-09-30 | 2025-09-16 | 0
4500592697-[80] | 908305010 : SWITCH,DISC,OVRHD,ABS,60HZ FREQ,200KV | LBS | ROH | LL10-W | ABB_LL10-W / LL10-W, AC/DC90-264V 50/60HZ | 103 | 103 | 0 | free_stock | R15-I-1-K11B_SEP | inventory | 2025-10-28 | LV | Automated: Replaced 1YAB53301XIX0000 by LL10-W. | MD01-Madina Central Warehouse | 2025-09-30 | 2025-09-16 | 0
4500592697-[80] | 908305010 : SWITCH,DISC,OVRHD,ABS,60HZ FREQ,200KV | LBS | ROH | 1YAB5355CAB0000 | End Cover, D-OTTA6-T ¦ 790459 ¦ PHOENIX | 103 | 78 | 25 | free_stock | 1-1-1-1 | inventory | 2025-10-28 | LV |  | MD01-Madina Central Warehouse | 2025-09-30 | 2025-09-16 | 0
4500592697-[80] | 908305010 : SWITCH,DISC,OVRHD,ABS,60HZ FREQ,200KV | LBS | ROH | 1YAB5355CAB0000 | End Cover, D-OTTA6-T ¦ 790459 ¦ PHOENIX | 25 | 25 | 0 | 6100K019 | 1-1-1-1 | inventory | 2025-10-28 | LV |  | MD01-Madina Central Warehouse | 2025-09-30 | 2025-09-16 | 0
4500592697-[80] | 908305010 : SWITCH,DISC,OVRHD,ABS,60HZ FREQ,200KV | LBS | ROH | 1YAB5355DXB0000 | Marker, Terminal Strip, KLM-A ¦ 1004348 ¦ PHOENIX | 515 | 515 | 0 | free_stock | R59-G-1-MVBM_SEP | inventory | 2025-10-28 | LV |  | MD01-Madina Central Warehouse | 2025-09-30 | 2025-09-16 | 0
4500592697-[80] | 908305010 : SWITCH,DISC,OVRHD,ABS,60HZ FREQ,200KV | LBS | ROH | 1YHT480008P0311 | Empty LV Box for LBS & Sectionalizer (SECTOS 13.8kV & 33kV) with bracket for single pole | 103 | 103 | 0 | 6100K012B | 1-1-1-1 | inventory | 2025-10-28 | LV |  | MD01-Madina Central Warehouse | 2025-09-30 | 2025-09-16 | 0
4500592697-[80] | 908305010 : SWITCH,DISC,OVRHD,ABS,60HZ FREQ,200KV | LBS | ROH | 205036416 | Flat Washersφ4 | 618 | 618 | 0 | 6100K013 | BOX5-1-1-K013_SEP | inventory | 2025-10-28 | LV |  | MD01-Madina Central Warehouse | 2025-09-30 | 2025-09-16 | 0
4500592697-[80] | 908305010 : SWITCH,DISC,OVRHD,ABS,60HZ FREQ,200KV | LBS | ROH | 205041920 | Flat Washersφ6 | 412 | 412 | 0 | free_stock | 1-1-1-1 | inventory | 2025-10-28 | LV |  | MD01-Madina Central Warehouse | 2025-09-30 | 2025-09-16 | 0
4500592697-[80] | 908305010 : SWITCH,DISC,OVRHD,ABS,60HZ FREQ,200KV | LBS | ROH | 208004917 | 4G Communication Module, Make: China inhand, ,Ord:: Inhand IR302-FQ58 with Mushroom Antenna | 103 | 103 | 0 | free_stock | PLT-1-1-K017_SEP | inventory | 2025-10-28 | LV |  | MD01-Madina Central Warehouse | 2025-09-30 | 2025-09-16 | 0
4500592697-[80] | 908305010 : SWITCH,DISC,OVRHD,ABS,60HZ FREQ,200KV | LBS | ROH | 211002077 | Hex nut M6 | 412 | 412 | 0 | 6100K013 | 1-1-1-1 | consumption | 2025-09-18 | LV |  | MD01-Madina Central Warehouse | 2025-09-30 | 2025-09-16 | 0 | [5 empty] | Work in Process Material Issue | 7419940
4500592697-[80] | 908305010 : SWITCH,DISC,OVRHD,ABS,60HZ FREQ,200KV | LBS | ROH | 5XECD.086.051 | Single Pole Mounting Brackets for LBS & Sectionalizer GT(SECTOS 13.8kV & 33kV) | 103 | 71 | 32 | free_stock | NEW.FLR-1-1-K006_SEP | inventory | 2025-10-28 | Bracket |  | MD01-Madina Central Warehouse | 2025-09-30 | 2025-09-16 | 0
4500592697-[80] | 908305010 : SWITCH,DISC,OVRHD,ABS,60HZ FREQ,200KV | LBS | ROH | 5XECD.086.051 | Single Pole Mounting Brackets for LBS & Sectionalizer GT(SECTOS 13.8kV & 33kV) | 32 | 32 | 0 | free_stock | NEW.FLR-1-1-K12B_SEP | inventory | 2025-10-28 | Bracket |  | MD01-Madina Central Warehouse | 2025-09-30 | 2025-09-16 | 0
4500592697-[80] | 908305010 : SWITCH,DISC,OVRHD,ABS,60HZ FREQ,200KV | LBS | ROH | 5XECD.086.093.1 | Single Pole Mounting Brackets for CPT for LBS/Sectionalizer/Auto Recloser (SECTOS / OVR 13.8kV & 33kV) | 103 | 78 | 25 | 6100K012B | INC-1-1-K006_SEP | consumption | 2025-10-13 | Bracket |  | MD01-Madina Central Warehouse | 2025-09-30 | 2025-09-16 | 0 | [5 empty] | Work in Process Pick | 8076363
4500592697-[80] | 908305010 : SWITCH,DISC,OVRHD,ABS,60HZ FREQ,200KV | LBS | ROH | 5XECD.086.093.1 | Single Pole Mounting Brackets for CPT for LBS/Sectionalizer/Auto Recloser (SECTOS / OVR 13.8kV & 33kV) | 25 | 25 | 0 | 6100K012B | NEW.FLR-1-1-K12B_SEP | consumption | 2025-10-13 | Bracket |  | MD01-Madina Central Warehouse | 2025-09-30 | 2025-09-16 | 0 | [5 empty] | Work in Process Pick | 8074711
4500592697-[80] | 908305010 : SWITCH,DISC,OVRHD,ABS,60HZ FREQ,200KV | LBS | ROH | 6-CNFJ-22 | ZHE_6-CNFJ-22 / 12V 22Ah STORAGE BATTERY | 206 | 206 | 0 | free_stock | WH2-1-1-K11B_SEP | inventory | 2025-10-28 | LV |  | MD01-Madina Central Warehouse | 2025-09-30 | 2025-09-16 | 0
4500592697-[80] | 908305010 : SWITCH,DISC,OVRHD,ABS,60HZ FREQ,200KV | LBS | ROH | RMU000000106 | BOLT SOCKET CAP HEAD M5x60 ¦ 9ABA450075F1001 ¦ Local | 412 | 412 | 0 | free_stock | 1-1-1-1 | inventory | 2025-10-28 | LV | Automated: Replaced 9ABA450075F1001 by RMU000000106. | MD01-Madina Central Warehouse | 2025-09-30 | 2025-09-16 | 0
4500592697-[80] | 908305010 : SWITCH,DISC,OVRHD,ABS,60HZ FREQ,200KV | LBS | ROH | RMU000000107 | Bush Inner Dia 7x49 ¦ 9ABA450075F1002 ¦ Local | 412 | 412 | 0 | 6100K007 | 1-1-1-1 | inventory | 2025-10-28 | LV | Automated: Replaced 9ABA450075F1002 by RMU000000107. | MD01-Madina Central Warehouse | 2025-09-30 | 2025-09-16 | 0
4500592697-[80] | 908305010 : SWITCH,DISC,OVRHD,ABS,60HZ FREQ,200KV | LBS | ROH | RMU000000109 | BOLT SOCKET CAP HEAD M5x20 ¦ 9ABA450075F1004 ¦ Local | 1030 | 1030 | 0 | 6100K007 | 1-1-1-1 | inventory | 2025-10-28 | LV | Automated: Replaced 9ABA450075F1004 by RMU000000109. | MD01-Madina Central Warehouse | 2025-09-30 | 2025-09-16 | 0
4500592697-[80] | 908305010 : SWITCH,DISC,OVRHD,ABS,60HZ FREQ,200KV | LBS | ROH | RMU000000110 | BOLT SOCKET CAP HEAD M4x45 ¦ 9ABA450075F1005 ¦ Local | 206 | 206 | 0 | free_stock | R58-A-1-K11B_SEP | inventory | 2025-10-28 | LV | Automated: Replaced 9ABA450075F1005 by RMU000000110. | MD01-Madina Central Warehouse | 2025-09-30 | 2025-09-16 | 0
4500592697-[80] | 908305010 : SWITCH,DISC,OVRHD,ABS,60HZ FREQ,200KV | LBS | ROH | RMU000000112 | BOLT SOCKET CAP HEAD M5x16 ¦ 9ABA450075F1007 ¦ Local | 1236 | 1236 | 0 | 6100K007 | 1-1-1-1 | inventory | 2025-10-28 | LV | Automated: Replaced 9ABA450075F1007 by RMU000000112. | MD01-Madina Central Warehouse | 2025-09-30 | 2025-09-16 | 0
4500592697-[80] | 908305010 : SWITCH,DISC,OVRHD,ABS,60HZ FREQ,200KV | LBS | ROH | RMU000000113 | Lock Washer M5 ¦ 9ABA450075F1008 ¦ Local | 1236 | 1236 | 0 | 6100K006 | 1-1-1-1 | inventory | 2025-10-28 | LV | Automated: Replaced 9ABA450075F1008 by RMU000000113. | MD01-Madina Central Warehouse | 2025-09-30 | 2025-09-16 | 0
4500592697-[80] | 908305010 : SWITCH,DISC,OVRHD,ABS,60HZ FREQ,200KV | LBS | ROH | RMU000000114 | BOLT SOCKET CAP HEAD M3x20 ¦ 9ABA450075F1009 ¦ Local | 412 | 412 | 0 | 6100K007 | 1-1-1-1 | inventory | 2025-10-28 | LV | Automated: Replaced 9ABA450075F1009 by RMU000000114. | MD01-Madina Central Warehouse | 2025-09-30 | 2025-09-16 | 0
4500592697-[80] | 908305010 : SWITCH,DISC,OVRHD,ABS,60HZ FREQ,200KV | LBS | ROH | RMU000000115 | Lock Washer M3 ¦ 9ABA450075F1010 ¦ Local | 412 | 412 | 0 | 6100K012B | 1-1-1-1 | inventory | 2025-10-28 | LV | Automated: Replaced 9ABA450075F1010 by RMU000000115. | MD01-Madina Central Warehouse | 2025-09-30 | 2025-09-16 | 0
4500592697-[80] | 908305010 : SWITCH,DISC,OVRHD,ABS,60HZ FREQ,200KV | LBS | ROH | RMU000000116 | Polycarbonate for limit switch ¦ 9ABA450075F1011 ¦ Local | 103 | 103 | 0 | 6100K007 | 1-1-1-1 | inventory | 2025-10-28 | LV | Automated: Replaced 9ABA450075F1011 by RMU000000116. | MD01-Madina Central Warehouse | 2025-09-30 | 2025-09-16 | 0
4500592697-[80] | 908305010 : SWITCH,DISC,OVRHD,ABS,60HZ FREQ,200KV | LBS | ROH | RMU000000117 | BOLT SOCKET CAP HEAD M4x40 ¦ 9ABA450075F1012 ¦ Local | 206 | 206 | 0 | 6100K007 | 1-1-1-1 | inventory | 2025-10-28 | LV | Automated: Replaced 9ABA450075F1012 by RMU000000117. | MD01-Madina Central Warehouse | 2025-09-30 | 2025-09-16 | 0
4500592697-[80] | 908305010 : SWITCH,DISC,OVRHD,ABS,60HZ FREQ,200KV | LBS | ROH | RMU000000118 | Bush Inner Dia 7x25 ¦ 9ABA450075F1013 ¦ Local | 206 | 206 | 0 | free_stock | R58-A-1-K11B_SEP | inventory | 2025-10-28 | LV | Automated: Replaced 9ABA450075F1013 by RMU000000118. | MD01-Madina Central Warehouse | 2025-09-30 | 2025-09-16 | 0
4500592697-[80] | 908305010 : SWITCH,DISC,OVRHD,ABS,60HZ FREQ,200KV | LBS | ROH | AX3122 | CHINT_AUXILIARY CONTACT FOR MCB 1NO 1NC AC | 103 | 103 | 0 | free_stock | R55-R-1-K11B_SEP | inventory | 2025-10-28 | LV |  | MD01-Madina Central Warehouse | 2025-09-30 | 2025-09-16 | 0
4500592697-[80] | 908305010 : SWITCH,DISC,OVRHD,ABS,60HZ FREQ,200KV | LBS | ROH | CSB25A9PS2E- B L/R | 2 POSITION, LATCHING, SELECTOR SWITCH, 90DEGREES, 2 CONTACTS EACH, PAD LOCKABLE IN EACH POS (LOCAL/REMOTE) CSB25A9PS2E- B L/R | 103 | 78 | 25 | 6100K007 | 1-1-1-1 | inventory | 2025-10-28 | LV |  | MD01-Madina Central Warehouse | 2025-09-30 | 2025-09-16 | 0
4500592697-[80] | 908305010 : SWITCH,DISC,OVRHD,ABS,60HZ FREQ,200KV | LBS | ROH | CSB25A9PS2E- B L/R | 2 POSITION, LATCHING, SELECTOR SWITCH, 90DEGREES, 2 CONTACTS EACH, PAD LOCKABLE IN EACH POS (LOCAL/REMOTE) CSB25A9PS2E- B L/R | 25 | 25 | 0 | 6100K012B | R53-O-1-K12B_SEP | inventory | 2025-10-28 | LV |  | MD01-Madina Central Warehouse | 2025-09-30 | 2025-09-16 | 0
4500592697-[80] | 908305010 : SWITCH,DISC,OVRHD,ABS,60HZ FREQ,200KV | LBS | ROH | CSB25A9PS2E- B OH/S | 2 POSITION, LATCHING, SELECTOR SWITCH, 90DEGREES, 2 CONTACTS EACH, PAD LOCKABLE IN EACH POS (OH-LBS/SECTIONALIZER) CSB25A9PS2E- B OH/S | 103 | 103 | 0 | 6100K006 | 1-1-1-1 | inventory | 2025-10-28 | LV |  | MD01-Madina Central Warehouse | 2025-09-30 | 2025-09-16 | 0
4500592697-[80] | 908305010 : SWITCH,DISC,OVRHD,ABS,60HZ FREQ,200KV | LBS | ROH | DF205040971 | φ4*12 Waterproof blind rivets Stainless steel | 2060 | 2060 | 0 | 6100K007 | 1-1-1-1 | inventory | 2025-10-28 | LV |  | MD01-Madina Central Warehouse | 2025-09-30 | 2025-09-16 | 0
4500592697-[80] | 908305010 : SWITCH,DISC,OVRHD,ABS,60HZ FREQ,200KV | LBS | ROH | DF240510009 | Self-locking nuts M4 | 206 | 206 | 0 | 6100K013 | R55-P-1-K013_SEP | inventory | 2025-10-28 | LV |  | MD01-Madina Central Warehouse | 2025-09-30 | 2025-09-16 | 0
4500592697-[80] | 908305010 : SWITCH,DISC,OVRHD,ABS,60HZ FREQ,200KV | LBS | ROH | DF240612003 | KSS-CV-150BK CABLE TIES 150X3.6 BALCK | 2575 | 2575 | 0 | 6100K013 | PLT3-1-1-K013_SEP | inventory | 2025-10-28 | LV |  | MD01-Madina Central Warehouse | 2025-09-30 | 2025-09-16 | 0
4500592697-[80] | 908305010 : SWITCH,DISC,OVRHD,ABS,60HZ FREQ,200KV | LBS | ROH | DF240612004 | HT-EXS25 EXPANDABLE SLEEVE - 25MM 100MTR/ROL | 103 | 103 | 0 | 6100K013 | R55-J-1-K013_SEP | inventory | 2025-10-28 | LV |  | MD01-Madina Central Warehouse | 2025-09-30 | 2025-09-16 | 0
4500592697-[80] | 908305010 : SWITCH,DISC,OVRHD,ABS,60HZ FREQ,200KV | LBS | ROH | DF240612005 | HT-EXS32 EXPANDABLE SLEEVE - 32MM 100MTR/ROL | 103 | 103 | 0 | 6100K013 | PLT3-1-1-K013_SEP | inventory | 2025-10-28 | LV |  | MD01-Madina Central Warehouse | 2025-09-30 | 2025-09-16 | 0
4500592697-[80] | 908305010 : SWITCH,DISC,OVRHD,ABS,60HZ FREQ,200KV | LBS | ROH | DF240612007 | KSS-KS-12B 12MM SPIRAL 20-65 WRAPPING BAND 10MTR/BAG | 103 | 103 | 0 | 6100KDP02 | R54-A-1-K013_SEP | inventory | 2025-10-28 | LV |  | MD01-Madina Central Warehouse | 2025-09-30 | 2025-09-16 | 0
4500592697-[80] | 908305010 : SWITCH,DISC,OVRHD,ABS,60HZ FREQ,200KV | LBS | ROH | DF241124003 | Spring washersφ6 Stainless steel | 412 | 412 | 0 | 6100K013 | R55-I-1-K013_SEP | inventory | 2025-10-28 | LV |  | MD01-Madina Central Warehouse | 2025-09-30 | 2025-09-16 | 0
4500592697-[80] | 908305010 : SWITCH,DISC,OVRHD,ABS,60HZ FREQ,200KV | LBS | ROH | DF241126013 | KSS-CV-200MBK BLACK NYLON CABLE TIES (200MMX2.5MM) | 2575 | 2575 | 0 | 6100K013 | 1-1-1-1 | inventory | 2025-10-28 | LV |  | MD01-Madina Central Warehouse | 2025-09-30 | 2025-09-16 | 0
4500592697-[80] | 908305010 : SWITCH,DISC,OVRHD,ABS,60HZ FREQ,200KV | LBS | ROH | DF241128001 | spring washerφ4 Stainless Steel | 412 | 412 | 0 | 6100K012B | 1-1-1-1 | inventory | 2025-10-28 | LV |  | MD01-Madina Central Warehouse | 2025-09-30 | 2025-09-16 | 0
4500592697-[80] | 908305010 : SWITCH,DISC,OVRHD,ABS,60HZ FREQ,200KV | LBS | ROH | DF241128002 | Hex nuts M4 | 412 | 412 | 0 | 6100K013 | PLT1-1-1-K013_SEP | inventory | 2025-10-28 | LV |  | MD01-Madina Central Warehouse | 2025-09-30 | 2025-09-16 | 0
4500592697-[80] | 908305010 : SWITCH,DISC,OVRHD,ABS,60HZ FREQ,200KV | LBS | ROH | DMS 2121 2467-366 | SCREW SELF TAPPING TORX M6 X 12 | 2060 | 2060 | 0 | free_stock | R58-A-1-K12B_SEP | inventory | 2025-10-28 | LV |  | MD01-Madina Central Warehouse | 2025-09-30 | 2025-09-16 | 0
4500592697-[80] | 908305010 : SWITCH,DISC,OVRHD,ABS,60HZ FREQ,200KV | LBS | ROH | DMS 2121 2519-295 | BOLT SOCKET HEAD M4X20 | 206 | 206 | 0 | free_stock | 1-1-1-1 | inventory | 2025-10-28 | LV |  | MD01-Madina Central Warehouse | 2025-09-30 | 2025-09-16 | 0
4500592697-[80] | 908305010 : SWITCH,DISC,OVRHD,ABS,60HZ FREQ,200KV | LBS | ROH | DMS 2121 2519-368 | BOLT SOCKET CAP HEAD M6X16 | 412 | 412 | 0 | 6100K012B | 1-1-1-1 | inventory | 2025-10-28 | LV |  | MD01-Madina Central Warehouse | 2025-09-30 | 2025-09-16 | 0
4500592697-[80] | 908305010 : SWITCH,DISC,OVRHD,ABS,60HZ FREQ,200KV | LBS | ROH | DMS 2126 2011-114 | NUT, HEX M5 | 2472 | 2472 | 0 | free_stock | 1-1-1-1 | inventory | 2025-10-28 | LV |  | MD01-Madina Central Warehouse | 2025-09-30 | 2025-09-16 | 0
4500592697-[80] | 908305010 : SWITCH,DISC,OVRHD,ABS,60HZ FREQ,200KV | LBS | ROH | EC-DIODE-BY255 | Flash light BY255_EC-DIODE-BY255 / EC-DIODE-BY255 Urrm=1300V In=3A | 515 | 515 | 0 | free_stock | R14-L-1-K11B_SEP | inventory | 2025-10-28 | LV |  | MD01-Madina Central Warehouse | 2025-09-30 | 2025-09-16 | 0
4500592697-[80] | 908305010 : SWITCH,DISC,OVRHD,ABS,60HZ FREQ,200KV | LBS | ROH | HBCBABNCBD1BBBD21G | REC615 2.0- HBCBABNCBD1BBBD21G | 103 | 103 | 0 | free_stock | R66-S-1-K017_SEP | inventory | 2025-10-28 | LV |  | MD01-Madina Central Warehouse | 2025-09-30 | 2025-09-16 | 0
4500592697-[80] | 908305010 : SWITCH,DISC,OVRHD,ABS,60HZ FREQ,200KV | LBS | ROH | IN76350001-2 | APT_THERMOSTAT WITHOUT STEM,SETTING: 0-60 DEG.CENTIGRADE | 103 | 103 | 0 | free_stock | INC-1-1-K017_SEP | inventory | 2025-10-28 | LV |  | MD01-Madina Central Warehouse | 2025-09-30 | 2025-09-16 | 0
4500592697-[80] | 908305010 : SWITCH,DISC,OVRHD,ABS,60HZ FREQ,200KV | LBS | ROH | LSA-AD11J50CA | R&Y_AD11-J50CA/LXR23 RED ALARM LAMP 24VDC | 103 | 103 | 0 | free_stock | NEW.FLR-1-1-K017_SEP | inventory | 2025-10-28 | LV |  | MD01-Madina Central Warehouse | 2025-09-30 | 2025-09-16 | 0
4500592697-[80] | 908305010 : SWITCH,DISC,OVRHD,ABS,60HZ FREQ,200KV | LBS | ROH | LXW18-11B | SHF_LXW18-11B / LIMIT SWITCH 1NO+1NC | 206 | 206 | 0 | 6100K007 | 1-1-1-1 | inventory | 2025-10-28 | LV |  | MD01-Madina Central Warehouse | 2025-09-30 | 2025-09-16 | 0
4500592697-[80] | 908305010 : SWITCH,DISC,OVRHD,ABS,60HZ FREQ,200KV | LBS | ROH | MMCM-C4/2 | CHINT_AC MINIATURE CIRCUIT BREAKER 2P 4A mMCM-C4/2 | 103 | 103 | 0 | free_stock | R55-R-1-K11B_SEP | inventory | 2025-10-28 | LV |  | MD01-Madina Central Warehouse | 2025-09-30 | 2025-09-16 | 0
4500592697-[80] | 908305010 : SWITCH,DISC,OVRHD,ABS,60HZ FREQ,200KV | LBS | ROH | MV-OHL-CPT-33KV-DP | Double Pole Control PT . Primary 33 kV : secondary 0.23kV, 200VA, Class 1. 700VAth .Frequency 60Hz .Out door type . Ambient 55 Degree C. Insulation level 36/95/200kV , Voltage factor :1.2Un Cont, As per IEC 61869-1&3 Class E.Primary terminal suitable for cable connection (clamp type) .Colour Grey for out door installation.Type test and routine test reports will be required .Laser printed name plate required. As per SEC Distribution standard Specification. | 103 | 103 | 0 | 6100K006 | 1-1-1-1 | inventory | 2025-10-28 | CPT |  | MD01-Madina Central Warehouse | 2025-09-30 | 2025-09-16 | 0
4500592697-[80] | 908305010 : SWITCH,DISC,OVRHD,ABS,60HZ FREQ,200KV | LBS | ROH | MV2000-1685-06-W | WHITE TUBE, INNER DIA 3.5MM (1.5 WIRE) | 2060 | 2060 | 0 | 6100K013 | INC-1-1-MVBM_SEP | consumption | 2025-08-10 | LV |  | MD01-Madina Central Warehouse | 2025-09-30 | 2025-09-16 | 0 | [5 empty] | Material Issue Order_MIO | 7982927
4500592697-[80] | 908305010 : SWITCH,DISC,OVRHD,ABS,60HZ FREQ,200KV | LBS | ROH | NB1-10DC 1P | Miniature Circuit Breaker, MCB, 10A, 1P, C Type, DC | 206 | 206 | 0 | free_stock | 1-1-1-1 | inventory | 2025-10-28 | LV |  | MD01-Madina Central Warehouse | 2025-09-30 | 2025-09-16 | 0
4500592697-[80] | 908305010 : SWITCH,DISC,OVRHD,ABS,60HZ FREQ,200KV | LBS | ROH | NB1-6DC 1P | Miniature Circuit Breaker, MCB, 6A, 1P, C Type, DC | 103 | 103 | 0 | free_stock | R62-G-1-K11B_SEP | inventory | 2025-10-28 | LV |  | MD01-Madina Central Warehouse | 2025-09-30 | 2025-09-16 | 0
4500592697-[80] | 908305010 : SWITCH,DISC,OVRHD,ABS,60HZ FREQ,200KV | LBS | ROH | NXA36CK630AM4-1 | Smart Outdoor LBS or Sectionalizer, 33kV,3P,400A,60Hz,200kV Bil,PM,SF6,1178MM MV-LBS& Sectionalizer SEC Item # 908334004 & SWITCH, DISC,LBS,SF6, LBS, 33kV 60Hz, 200kV BIL SEC Item #908305009 & 908305010 NXA36CK630AM4/Manual-Lock/Gauge/3CT/terminal-Cap-G/SA-Bracket/Painting/Counter | 103 | 59 | 44 | 6100K006 | 1-1-1-1 | inventory | 2025-10-28 | Gas Tank |  | MD01-Madina Central Warehouse | 2025-09-30 | 2025-09-16 | 0
4500592697-[80] | 908305010 : SWITCH,DISC,OVRHD,ABS,60HZ FREQ,200KV | LBS | ROH | NXA36CK630AM4-1 | Smart Outdoor LBS or Sectionalizer, 33kV,3P,400A,60Hz,200kV Bil,PM,SF6,1178MM MV-LBS& Sectionalizer SEC Item # 908334004 & SWITCH, DISC,LBS,SF6, LBS, 33kV 60Hz, 200kV BIL SEC Item #908305009 & 908305010 NXA36CK630AM4/Manual-Lock/Gauge/3CT/terminal-Cap-G/SA-Bracket/Painting/Counter | 44 | 44 | 0 | 6100K011B | NEW.FLR-1-1-K11B_SEP | inventory | 2025-10-28 | Gas Tank |  | MD01-Madina Central Warehouse | 2025-09-30 | 2025-09-16 | 0
4500592697-[80] | 908305010 : SWITCH,DISC,OVRHD,ABS,60HZ FREQ,200KV | LBS | ROH | OP-PLT-SEC-T3-230-2907919 | C&J_CJ-T2-AC 10-20kA T2 2P, Ur=230VAC,Uo=255VAC (SURGE PROTECTION UNIT) | 103 | 103 | 0 | free_stock | R57-J-1-1 | inventory | 2025-10-28 | LV |  | MD01-Madina Central Warehouse | 2025-09-30 | 2025-09-16 | 0
4500592697-[80] | 908305010 : SWITCH,DISC,OVRHD,ABS,60HZ FREQ,200KV | LBS | ROH | PL.AC30 | WZAZURE_PL.AC30 / THREE PIN SOCKET DIN RAIL MOUNTED | 103 | 103 | 0 | 6100K007 | 1-1-1-1 | inventory | 2025-10-28 | LV |  | MD01-Madina Central Warehouse | 2025-09-30 | 2025-09-16 | 0
4500592697-[80] | 908305010 : SWITCH,DISC,OVRHD,ABS,60HZ FREQ,200KV | LBS | ROH | PXC-0311171 | FB 10- RTK/S - Screw bridge, pitch: 8.2 mm, number of positions: 10, color: silver | 515 | 515 | 0 | 6100K007 | 1-1-1-1 | inventory | 2025-10-28 | LV |  | MD01-Madina Central Warehouse | 2025-09-30 | 2025-09-16 | 0
4500592697-[80] | 908305010 : SWITCH,DISC,OVRHD,ABS,60HZ FREQ,200KV | LBS | ROH | PXC-3000834 | SCBI 10-6 W - Screw bridge, with spring washer and insulating collar, pitch: 6.2 mm, number of positions: 10, color: silver | 927 | 927 | 0 | free_stock | 1-1-1-1 | inventory | 2025-10-28 | LV |  | MD01-Madina Central Warehouse | 2025-09-30 | 2025-09-16 | 0
4500592697-[80] | 908305010 : SWITCH,DISC,OVRHD,ABS,60HZ FREQ,200KV | LBS | ROH | PXC-3022218 | CLIPFIX 35 - End bracket, Quick mounting end clamp for NS 35/7,5 DIN rail or NS 35/15 DIN rail, with marking option, width: 9.5 mm, color: gray | 515 | 515 | 0 | free_stock | 1-1-1-1 | inventory | 2025-10-28 | LV |  | MD01-Madina Central Warehouse | 2025-09-30 | 2025-09-16 | 0
4500592697-[80] | 908305010 : SWITCH,DISC,OVRHD,ABS,60HZ FREQ,200KV | LBS | ROH | PXC-3059809 | D-TB 4/10 - Cover, depth: 35.9 mm, width: 1.8 mm, height: 42.5 mm, color: dark gray | 1030 | 1022 | 8 | 6100K012B | 1-1-1-1 | inventory | 2025-10-28 | LV |  | MD01-Madina Central Warehouse | 2025-09-30 | 2025-09-16 | 0
4500592697-[80] | 908305010 : SWITCH,DISC,OVRHD,ABS,60HZ FREQ,200KV | LBS | ROH | PXC-3059809 | D-TB 4/10 - Cover, depth: 35.9 mm, width: 1.8 mm, height: 42.5 mm, color: dark gray | 8 | 8 | 0 | 6100K006 | 1-1-1-1 | inventory | 2025-10-28 | LV |  | MD01-Madina Central Warehouse | 2025-09-30 | 2025-09-16 | 0
4500592697-[80] | 908305010 : SWITCH,DISC,OVRHD,ABS,60HZ FREQ,200KV | LBS | ROH | PXC-3246966 | E/TB - End bracket, for assembly on NS 32 or NS 35/7.5 DIN rail | 927 | 927 | 0 | 6100K006 | 1-1-1-1 | inventory | 2025-10-28 | LV |  | MD01-Madina Central Warehouse | 2025-09-30 | 2025-09-16 | 0
4500592697-[80] | 908305010 : SWITCH,DISC,OVRHD,ABS,60HZ FREQ,200KV | LBS | ROH | PXC.3246023 | PHOENIX CONTACT_TB 4 EI / SCREW TERMINAL, 2PTS, 4 SQMM GREY | 6180 | 6180 | 0 | 6100K012B | 1-1-1-1 | inventory | 2025-10-28 | LV |  | MD01-Madina Central Warehouse | 2025-09-30 | 2025-09-16 | 0
4500592697-[80] | 908305010 : SWITCH,DISC,OVRHD,ABS,60HZ FREQ,200KV | LBS | ROH | PXC.5775287 | PHOENIX CONTACT_TB6-RTK-02 / DISCONNECT TERMINAL BLOCK 6 SQMM | 2472 | 2472 | 0 | 6100K012B | 1-1-1-1 | inventory | 2025-10-28 | LV |  | MD01-Madina Central Warehouse | 2025-09-30 | 2025-09-16 | 0
4500592697-[80] | 908305010 : SWITCH,DISC,OVRHD,ABS,60HZ FREQ,200KV | LBS | ROH | RH050 | VISHAY_HEATER RH050, 50W 4.7KOHM, 120-240V AC/DC | 103 | 103 | 0 | 6100K012B | 1-1-1-1 | inventory | 2025-10-28 | LV |  | MD01-Madina Central Warehouse | 2025-09-30 | 2025-09-16 | 0
4500592697-[80] | 908305010 : SWITCH,DISC,OVRHD,ABS,60HZ FREQ,200KV | LBS | ROH | RMU000000108 | Plain Washer M5 ¦ 9ABA450075F1003 ¦ Local | 2781 | 2781 | 0 | free_stock | R58-A-1-K11B_SEP | inventory | 2025-10-28 | LV |  | MD01-Madina Central Warehouse | 2025-09-30 | 2025-09-16 | 0
4500592697-[80] | 908305010 : SWITCH,DISC,OVRHD,ABS,60HZ FREQ,200KV | LBS | ROH | RMU000000113 | Lock Washer M5 ¦ 9ABA450075F1008 ¦ Local | 309 | 309 | 0 | 6100K007 | 1-1-1-1 | inventory | 2025-10-28 | LV |  | MD01-Madina Central Warehouse | 2025-09-30 | 2025-09-16 | 0
4500592697-[80] | 908305010 : SWITCH,DISC,OVRHD,ABS,60HZ FREQ,200KV | LBS | ROH | RMU000000298 | CHINT_AUXILIARY CONTACT FOR MCB 1NO 1NC DC (XF9) | 103 | 103 | 0 | 6100K007 | 1-1-1-1 | inventory | 2025-10-28 | LV |  | MD01-Madina Central Warehouse | 2025-09-30 | 2025-09-16 | 0
4500592697-[80] | 908305010 : SWITCH,DISC,OVRHD,ABS,60HZ FREQ,200KV | LBS | ROH | SEP10052 | ‭DISCONNECTING TB FOR CT, OTTA 6-T, BOLT W/O SPRING/0790462/OTTA 6-T P/P‬ | 618 | 618 | 0 | 6100K007 | 1-1-1-1 | inventory | 2025-10-28 | LV |  | MD01-Madina Central Warehouse | 2025-09-30 | 2025-09-16 | 0
4500592697-[80] | 908305010 : SWITCH,DISC,OVRHD,ABS,60HZ FREQ,200KV | LBS | ROH | SEP10120 | ‭TIE MOUNT FOR SPARE TIE/HC-102/HC-102‬ | 1030 | 1030 | 0 | free_stock | R58-R-1-K007_SEP | inventory | 2025-10-28 | LV |  | MD01-Madina Central Warehouse | 2025-09-30 | 2025-09-16 | 0
4500592697-[80] | 908305010 : SWITCH,DISC,OVRHD,ABS,60HZ FREQ,200KV | LBS | ROH | SEP10128 | ‭DIN RAIL SLOTTED/35X15X1.5X2 - HOLE/DIN RAIL‬ | 51.5 | 51.5 | 0 | free_stock | R63-H-1-K11B_SEP | inventory | 2025-10-28 | LV |  | MD01-Madina Central Warehouse | 2025-09-30 | 2025-09-16 | 0
4500592697-[80] | 908305010 : SWITCH,DISC,OVRHD,ABS,60HZ FREQ,200KV | LBS | ROH | SEP10481 | End Cover, D-URTK ¦ 310020 ¦ PHOENIX | 103 | 103 | 0 | free_stock | 1-1-1-1 | inventory | 2025-10-28 | LV |  | MD01-Madina Central Warehouse | 2025-09-30 | 2025-09-16 | 0
4500592697-[80] | 908305010 : SWITCH,DISC,OVRHD,ABS,60HZ FREQ,200KV | LBS | ROH | SEP10555 | TB NUMBERING MARKER (BLANK), UCT-TM 6 / 0828736 | 1030 | 1030 | 0 | free_stock | R57-R-1-K006_SEP | inventory | 2025-10-28 | LV |  | MD01-Madina Central Warehouse | 2025-09-30 | 2025-09-16 | 0
4500592697-[80] | 908305010 : SWITCH,DISC,OVRHD,ABS,60HZ FREQ,200KV | LBS | ROH | SEP10556 | TB NUMBERING MARKER (BLANK), UCT-TM 8 / 0828740 | 618 | 618 | 0 | free_stock | R57-A-1-K006_SEP | inventory | 2025-10-28 | LV |  | MD01-Madina Central Warehouse | 2025-09-30 | 2025-09-16 | 0
4500592697-[80] | 908305010 : SWITCH,DISC,OVRHD,ABS,60HZ FREQ,200KV | LBS | ROH | SEP10962 | TB, Terminal block, plastic, for 2.5mm wires, 12 connections per set | 17.1667 | 0.66667 | 16.5 | 6100K012B | IFLR-1-1-K006_SEP | consumption | 2025-10-14 | LV |  | MD01-Madina Central Warehouse | 2025-09-30 | 2025-09-16 | 0 | [5 empty] | Work in Process Pick | 8096087
4500592697-[80] | 908305010 : SWITCH,DISC,OVRHD,ABS,60HZ FREQ,200KV | LBS | ROH | SEP10962 | TB, Terminal block, plastic, for 2.5mm wires, 12 connections per set | 16.5 | 16.5 | 0 | 6100K007 | IFLR-1-1-K006_SEP | consumption | 2025-10-16 | LV |  | MD01-Madina Central Warehouse | 2025-09-30 | 2025-09-16 | 0 | [5 empty] | Work in Process Pick | 8143172
4500592697-[80] | 908305010 : SWITCH,DISC,OVRHD,ABS,60HZ FREQ,200KV | LBS | ROH | SEP11143 | Cable, Control, 1 CORE CU/PVC, 2.5 Sq.mm, Red, 105°, 600/1000V , 1 x 91.4 m | 30.9 | 30.9 | 0 | free_stock | 1-1-1-1 | inventory | 2025-10-28 | LV |  | MD01-Madina Central Warehouse | 2025-09-30 | 2025-09-16 | 0
4500592697-[80] | 908305010 : SWITCH,DISC,OVRHD,ABS,60HZ FREQ,200KV | LBS | ROH | SEP11146 | Cable, Control, 1 CORE CU/PVC, 2.5 Sq.mm, Black, 105°, 600/1000V , 1 x 91.4 m | 103 | 18 | 85 | free_stock | 1-1-1-1 | inventory | 2025-10-28 | LV |  | MD01-Madina Central Warehouse | 2025-09-30 | 2025-09-16 | 0
4500592697-[80] | 908305010 : SWITCH,DISC,OVRHD,ABS,60HZ FREQ,200KV | LBS | ROH | SEP11146 | Cable, Control, 1 CORE CU/PVC, 2.5 Sq.mm, Black, 105°, 600/1000V , 1 x 91.4 m | 85 | 1 | 84 | 6010J476 | R44-A-1-EBM_SEP | consumption | 2025-01-09 | LV |  | MD01-Madina Central Warehouse | 2025-09-30 | 2025-09-16 | 0 | [5 empty] | Material Issue Order_MIO | 6942201
4500592697-[80] | 908305010 : SWITCH,DISC,OVRHD,ABS,60HZ FREQ,200KV | LBS | ROH | SEP11146 | Cable, Control, 1 CORE CU/PVC, 2.5 Sq.mm, Black, 105°, 600/1000V , 1 x 91.4 m | 84 | 84 | 0 | 6100K011B | 1-1-1-1 | consumption | 2025-10-19 | LV |  | MD01-Madina Central Warehouse | 2025-09-30 | 2025-09-16 | 0 | [5 empty] | Work in Process Pick | 8171917
4500592697-[80] | 908305010 : SWITCH,DISC,OVRHD,ABS,60HZ FREQ,200KV | LBS | ROH | SEP11151 | Cable, Control, 1 CORE CU/PVC, 2.5 Sq.mm Yellow/Green, 105°, 600/1000V , 1 x 91.4 m | 30.9 | 25.5 | 5.4 | free_stock | 1-1-1-1 | inventory | 2025-10-28 | LV |  | MD01-Madina Central Warehouse | 2025-09-30 | 2025-09-16 | 0
4500592697-[80] | 908305010 : SWITCH,DISC,OVRHD,ABS,60HZ FREQ,200KV | LBS | ROH | SEP11151 | Cable, Control, 1 CORE CU/PVC, 2.5 Sq.mm Yellow/Green, 105°, 600/1000V , 1 x 91.4 m | 5.4 | 5.4 | 0 | 6100KDP02 | NEW.FLR-1-1-MVBM_SEP | inventory | 2025-10-28 | LV |  | MD01-Madina Central Warehouse | 2025-09-30 | 2025-09-16 | 0
4500592697-[80] | 908305010 : SWITCH,DISC,OVRHD,ABS,60HZ FREQ,200KV | LBS | ROH | SFB220A24H300 | BEB OR DFE_SFB220A24H300/24VDC / BATTERY CHARGER INPUT 220VAC,OUTPUT 24VDC | 103 | 103 | 0 | free_stock | R56-P-1-K11B_SEP | inventory | 2025-10-28 | LV |  | MD01-Madina Central Warehouse | 2025-09-30 | 2025-09-16 | 0
4500592697-[80] | 908305010 : SWITCH,DISC,OVRHD,ABS,60HZ FREQ,200KV | LBS | ROH | VBC6-30-01-01 | ABB_VBC6-30-01-01 MINI REVERSING CONTACTOR | 103 | 103 | 0 | 6100K007 | 1-1-1-1 | inventory | 2025-10-28 | LV |  | MD01-Madina Central Warehouse | 2025-09-30 | 2025-09-16 | 0
4500592697-[80] | 908305010 : SWITCH,DISC,OVRHD,ABS,60HZ FREQ,200KV | LBS | ROH | RMU000000119 | BOLT SOCKET CAP HEAD M3x12 ¦ 9ABA450075F1014 ¦ Local | 1236 | 1236 | 0 | 6100K012B | 1-1-1-1 | inventory | 2025-10-28 | LV | Automated: Replaced 9ABA450075F1014 by RMU000000119. | MD01-Madina Central Warehouse | 2025-09-30 | 2025-09-16 | 0
4500592697-[80] | 908305010 : SWITCH,DISC,OVRHD,ABS,60HZ FREQ,200KV | LBS | ROH | RMU000000120 | SEC Logo (Alminum 136x76) ¦ 9ABA450075F1015 ¦ Local | 103 | 103 | 0 | free_stock | INC-1-1-K11B_SEP | inventory | 2025-10-28 | LV | Automated: Replaced 9ABA450075F1015 by RMU000000120. | MD01-Madina Central Warehouse | 2025-09-30 | 2025-09-16 | 0
4500592697-[80] | 908305010 : SWITCH,DISC,OVRHD,ABS,60HZ FREQ,200KV | LBS | ROH | RMU000000121 | Danger Sign (Alminum 136x76) ¦ 9ABA450075F1016 ¦ Local | 103 | 103 | 0 | free_stock | INC-1-1-K017_SEP | inventory | 2025-10-28 | LV | Automated: Replaced 9ABA450075F1016 by RMU000000121. | MD01-Madina Central Warehouse | 2025-09-30 | 2025-09-16 | 0
4500592697-[80] | 908305010 : SWITCH,DISC,OVRHD,ABS,60HZ FREQ,200KV | LBS | ROH | RMU000000123 | LBS/Sectionalizer SEP Branding Label ¦ 9ABA450075F1018 ¦ Local | 103 | 103 | 0 | free_stock | 1-1-1-1 | inventory | 2025-10-28 | LV | Automated: Replaced 9ABA450075F1018 by RMU000000123. | MD01-Madina Central Warehouse | 2025-09-30 | 2025-09-16 | 0
4500592697-[80] | 908305010 : SWITCH,DISC,OVRHD,ABS,60HZ FREQ,200KV | LBS | ROH | DF240907005 | Flat Washers φ3 Stainless Steel | 1648 | 1648 | 0 | 6100K013 | 1-1-1-1 | inventory | 2025-10-28 | LV |  | MD01-Madina Central Warehouse | 2025-09-30 | 2025-09-16 | 0
4500592697-[80] | 908305010 : SWITCH,DISC,OVRHD,ABS,60HZ FREQ,200KV | LBS | ROH | DMS 2126 2011-111 | NUT, HEX M3 | 1648 | 1648 | 0 | 6100K007 | 1-1-1-1 | inventory | 2025-10-28 | LV |  | MD01-Madina Central Warehouse | 2025-09-30 | 2025-09-16 | 0
4500592697-[80] | 908305010 : SWITCH,DISC,OVRHD,ABS,60HZ FREQ,200KV | LBS | ROH | MV-CPT -CABL-ASSY | Cable Assembly - Outdoor flexible cable Black PVC 450/750 V, 95 °C heat & flame retardent, stranded annealed copper conductor, 4Cx 2.5 mm² of length 12 meter with connector type HQ-005-M (male connector) with H3A-MTG-M20 (hood) and DLX-M20 (gland) with H3A-KDBP (cover) terminated on one end (opposite end do not require processing), with steel cable tags on both cable ends, cable tag text "CPT cable" and loose supply of 1 base type H3A-MAG (base) with HQ-005-F (female connector) and H3A-KDTP (cover) - Used for OVR/LBS/Sectionalizer CPT connection | 103 | 103 | 0 | 6100K007 | 1-1-1-1 | inventory | 2025-10-28 | Cable |  | MD01-Madina Central Warehouse | 2025-09-30 | 2025-09-16 | 0
4500592697-[80] | 908305010 : SWITCH,DISC,OVRHD,ABS,60HZ FREQ,200KV | LBS | ROH | MV-CT -C-CABL-ASSY-LBS | Cable Assembly - Outdoor flexible cable Black PVC 450/750 V, 95 °C heat & flame retardent, stranded annealed copper conductor, 10Cx 1.0 mm² of length 12 meter with connector type HQ-012-M (male connector) with H3A-MTG-M20 (hood) and DLX-M20 (gland) with H3A-KDBP (cover) terminated on one end (opposite end do not require processing), with steel cable tags on both cable ends, cable tag text "CT cable" and loose supply of 1 base type H3A-MAG (base) with HQ-012-F (female connector) and H3A-KDTP (cover) -Used for LBS/Sectionalizer CT connection | 103 | 103 | 0 | 6100K011B | 1-1-1-1 | inventory | 2025-10-28 | Cable |  | MD01-Madina Central Warehouse | 2025-09-30 | 2025-09-16 | 0
4500592697-[80] | 908305010 : SWITCH,DISC,OVRHD,ABS,60HZ FREQ,200KV | LBS | ROH | MV-CVD-CABL-ASSY-LBS | Cable Assembly - Outdoor flexible cable Black PVC 450/750 V, 95 °C heat & flame retardent, stranded annealed copper conductor, 10C x 2 x 0.22 mm² of length 12 meter with connector type YD41-16TK-D20 terminated on one end (opposite end do not require processing), with steel cable tags on both cable ends, cable tag text "CVD cable" and loose supply of 1 base type YD41-16ZJ - Used for LBS/Sectionalizer CVD connection | 103 | 103 | 0 | 6100K011B | 1-1-1-1 | inventory | 2025-10-28 | Cable |  | MD01-Madina Central Warehouse | 2025-09-30 | 2025-09-16 | 0
4500592697-[80] | 908305010 : SWITCH,DISC,OVRHD,ABS,60HZ FREQ,200KV | LBS | ROH | MV-MOT-C-CABL-ASSY-LBS | Cable Assembly | 103 | 103 | 0 | 6100K011B | 1-1-1-1 | inventory | 2025-10-28 | Cable | Automated: Replaced MV-MOT -C-CABL-ASSY-LBS by MV-MOT-C-CABL-ASSY-LBS. | MD01-Madina Central Warehouse | 2025-09-30 | 2025-09-16 | 0
4500595091-[10] | 908305011 : SWITCH,DISC,OVRHD,ABS,60HZ FREQ,110KV | LBS | ROH | 13-B100DY | GREEN PUSH BOTTON WITH START ADAPTER | 99 | 99 | 0 | 6100K013 | R57-G-1-1 | inventory | 2025-10-28 | LV |  | HA01-Al - Hassa Warehouse | 2025-09-30 | 2025-09-16 | 0
4500595091-[10] | 908305011 : SWITCH,DISC,OVRHD,ABS,60HZ FREQ,110KV | LBS | ROH | 13-B200DK | RED PUSH BOTTON WITH ADAPTER STOP | 99 | 99 | 0 | 6100K013 | R56-J-1-1 | inventory | 2025-10-28 | LV |  | HA01-Al - Hassa Warehouse | 2025-09-30 | 2025-09-16 | 0
4500595091-[10] | 908305011 : SWITCH,DISC,OVRHD,ABS,60HZ FREQ,110KV | LBS | ROH | 13-B3 | BA9S ILLUMINATION CONTACT BLOCK HOLDER | 198 | 198 | 0 | 6100K013 | R57-O-1-1 | inventory | 2025-10-28 | LV |  | HA01-Al - Hassa Warehouse | 2025-09-30 | 2025-09-16 | 0
4500595091-[10] | 908305011 : SWITCH,DISC,OVRHD,ABS,60HZ FREQ,110KV | LBS | ROH | 13-LED24K | 24V BA9S LED LAMP RED | 99 | 99 | 0 | 6100K013 | R57-G-1-1 | inventory | 2025-10-28 | LV |  | HA01-Al - Hassa Warehouse | 2025-09-30 | 2025-09-16 | 0
4500595091-[10] | 908305011 : SWITCH,DISC,OVRHD,ABS,60HZ FREQ,110KV | LBS | ROH | 13-LED24Y | 24V BA9S LED LAMP GREEN | 99 | 99 | 0 | 6100K013 | R57-G-1-1 | inventory | 2025-10-28 | LV |  | HA01-Al - Hassa Warehouse | 2025-09-30 | 2025-09-16 | 0
4500595091-[10] | 908305011 : SWITCH,DISC,OVRHD,ABS,60HZ FREQ,110KV | LBS | ROH | 13-MBSD24S | INDICATION LIGHT YELLOW 24V AC/DC | 99 | 99 | 0 | 6100K012B | 1-1-1-1 | inventory | 2025-10-28 | LV |  | HA01-Al - Hassa Warehouse | 2025-09-30 | 2025-09-16 | 0
4500595091-[10] | 908305011 : SWITCH,DISC,OVRHD,ABS,60HZ FREQ,110KV | LBS | ROH | LL10-W | ABB_LL10-W / LL10-W, AC/DC90-264V 50/60HZ | 99 | 99 | 0 | 6100K012B | 1-1-1-1 | inventory | 2025-10-28 | LV | Automated: Replaced 1YAB53301XIX0000 by LL10-W. | HA01-Al - Hassa Warehouse | 2025-09-30 | 2025-09-16 | 0
4500595091-[10] | 908305011 : SWITCH,DISC,OVRHD,ABS,60HZ FREQ,110KV | LBS | ROH | 1YAB5355CAB0000 | End Cover, D-OTTA6-T ¦ 790459 ¦ PHOENIX | 99 | 69 | 30 | free_stock | R15-T-1-KDP1_SEP | inventory | 2025-10-28 | LV |  | HA01-Al - Hassa Warehouse | 2025-09-30 | 2025-09-16 | 0
4500595091-[10] | 908305011 : SWITCH,DISC,OVRHD,ABS,60HZ FREQ,110KV | LBS | ROH | 1YAB5355CAB0000 | End Cover, D-OTTA6-T ¦ 790459 ¦ PHOENIX | 30 | 30 | 0 | 6100K019 | 1-1-1-1 | inventory | 2025-10-28 | LV |  | HA01-Al - Hassa Warehouse | 2025-09-30 | 2025-09-16 | 0
4500595091-[10] | 908305011 : SWITCH,DISC,OVRHD,ABS,60HZ FREQ,110KV | LBS | ROH | 1YAB5355DXB0000 | Marker, Terminal Strip, KLM-A ¦ 1004348 ¦ PHOENIX | 495 | 495 | 0 | free_stock | 1-1-1-1 | inventory | 2025-10-28 | LV |  | HA01-Al - Hassa Warehouse | 2025-09-30 | 2025-09-16 | 0
4500595091-[10] | 908305011 : SWITCH,DISC,OVRHD,ABS,60HZ FREQ,110KV | LBS | ROH | 1YHT480008P0311 | Empty LV Box for LBS & Sectionalizer (SECTOS 13.8kV & 33kV) with bracket for single pole | 99 | 93 | 6 | 6100K007 | 1-1-1-1 | inventory | 2025-10-28 | LV |  | HA01-Al - Hassa Warehouse | 2025-09-30 | 2025-09-16 | 0
4500595091-[10] | 908305011 : SWITCH,DISC,OVRHD,ABS,60HZ FREQ,110KV | LBS | ROH | 1YHT480008P0311 | Empty LV Box for LBS & Sectionalizer (SECTOS 13.8kV & 33kV) with bracket for single pole | 6 | 6 | 0 | free_stock | 1-1-1-1 | inventory | 2025-10-28 | LV |  | HA01-Al - Hassa Warehouse | 2025-09-30 | 2025-09-16 | 0
4500595091-[10] | 908305011 : SWITCH,DISC,OVRHD,ABS,60HZ FREQ,110KV | LBS | ROH | 205036416 | Flat Washersφ4 | 594 | 594 | 0 | 6100K013 | BOX5-1-1-K013_SEP | inventory | 2025-10-28 | LV |  | HA01-Al - Hassa Warehouse | 2025-09-30 | 2025-09-16 | 0
4500595091-[10] | 908305011 : SWITCH,DISC,OVRHD,ABS,60HZ FREQ,110KV | LBS | ROH | 205041920 | Flat Washersφ6 | 396 | 396 | 0 | free_stock | 1-1-1-1 | inventory | 2025-10-28 | LV |  | HA01-Al - Hassa Warehouse | 2025-09-30 | 2025-09-16 | 0
4500595091-[10] | 908305011 : SWITCH,DISC,OVRHD,ABS,60HZ FREQ,110KV | LBS | ROH | 208004917 | 4G Communication Module, Make: China inhand, ,Ord:: Inhand IR302-FQ58 with Mushroom Antenna | 99 | 99 | 0 | free_stock | INC-1-1-K11B_SEP | inventory | 2025-10-28 | LV |  | HA01-Al - Hassa Warehouse | 2025-09-30 | 2025-09-16 | 0
4500595091-[10] | 908305011 : SWITCH,DISC,OVRHD,ABS,60HZ FREQ,110KV | LBS | ROH | 211002077 | Hex nut M6 | 396 | 396 | 0 | 6100K013 | 1-1-1-1 | consumption | 2025-09-18 | LV |  | HA01-Al - Hassa Warehouse | 2025-09-30 | 2025-09-16 | 0 | [5 empty] | Work in Process Material Issue | 7419940
4500595091-[10] | 908305011 : SWITCH,DISC,OVRHD,ABS,60HZ FREQ,110KV | LBS | ROH | 5XECD.086.051 | Single Pole Mounting Brackets for LBS & Sectionalizer GT(SECTOS 13.8kV & 33kV) | 99 | 45 | 54 | 6100K006 | 1-1-1-1 | inventory | 2025-10-28 | Bracket |  | HA01-Al - Hassa Warehouse | 2025-09-30 | 2025-09-16 | 0
4500595091-[10] | 908305011 : SWITCH,DISC,OVRHD,ABS,60HZ FREQ,110KV | LBS | ROH | 5XECD.086.051 | Single Pole Mounting Brackets for LBS & Sectionalizer GT(SECTOS 13.8kV & 33kV) | 54 | 24 | 30 | free_stock | NEW.FLR-1-1-K12B_SEP | inventory | 2025-10-28 | Bracket |  | HA01-Al - Hassa Warehouse | 2025-09-30 | 2025-09-16 | 0
4500595091-[10] | 908305011 : SWITCH,DISC,OVRHD,ABS,60HZ FREQ,110KV | LBS | ROH | 5XECD.086.051 | Single Pole Mounting Brackets for LBS & Sectionalizer GT(SECTOS 13.8kV & 33kV) | 30 | 10 | 20 | free_stock | 1-1-1-1 | inventory | 2025-10-28 | Bracket |  | HA01-Al - Hassa Warehouse | 2025-09-30 | 2025-09-16 | 0
4500595091-[10] | 908305011 : SWITCH,DISC,OVRHD,ABS,60HZ FREQ,110KV | LBS | ROH | 5XECD.086.051 | Single Pole Mounting Brackets for LBS & Sectionalizer GT(SECTOS 13.8kV & 33kV) | 20 | 20 | 0 | 6100K008 | NEW.FLR-1-1-K006_SEP | consumption | 2025-10-23 | Bracket |  | HA01-Al - Hassa Warehouse | 2025-09-30 | 2025-09-16 | 0 | [5 empty] | Work in Process Pick | 8272245
4500595091-[10] | 908305011 : SWITCH,DISC,OVRHD,ABS,60HZ FREQ,110KV | LBS | ROH | 5XECD.086.093.1 | Single Pole Mounting Brackets for CPT for LBS/Sectionalizer/Auto Recloser (SECTOS / OVR 13.8kV & 33kV) | 99 | 51 | 48 | 6100K012B | NEW.FLR-1-1-K12B_SEP | consumption | 2025-10-13 | Bracket |  | HA01-Al - Hassa Warehouse | 2025-09-30 | 2025-09-16 | 0 | [5 empty] | Work in Process Pick | 8074711
4500595091-[10] | 908305011 : SWITCH,DISC,OVRHD,ABS,60HZ FREQ,110KV | LBS | ROH | 5XECD.086.093.1 | Single Pole Mounting Brackets for CPT for LBS/Sectionalizer/Auto Recloser (SECTOS / OVR 13.8kV & 33kV) | 48 | 25 | 23 | 6100K012B | NEW.FLR-1-1-K006_SEP | consumption | 2025-10-13 | Bracket |  | HA01-Al - Hassa Warehouse | 2025-09-30 | 2025-09-16 | 0 | [5 empty] | Work in Process Pick | 8074702
4500595091-[10] | 908305011 : SWITCH,DISC,OVRHD,ABS,60HZ FREQ,110KV | LBS | ROH | 5XECD.086.093.1 | Single Pole Mounting Brackets for CPT for LBS/Sectionalizer/Auto Recloser (SECTOS / OVR 13.8kV & 33kV) | 23 | 23 | 0 | 6100K008 | NEW.FLR-1-1-K12B_SEP | consumption | 2025-10-23 | Bracket |  | HA01-Al - Hassa Warehouse | 2025-09-30 | 2025-09-16 | 0 | [5 empty] | Work in Process Pick | 8273168
4500595091-[10] | 908305011 : SWITCH,DISC,OVRHD,ABS,60HZ FREQ,110KV | LBS | ROH | 6-CNFJ-22 | ZHE_6-CNFJ-22 / 12V 22Ah STORAGE BATTERY | 198 | 198 | 0 | free_stock | 1-1-1-1 | inventory | 2025-10-28 | LV |  | HA01-Al - Hassa Warehouse | 2025-09-30 | 2025-09-16 | 0
4500595091-[10] | 908305011 : SWITCH,DISC,OVRHD,ABS,60HZ FREQ,110KV | LBS | ROH | RMU000000106 | BOLT SOCKET CAP HEAD M5x60 ¦ 9ABA450075F1001 ¦ Local | 396 | 396 | 0 | 6100K012B | 1-1-1-1 | inventory | 2025-10-28 | LV | Automated: Replaced 9ABA450075F1001 by RMU000000106. | HA01-Al - Hassa Warehouse | 2025-09-30 | 2025-09-16 | 0
4500595091-[10] | 908305011 : SWITCH,DISC,OVRHD,ABS,60HZ FREQ,110KV | LBS | ROH | RMU000000107 | Bush Inner Dia 7x49 ¦ 9ABA450075F1002 ¦ Local | 396 | 396 | 0 | 6100K012B | 1-1-1-1 | inventory | 2025-10-28 | LV | Automated: Replaced 9ABA450075F1002 by RMU000000107. | HA01-Al - Hassa Warehouse | 2025-09-30 | 2025-09-16 | 0
4500595091-[10] | 908305011 : SWITCH,DISC,OVRHD,ABS,60HZ FREQ,110KV | LBS | ROH | RMU000000109 | BOLT SOCKET CAP HEAD M5x20 ¦ 9ABA450075F1004 ¦ Local | 990 | 990 | 0 | 6100K012B | 1-1-1-1 | inventory | 2025-10-28 | LV | Automated: Replaced 9ABA450075F1004 by RMU000000109. | HA01-Al - Hassa Warehouse | 2025-09-30 | 2025-09-16 | 0
4500595091-[10] | 908305011 : SWITCH,DISC,OVRHD,ABS,60HZ FREQ,110KV | LBS | ROH | RMU000000110 | BOLT SOCKET CAP HEAD M4x45 ¦ 9ABA450075F1005 ¦ Local | 198 | 198 | 0 | 6100K012B | 1-1-1-1 | inventory | 2025-10-28 | LV | Automated: Replaced 9ABA450075F1005 by RMU000000110. | HA01-Al - Hassa Warehouse | 2025-09-30 | 2025-09-16 | 0
4500595091-[10] | 908305011 : SWITCH,DISC,OVRHD,ABS,60HZ FREQ,110KV | LBS | ROH | RMU000000112 | BOLT SOCKET CAP HEAD M5x16 ¦ 9ABA450075F1007 ¦ Local | 1188 | 1188 | 0 | 6100K012B | 1-1-1-1 | inventory | 2025-10-28 | LV | Automated: Replaced 9ABA450075F1007 by RMU000000112. | HA01-Al - Hassa Warehouse | 2025-09-30 | 2025-09-16 | 0
4500595091-[10] | 908305011 : SWITCH,DISC,OVRHD,ABS,60HZ FREQ,110KV | LBS | ROH | RMU000000113 | Lock Washer M5 ¦ 9ABA450075F1008 ¦ Local | 1188 | 1188 | 0 | 6100K012B | 1-1-1-1 | inventory | 2025-10-28 | LV | Automated: Replaced 9ABA450075F1008 by RMU000000113. | HA01-Al - Hassa Warehouse | 2025-09-30 | 2025-09-16 | 0
4500595091-[10] | 908305011 : SWITCH,DISC,OVRHD,ABS,60HZ FREQ,110KV | LBS | ROH | RMU000000114 | BOLT SOCKET CAP HEAD M3x20 ¦ 9ABA450075F1009 ¦ Local | 396 | 396 | 0 | 6100K012B | 1-1-1-1 | inventory | 2025-10-28 | LV | Automated: Replaced 9ABA450075F1009 by RMU000000114. | HA01-Al - Hassa Warehouse | 2025-09-30 | 2025-09-16 | 0
4500595091-[10] | 908305011 : SWITCH,DISC,OVRHD,ABS,60HZ FREQ,110KV | LBS | ROH | RMU000000115 | Lock Washer M3 ¦ 9ABA450075F1010 ¦ Local | 396 | 396 | 0 | 6100K007 | 1-1-1-1 | inventory | 2025-10-28 | LV | Automated: Replaced 9ABA450075F1010 by RMU000000115. | HA01-Al - Hassa Warehouse | 2025-09-30 | 2025-09-16 | 0
4500595091-[10] | 908305011 : SWITCH,DISC,OVRHD,ABS,60HZ FREQ,110KV | LBS | ROH | RMU000000116 | Polycarbonate for limit switch ¦ 9ABA450075F1011 ¦ Local | 99 | 99 | 0 | 6100K012B | 1-1-1-1 | inventory | 2025-10-28 | LV | Automated: Replaced 9ABA450075F1011 by RMU000000116. | HA01-Al - Hassa Warehouse | 2025-09-30 | 2025-09-16 | 0
4500595091-[10] | 908305011 : SWITCH,DISC,OVRHD,ABS,60HZ FREQ,110KV | LBS | ROH | RMU000000117 | BOLT SOCKET CAP HEAD M4x40 ¦ 9ABA450075F1012 ¦ Local | 198 | 198 | 0 | 6100K012B | 1-1-1-1 | inventory | 2025-10-28 | LV | Automated: Replaced 9ABA450075F1012 by RMU000000117. | HA01-Al - Hassa Warehouse | 2025-09-30 | 2025-09-16 | 0
4500595091-[10] | 908305011 : SWITCH,DISC,OVRHD,ABS,60HZ FREQ,110KV | LBS | ROH | RMU000000118 | Bush Inner Dia 7x25 ¦ 9ABA450075F1013 ¦ Local | 198 | 198 | 0 | 6100K012B | 1-1-1-1 | inventory | 2025-10-28 | LV | Automated: Replaced 9ABA450075F1013 by RMU000000118. | HA01-Al - Hassa Warehouse | 2025-09-30 | 2025-09-16 | 0
4500595091-[10] | 908305011 : SWITCH,DISC,OVRHD,ABS,60HZ FREQ,110KV | LBS | ROH | AX3122 | CHINT_AUXILIARY CONTACT FOR MCB 1NO 1NC AC | 99 | 99 | 0 | free_stock | R62-G-1-K017_SEP | inventory | 2025-10-28 | LV |  | HA01-Al - Hassa Warehouse | 2025-09-30 | 2025-09-16 | 0
4500595091-[10] | 908305011 : SWITCH,DISC,OVRHD,ABS,60HZ FREQ,110KV | LBS | ROH | CSB25A9PS2E- B L/R | 2 POSITION, LATCHING, SELECTOR SWITCH, 90DEGREES, 2 CONTACTS EACH, PAD LOCKABLE IN EACH POS (LOCAL/REMOTE) CSB25A9PS2E- B L/R | 99 | 55 | 44 | free_stock | 1-1-1-1 | inventory | 2025-10-28 | LV |  | HA01-Al - Hassa Warehouse | 2025-09-30 | 2025-09-16 | 0
4500595091-[10] | 908305011 : SWITCH,DISC,OVRHD,ABS,60HZ FREQ,110KV | LBS | ROH | CSB25A9PS2E- B L/R | 2 POSITION, LATCHING, SELECTOR SWITCH, 90DEGREES, 2 CONTACTS EACH, PAD LOCKABLE IN EACH POS (LOCAL/REMOTE) CSB25A9PS2E- B L/R | 44 | 39 | 5 | 6100K012B | R53-O-1-K12B_SEP | inventory | 2025-10-28 | LV |  | HA01-Al - Hassa Warehouse | 2025-09-30 | 2025-09-16 | 0
4500595091-[10] | 908305011 : SWITCH,DISC,OVRHD,ABS,60HZ FREQ,110KV | LBS | ROH | CSB25A9PS2E- B L/R | 2 POSITION, LATCHING, SELECTOR SWITCH, 90DEGREES, 2 CONTACTS EACH, PAD LOCKABLE IN EACH POS (LOCAL/REMOTE) CSB25A9PS2E- B L/R | 5 | 5 | 0 | 6100K012B | R54-O-1-K017_SEP | consumption | 2025-04-10 | LV |  | HA01-Al - Hassa Warehouse | 2025-09-30 | 2025-09-16 | 0 | [5 empty] | Work in Process Material Issue | 7832357
4500595091-[10] | 908305011 : SWITCH,DISC,OVRHD,ABS,60HZ FREQ,110KV | LBS | ROH | CSB25A9PS2E- B OH/S | 2 POSITION, LATCHING, SELECTOR SWITCH, 90DEGREES, 2 CONTACTS EACH, PAD LOCKABLE IN EACH POS (OH-LBS/SECTIONALIZER) CSB25A9PS2E- B OH/S | 99 | 94 | 5 | 6100K012B | 1-1-1-1 | inventory | 2025-10-28 | LV |  | HA01-Al - Hassa Warehouse | 2025-09-30 | 2025-09-16 | 0
4500595091-[10] | 908305011 : SWITCH,DISC,OVRHD,ABS,60HZ FREQ,110KV | LBS | ROH | CSB25A9PS2E- B OH/S | 2 POSITION, LATCHING, SELECTOR SWITCH, 90DEGREES, 2 CONTACTS EACH, PAD LOCKABLE IN EACH POS (OH-LBS/SECTIONALIZER) CSB25A9PS2E- B OH/S | 5 | 5 | 0 | 6100K012B | R53-O-1-K12B_SEP | inventory | 2025-10-28 | LV |  | HA01-Al - Hassa Warehouse | 2025-09-30 | 2025-09-16 | 0
4500595091-[10] | 908305011 : SWITCH,DISC,OVRHD,ABS,60HZ FREQ,110KV | LBS | ROH | DF205040971 | φ4*12 Waterproof blind rivets Stainless steel | 1980 | 1980 | 0 | free_stock | INC-1-1-K017_SEP | inventory | 2025-10-28 | LV |  | HA01-Al - Hassa Warehouse | 2025-09-30 | 2025-09-16 | 0
4500595091-[10] | 908305011 : SWITCH,DISC,OVRHD,ABS,60HZ FREQ,110KV | LBS | ROH | DF240510009 | Self-locking nuts M4 | 198 | 198 | 0 | 6100K013 | R55-P-1-K013_SEP | inventory | 2025-10-28 | LV |  | HA01-Al - Hassa Warehouse | 2025-09-30 | 2025-09-16 | 0
4500595091-[10] | 908305011 : SWITCH,DISC,OVRHD,ABS,60HZ FREQ,110KV | LBS | ROH | DF240612003 | KSS-CV-150BK CABLE TIES 150X3.6 BALCK | 2475 | 2475 | 0 | 6100K013 | PLT3-1-1-K013_SEP | inventory | 2025-10-28 | LV |  | HA01-Al - Hassa Warehouse | 2025-09-30 | 2025-09-16 | 0
4500595091-[10] | 908305011 : SWITCH,DISC,OVRHD,ABS,60HZ FREQ,110KV | LBS | ROH | DF240612004 | HT-EXS25 EXPANDABLE SLEEVE - 25MM 100MTR/ROL | 99 | 99 | 0 | 6100K013 | R55-J-1-K013_SEP | inventory | 2025-10-28 | LV |  | HA01-Al - Hassa Warehouse | 2025-09-30 | 2025-09-16 | 0
4500595091-[10] | 908305011 : SWITCH,DISC,OVRHD,ABS,60HZ FREQ,110KV | LBS | ROH | DF240612005 | HT-EXS32 EXPANDABLE SLEEVE - 32MM 100MTR/ROL | 99 | 99 | 0 | 6100K013 | PLT3-1-1-K013_SEP | inventory | 2025-10-28 | LV |  | HA01-Al - Hassa Warehouse | 2025-09-30 | 2025-09-16 | 0
4500595091-[10] | 908305011 : SWITCH,DISC,OVRHD,ABS,60HZ FREQ,110KV | LBS | ROH | DF240612007 | KSS-KS-12B 12MM SPIRAL 20-65 WRAPPING BAND 10MTR/BAG | 99 | 99 | 0 | 6100KDP02 | R54-A-1-K013_SEP | inventory | 2025-10-28 | LV |  | HA01-Al - Hassa Warehouse | 2025-09-30 | 2025-09-16 | 0
4500595091-[10] | 908305011 : SWITCH,DISC,OVRHD,ABS,60HZ FREQ,110KV | LBS | ROH | DF241124003 | Spring washersφ6 Stainless steel | 396 | 396 | 0 | 6100K013 | R55-I-1-K013_SEP | inventory | 2025-10-28 | LV |  | HA01-Al - Hassa Warehouse | 2025-09-30 | 2025-09-16 | 0
4500595091-[10] | 908305011 : SWITCH,DISC,OVRHD,ABS,60HZ FREQ,110KV | LBS | ROH | DF241126013 | KSS-CV-200MBK BLACK NYLON CABLE TIES (200MMX2.5MM) | 2475 | 2475 | 0 | 6100K013 | PLT2-1-1-K013_SEP | inventory | 2025-10-28 | LV |  | HA01-Al - Hassa Warehouse | 2025-09-30 | 2025-09-16 | 0
4500595091-[10] | 908305011 : SWITCH,DISC,OVRHD,ABS,60HZ FREQ,110KV | LBS | ROH | DF241128001 | spring washerφ4 Stainless Steel | 396 | 396 | 0 | free_stock | R58-A-1-K017_SEP | inventory | 2025-10-28 | LV |  | HA01-Al - Hassa Warehouse | 2025-09-30 | 2025-09-16 | 0
4500595091-[10] | 908305011 : SWITCH,DISC,OVRHD,ABS,60HZ FREQ,110KV | LBS | ROH | DF241128002 | Hex nuts M4 | 396 | 396 | 0 | free_stock | R58-A-1-K12B_SEP | inventory | 2025-10-28 | LV |  | HA01-Al - Hassa Warehouse | 2025-09-30 | 2025-09-16 | 0
4500595091-[10] | 908305011 : SWITCH,DISC,OVRHD,ABS,60HZ FREQ,110KV | LBS | ROH | DMS 2121 2467-366 | SCREW SELF TAPPING TORX M6 X 12 | 1980 | 1980 | 0 | 6100K012B | 1-1-1-1 | inventory | 2025-10-28 | LV |  | HA01-Al - Hassa Warehouse | 2025-09-30 | 2025-09-16 | 0
4500595091-[10] | 908305011 : SWITCH,DISC,OVRHD,ABS,60HZ FREQ,110KV | LBS | ROH | DMS 2121 2519-295 | BOLT SOCKET HEAD M4X20 | 198 | 198 | 0 | 6100K007 | 1-1-1-1 | inventory | 2025-10-28 | LV |  | HA01-Al - Hassa Warehouse | 2025-09-30 | 2025-09-16 | 0
4500595091-[10] | 908305011 : SWITCH,DISC,OVRHD,ABS,60HZ FREQ,110KV | LBS | ROH | DMS 2121 2519-368 | BOLT SOCKET CAP HEAD M6X16 | 396 | 396 | 0 | free_stock | R58-H-1-K12B_SEP | inventory | 2025-10-28 | LV |  | HA01-Al - Hassa Warehouse | 2025-09-30 | 2025-09-16 | 0
4500595091-[10] | 908305011 : SWITCH,DISC,OVRHD,ABS,60HZ FREQ,110KV | LBS | ROH | DMS 2126 2011-114 | NUT, HEX M5 | 2376 | 2376 | 0 | 6100K013 | NEW.FLR-1-1-K013_SEP | inventory | 2025-10-28 | LV |  | HA01-Al - Hassa Warehouse | 2025-09-30 | 2025-09-16 | 0
4500595091-[10] | 908305011 : SWITCH,DISC,OVRHD,ABS,60HZ FREQ,110KV | LBS | ROH | EC-DIODE-BY255 | Flash light BY255_EC-DIODE-BY255 / EC-DIODE-BY255 Urrm=1300V In=3A | 495 | 495 | 0 | free_stock | R14-L-1-K017_SEP | inventory | 2025-10-28 | LV |  | HA01-Al - Hassa Warehouse | 2025-09-30 | 2025-09-16 | 0
4500595091-[10] | 908305011 : SWITCH,DISC,OVRHD,ABS,60HZ FREQ,110KV | LBS | ROH | HBCBABNCBD1BBBD21G | REC615 2.0- HBCBABNCBD1BBBD21G | 99 | 99 | 0 | 6100K006 | 1-1-1-1 | inventory | 2025-10-28 | LV |  | HA01-Al - Hassa Warehouse | 2025-09-30 | 2025-09-16 | 0
4500595091-[10] | 908305011 : SWITCH,DISC,OVRHD,ABS,60HZ FREQ,110KV | LBS | ROH | IN76350001-2 | APT_THERMOSTAT WITHOUT STEM,SETTING: 0-60 DEG.CENTIGRADE | 99 | 99 | 0 | 6100K006 | 1-1-1-1 | inventory | 2025-10-28 | LV |  | HA01-Al - Hassa Warehouse | 2025-09-30 | 2025-09-16 | 0
4500595091-[10] | 908305011 : SWITCH,DISC,OVRHD,ABS,60HZ FREQ,110KV | LBS | ROH | LSA-AD11J50CA | R&Y_AD11-J50CA/LXR23 RED ALARM LAMP 24VDC | 99 | 99 | 0 | free_stock | 1-1-1-1 | inventory | 2025-10-28 | LV |  | HA01-Al - Hassa Warehouse | 2025-09-30 | 2025-09-16 | 0
4500595091-[10] | 908305011 : SWITCH,DISC,OVRHD,ABS,60HZ FREQ,110KV | LBS | ROH | LXW18-11B | SHF_LXW18-11B / LIMIT SWITCH 1NO+1NC | 198 | 198 | 0 | free_stock | R59-O-1-K12B_SEP | inventory | 2025-10-28 | LV |  | HA01-Al - Hassa Warehouse | 2025-09-30 | 2025-09-16 | 0
4500595091-[10] | 908305011 : SWITCH,DISC,OVRHD,ABS,60HZ FREQ,110KV | LBS | ROH | MMCM-C4/2 | CHINT_AC MINIATURE CIRCUIT BREAKER 2P 4A mMCM-C4/2 | 99 | 99 | 0 | free_stock | 1-1-1-1 | inventory | 2025-10-28 | LV |  | HA01-Al - Hassa Warehouse | 2025-09-30 | 2025-09-16 | 0
4500595091-[10] | 908305011 : SWITCH,DISC,OVRHD,ABS,60HZ FREQ,110KV | LBS | ROH | MV-OHL-CPT-13.8KV-DP | Double Pole Control PT . Primary 13.8 kV : secondary 0.23kV, 200VA, Class 1. 500VAth .Frequency 60Hz . Out door type . Ambient 55 Degree C. Insulation level 17.5/50/110kV , Voltage factor :1.2Un Cont, As per IEC 61869-1&3. Class E .Primary terminal suitable for cable connection (clamp type) .Colour Grey for out door installation.Type test and routine test reports will be required .Laser printed name plate required.As per SEC Distribution standard Specification. | 99 | 83 | 16 | 6100K017 | NEW.FLR-1-1-K017_SEP | inventory | 2025-10-28 | CPT |  | HA01-Al - Hassa Warehouse | 2025-09-30 | 2025-09-16 | 0
4500595091-[10] | 908305011 : SWITCH,DISC,OVRHD,ABS,60HZ FREQ,110KV | LBS | ROH | MV-OHL-CPT-13.8KV-DP | Double Pole Control PT . Primary 13.8 kV : secondary 0.23kV, 200VA, Class 1. 500VAth .Frequency 60Hz . Out door type . Ambient 55 Degree C. Insulation level 17.5/50/110kV , Voltage factor :1.2Un Cont, As per IEC 61869-1&3. Class E .Primary terminal suitable for cable connection (clamp type) .Colour Grey for out door installation.Type test and routine test reports will be required .Laser printed name plate required.As per SEC Distribution standard Specification. | 16 | 16 | 0 | 6100K017 | 1-1-1-1 | inventory | 2025-10-28 | CPT |  | HA01-Al - Hassa Warehouse | 2025-09-30 | 2025-09-16 | 0
4500595091-[10] | 908305011 : SWITCH,DISC,OVRHD,ABS,60HZ FREQ,110KV | LBS | ROH | MV2000-1685-06-W | WHITE TUBE, INNER DIA 3.5MM (1.5 WIRE) | 1980 | 1980 | 0 | 6100K013 | INC-1-1-MVBM_SEP | consumption | 2025-08-10 | LV |  | HA01-Al - Hassa Warehouse | 2025-09-30 | 2025-09-16 | 0 | [5 empty] | Material Issue Order_MIO | 7982927
4500595091-[10] | 908305011 : SWITCH,DISC,OVRHD,ABS,60HZ FREQ,110KV | LBS | ROH | NB1-10DC 1P | Miniature Circuit Breaker, MCB, 10A, 1P, C Type, DC | 198 | 198 | 0 | 6100K012B | 1-1-1-1 | inventory | 2025-10-28 | LV |  | HA01-Al - Hassa Warehouse | 2025-09-30 | 2025-09-16 | 0
4500595091-[10] | 908305011 : SWITCH,DISC,OVRHD,ABS,60HZ FREQ,110KV | LBS | ROH | NB1-6DC 1P | Miniature Circuit Breaker, MCB, 6A, 1P, C Type, DC | 99 | 99 | 0 | 6100K012B | 1-1-1-1 | inventory | 2025-10-28 | LV |  | HA01-Al - Hassa Warehouse | 2025-09-30 | 2025-09-16 | 0
4500595091-[10] | 908305011 : SWITCH,DISC,OVRHD,ABS,60HZ FREQ,110KV | LBS | ROH | NXB24CK630AM4 | Smart Outdoor LBS or Sectionalizer, 13.8kV,3P,600A,60Hz,110kV Bil,PM,SF6,543MM MV-13.8kV /110KV BIL - SEC Item # SW Disc. (90830512),(90830511)LBS & Sectionalizer (908334005) NXB24CK630AM4/Manual-Lock/Gauge/3CT/terminal-Cap-G/SA-Bracket/Painting/Counter | 99 | 99 | 0 | 6100K017 | NEW.FLR-1-1-K017_SEP | inventory | 2025-10-28 | Gas Tank |  | HA01-Al - Hassa Warehouse | 2025-09-30 | 2025-09-16 | 0
4500595091-[10] | 908305011 : SWITCH,DISC,OVRHD,ABS,60HZ FREQ,110KV | LBS | ROH | OP-PLT-SEC-T3-230-2907919 | C&J_CJ-T2-AC 10-20kA T2 2P, Ur=230VAC,Uo=255VAC (SURGE PROTECTION UNIT) | 99 | 99 | 0 | 6100K012B | 1-1-1-1 | inventory | 2025-10-28 | LV |  | HA01-Al - Hassa Warehouse | 2025-09-30 | 2025-09-16 | 0
4500595091-[10] | 908305011 : SWITCH,DISC,OVRHD,ABS,60HZ FREQ,110KV | LBS | ROH | PL.AC30 | WZAZURE_PL.AC30 / THREE PIN SOCKET DIN RAIL MOUNTED | 99 | 99 | 0 | free_stock | 1-1-1-1 | inventory | 2025-10-28 | LV |  | HA01-Al - Hassa Warehouse | 2025-09-30 | 2025-09-16 | 0
4500595091-[10] | 908305011 : SWITCH,DISC,OVRHD,ABS,60HZ FREQ,110KV | LBS | ROH | PXC-0311171 | FB 10- RTK/S - Screw bridge, pitch: 8.2 mm, number of positions: 10, color: silver | 495 | 480 | 15 | free_stock | R15-L-1-K11A_SEP | inventory | 2025-10-28 | LV |  | HA01-Al - Hassa Warehouse | 2025-09-30 | 2025-09-16 | 0
4500595091-[10] | 908305011 : SWITCH,DISC,OVRHD,ABS,60HZ FREQ,110KV | LBS | ROH | PXC-0311171 | FB 10- RTK/S - Screw bridge, pitch: 8.2 mm, number of positions: 10, color: silver | 15 | 15 | 0 | free_stock | 1-1-1-1 | inventory | 2025-10-28 | LV |  | HA01-Al - Hassa Warehouse | 2025-09-30 | 2025-09-16 | 0
4500595091-[10] | 908305011 : SWITCH,DISC,OVRHD,ABS,60HZ FREQ,110KV | LBS | ROH | PXC-3000834 | SCBI 10-6 W - Screw bridge, with spring washer and insulating collar, pitch: 6.2 mm, number of positions: 10, color: silver | 891 | 891 | 0 | 6100K007 | 1-1-1-1 | inventory | 2025-10-28 | LV |  | HA01-Al - Hassa Warehouse | 2025-09-30 | 2025-09-16 | 0
4500595091-[10] | 908305011 : SWITCH,DISC,OVRHD,ABS,60HZ FREQ,110KV | LBS | ROH | PXC-3022218 | CLIPFIX 35 - End bracket, Quick mounting end clamp for NS 35/7,5 DIN rail or NS 35/15 DIN rail, with marking option, width: 9.5 mm, color: gray | 495 | 495 | 0 | 6100K006 | 1-1-1-1 | inventory | 2025-10-28 | LV |  | HA01-Al - Hassa Warehouse | 2025-09-30 | 2025-09-16 | 0
4500595091-[10] | 908305011 : SWITCH,DISC,OVRHD,ABS,60HZ FREQ,110KV | LBS | ROH | PXC-3059809 | D-TB 4/10 - Cover, depth: 35.9 mm, width: 1.8 mm, height: 42.5 mm, color: dark gray | 990 | 802 | 188 | 6100K006 | 1-1-1-1 | inventory | 2025-10-28 | LV |  | HA01-Al - Hassa Warehouse | 2025-09-30 | 2025-09-16 | 0
4500595091-[10] | 908305011 : SWITCH,DISC,OVRHD,ABS,60HZ FREQ,110KV | LBS | ROH | PXC-3059809 | D-TB 4/10 - Cover, depth: 35.9 mm, width: 1.8 mm, height: 42.5 mm, color: dark gray | 188 | 90 | 98 | 6100K007 | 1-1-1-1 | inventory | 2025-10-28 | LV |  | HA01-Al - Hassa Warehouse | 2025-09-30 | 2025-09-16 | 0
4500595091-[10] | 908305011 : SWITCH,DISC,OVRHD,ABS,60HZ FREQ,110KV | LBS | ROH | PXC-3059809 | D-TB 4/10 - Cover, depth: 35.9 mm, width: 1.8 mm, height: 42.5 mm, color: dark gray | 98 | 8 | 90 | free_stock | INC-1-1-K11B_SEP | inventory | 2025-10-28 | LV |  | HA01-Al - Hassa Warehouse | 2025-09-30 | 2025-09-16 | 0
4500595091-[10] | 908305011 : SWITCH,DISC,OVRHD,ABS,60HZ FREQ,110KV | LBS | ROH | PXC-3059809 | D-TB 4/10 - Cover, depth: 35.9 mm, width: 1.8 mm, height: 42.5 mm, color: dark gray | 90 | 90 | 0 | 6100K012B | 1-1-1-1 | consumption | 2025-10-13 | LV |  | HA01-Al - Hassa Warehouse | 2025-09-30 | 2025-09-16 | 0 | [5 empty] | Work in Process Pick | 8077351
4500595091-[10] | 908305011 : SWITCH,DISC,OVRHD,ABS,60HZ FREQ,110KV | LBS | ROH | PXC-3246966 | E/TB - End bracket, for assembly on NS 32 or NS 35/7.5 DIN rail | 891 | 856 | 35 | 6100K012B | 1-1-1-1 | inventory | 2025-10-28 | LV |  | HA01-Al - Hassa Warehouse | 2025-09-30 | 2025-09-16 | 0
4500595091-[10] | 908305011 : SWITCH,DISC,OVRHD,ABS,60HZ FREQ,110KV | LBS | ROH | PXC-3246966 | E/TB - End bracket, for assembly on NS 32 or NS 35/7.5 DIN rail | 35 | 35 | 0 | free_stock | R56-I-1-1 | inventory | 2025-10-28 | LV |  | HA01-Al - Hassa Warehouse | 2025-09-30 | 2025-09-16 | 0
4500595091-[10] | 908305011 : SWITCH,DISC,OVRHD,ABS,60HZ FREQ,110KV | LBS | ROH | PXC.3246023 | PHOENIX CONTACT_TB 4 EI / SCREW TERMINAL, 2PTS, 4 SQMM GREY | 5940 | 5940 | 0 | free_stock | 1-1-1-1 | inventory | 2025-10-28 | LV |  | HA01-Al - Hassa Warehouse | 2025-09-30 | 2025-09-16 | 0
4500595091-[10] | 908305011 : SWITCH,DISC,OVRHD,ABS,60HZ FREQ,110KV | LBS | ROH | PXC.5775287 | PHOENIX CONTACT_TB6-RTK-02 / DISCONNECT TERMINAL BLOCK 6 SQMM | 2376 | 2376 | 0 | free_stock | R15-I-1-K11A_SEP | inventory | 2025-10-28 | LV |  | HA01-Al - Hassa Warehouse | 2025-09-30 | 2025-09-16 | 0
4500595091-[10] | 908305011 : SWITCH,DISC,OVRHD,ABS,60HZ FREQ,110KV | LBS | ROH | RH050 | VISHAY_HEATER RH050, 50W 4.7KOHM, 120-240V AC/DC | 99 | 99 | 0 | free_stock | R16-B-1-K11B_SEP | inventory | 2025-10-28 | LV |  | HA01-Al - Hassa Warehouse | 2025-09-30 | 2025-09-16 | 0
4500595091-[10] | 908305011 : SWITCH,DISC,OVRHD,ABS,60HZ FREQ,110KV | LBS | ROH | RMU000000108 | Plain Washer M5 ¦ 9ABA450075F1003 ¦ Local | 2673 | 2673 | 0 | 6100K012B | 1-1-1-1 | inventory | 2025-10-28 | LV |  | HA01-Al - Hassa Warehouse | 2025-09-30 | 2025-09-16 | 0
4500595091-[10] | 908305011 : SWITCH,DISC,OVRHD,ABS,60HZ FREQ,110KV | LBS | ROH | RMU000000113 | Lock Washer M5 ¦ 9ABA450075F1008 ¦ Local | 297 | 297 | 0 | free_stock | INC-1-1-K017_SEP | inventory | 2025-10-28 | LV |  | HA01-Al - Hassa Warehouse | 2025-09-30 | 2025-09-16 | 0
4500595091-[10] | 908305011 : SWITCH,DISC,OVRHD,ABS,60HZ FREQ,110KV | LBS | ROH | RMU000000298 | CHINT_AUXILIARY CONTACT FOR MCB 1NO 1NC DC (XF9) | 99 | 99 | 0 | free_stock | INC-1-1-K11A_SEP | inventory | 2025-10-28 | LV |  | HA01-Al - Hassa Warehouse | 2025-09-30 | 2025-09-16 | 0
4500595091-[10] | 908305011 : SWITCH,DISC,OVRHD,ABS,60HZ FREQ,110KV | LBS | ROH | SEP10052 | ‭DISCONNECTING TB FOR CT, OTTA 6-T, BOLT W/O SPRING/0790462/OTTA 6-T P/P‬ | 594 | 594 | 0 | free_stock | R67-O-1-K017_SEP | inventory | 2025-10-28 | LV |  | HA01-Al - Hassa Warehouse | 2025-09-30 | 2025-09-16 | 0
4500595091-[10] | 908305011 : SWITCH,DISC,OVRHD,ABS,60HZ FREQ,110KV | LBS | ROH | SEP10120 | ‭TIE MOUNT FOR SPARE TIE/HC-102/HC-102‬ | 990 | 990 | 0 | free_stock | R58-R-1-K006_SEP | inventory | 2025-10-28 | LV |  | HA01-Al - Hassa Warehouse | 2025-09-30 | 2025-09-16 | 0
4500595091-[10] | 908305011 : SWITCH,DISC,OVRHD,ABS,60HZ FREQ,110KV | LBS | ROH | SEP10128 | ‭DIN RAIL SLOTTED/35X15X1.5X2 - HOLE/DIN RAIL‬ | 49.5 | 49.5 | 0 | free_stock | INC-1-1-K007_SEP | inventory | 2025-10-28 | LV |  | HA01-Al - Hassa Warehouse | 2025-09-30 | 2025-09-16 | 0
4500595091-[10] | 908305011 : SWITCH,DISC,OVRHD,ABS,60HZ FREQ,110KV | LBS | ROH | SEP10481 | End Cover, D-URTK ¦ 310020 ¦ PHOENIX | 99 | 99 | 0 | free_stock | R59-G-1-MVBM_SEP | inventory | 2025-10-28 | LV |  | HA01-Al - Hassa Warehouse | 2025-09-30 | 2025-09-16 | 0
4500595091-[10] | 908305011 : SWITCH,DISC,OVRHD,ABS,60HZ FREQ,110KV | LBS | ROH | SEP10555 | TB NUMBERING MARKER (BLANK), UCT-TM 6 / 0828736 | 990 | 990 | 0 | 6100K006 | 1-1-1-1 | inventory | 2025-10-28 | LV |  | HA01-Al - Hassa Warehouse | 2025-09-30 | 2025-09-16 | 0
4500595091-[10] | 908305011 : SWITCH,DISC,OVRHD,ABS,60HZ FREQ,110KV | LBS | ROH | SEP10556 | TB NUMBERING MARKER (BLANK), UCT-TM 8 / 0828740 | 594 | 594 | 0 | 6100K006 | 1-1-1-1 | inventory | 2025-10-28 | LV |  | HA01-Al - Hassa Warehouse | 2025-09-30 | 2025-09-16 | 0
4500595091-[10] | 908305011 : SWITCH,DISC,OVRHD,ABS,60HZ FREQ,110KV | LBS | ROH | SEP10962 | TB, Terminal block, plastic, for 2.5mm wires, 12 connections per set | 16.5 | 13.25 | 3.25 | 6100K007 | IFLR-1-1-K006_SEP | consumption | 2025-10-16 | LV |  | HA01-Al - Hassa Warehouse | 2025-09-30 | 2025-09-16 | 0 | [5 empty] | Work in Process Pick | 8143175
4500595091-[10] | 908305011 : SWITCH,DISC,OVRHD,ABS,60HZ FREQ,110KV | LBS | ROH | SEP10962 | TB, Terminal block, plastic, for 2.5mm wires, 12 connections per set | 3.25 | 0.25 | 3 | 6100K007 | IFLR-1-1-K006_SEP | consumption | 2025-10-16 | LV |  | HA01-Al - Hassa Warehouse | 2025-09-30 | 2025-09-16 | 0 | [5 empty] | Work in Process Pick | 8143172
4500595091-[10] | 908305011 : SWITCH,DISC,OVRHD,ABS,60HZ FREQ,110KV | LBS | ROH | SEP10962 | TB, Terminal block, plastic, for 2.5mm wires, 12 connections per set | 3 | 3 | 0 | 6100K006 | IFLR-1-1-K006_SEP | consumption | 2025-10-18 | LV |  | HA01-Al - Hassa Warehouse | 2025-09-30 | 2025-09-16 | 0 | [5 empty] | Material Issue Order_MIO | 8162883
4500595091-[10] | 908305011 : SWITCH,DISC,OVRHD,ABS,60HZ FREQ,110KV | LBS | ROH | SEP11143 | Cable, Control, 1 CORE CU/PVC, 2.5 Sq.mm, Red, 105°, 600/1000V , 1 x 91.4 m | 29.7 | 29.7 | 0 | free_stock | NEW.FLR-1-1-K013_SEP | inventory | 2025-10-28 | LV |  | HA01-Al - Hassa Warehouse | 2025-09-30 | 2025-09-16 | 0
4500595091-[10] | 908305011 : SWITCH,DISC,OVRHD,ABS,60HZ FREQ,110KV | LBS | ROH | SEP11146 | Cable, Control, 1 CORE CU/PVC, 2.5 Sq.mm, Black, 105°, 600/1000V , 1 x 91.4 m | 99 | 91 | 8 | 6100K011B | 1-1-1-1 | consumption | 2025-10-19 | LV |  | HA01-Al - Hassa Warehouse | 2025-09-30 | 2025-09-16 | 0 | [5 empty] | Work in Process Pick | 8171917
4500595091-[10] | 908305011 : SWITCH,DISC,OVRHD,ABS,60HZ FREQ,110KV | LBS | ROH | SEP11146 | Cable, Control, 1 CORE CU/PVC, 2.5 Sq.mm, Black, 105°, 600/1000V , 1 x 91.4 m | 8 | 8 | 0 | 6100K012B | R56-S-1-KDP1_SEP | consumption | 2025-10-19 | LV |  | HA01-Al - Hassa Warehouse | 2025-09-30 | 2025-09-16 | 0 | [5 empty] | Work in Process Pick | 8172028
4500595091-[10] | 908305011 : SWITCH,DISC,OVRHD,ABS,60HZ FREQ,110KV | LBS | ROH | SEP11151 | Cable, Control, 1 CORE CU/PVC, 2.5 Sq.mm Yellow/Green, 105°, 600/1000V , 1 x 91.4 m | 29.7 | 11.3 | 18.4 | free_stock | R14-J-1-MVBM_SEP | inventory | 2025-10-28 | LV |  | HA01-Al - Hassa Warehouse | 2025-09-30 | 2025-09-16 | 0
4500595091-[10] | 908305011 : SWITCH,DISC,OVRHD,ABS,60HZ FREQ,110KV | LBS | ROH | SEP11151 | Cable, Control, 1 CORE CU/PVC, 2.5 Sq.mm Yellow/Green, 105°, 600/1000V , 1 x 91.4 m | 18.4 | 10.2 | 8.2 | 6100KDP02 | NEW.FLR-1-1-MVBM_SEP | inventory | 2025-10-28 | LV |  | HA01-Al - Hassa Warehouse | 2025-09-30 | 2025-09-16 | 0
4500595091-[10] | 908305011 : SWITCH,DISC,OVRHD,ABS,60HZ FREQ,110KV | LBS | ROH | SEP11151 | Cable, Control, 1 CORE CU/PVC, 2.5 Sq.mm Yellow/Green, 105°, 600/1000V , 1 x 91.4 m | 8.2 | 8.2 | 0 | 6100K011B | 1-1-1-1 | consumption | 2025-10-20 | LV |  | HA01-Al - Hassa Warehouse | 2025-09-30 | 2025-09-16 | 0 | [5 empty] | Work in Process Pick | 8192200
4500595091-[10] | 908305011 : SWITCH,DISC,OVRHD,ABS,60HZ FREQ,110KV | LBS | ROH | SFB220A24H300 | BEB OR DFE_SFB220A24H300/24VDC / BATTERY CHARGER INPUT 220VAC,OUTPUT 24VDC | 99 | 99 | 0 | 6100K006 | 1-1-1-1 | inventory | 2025-10-28 | LV |  | HA01-Al - Hassa Warehouse | 2025-09-30 | 2025-09-16 | 0
4500595091-[10] | 908305011 : SWITCH,DISC,OVRHD,ABS,60HZ FREQ,110KV | LBS | ROH | VBC6-30-01-01 | ABB_VBC6-30-01-01 MINI REVERSING CONTACTOR | 99 | 99 | 0 | free_stock | 1-1-1-1 | inventory | 2025-10-28 | LV |  | HA01-Al - Hassa Warehouse | 2025-09-30 | 2025-09-16 | 0
4500595091-[10] | 908305011 : SWITCH,DISC,OVRHD,ABS,60HZ FREQ,110KV | LBS | ROH | RMU000000119 | BOLT SOCKET CAP HEAD M3x12 ¦ 9ABA450075F1014 ¦ Local | 1188 | 1188 | 0 | free_stock | R58-A-1-K11B_SEP | inventory | 2025-10-28 | LV | Automated: Replaced 9ABA450075F1014 by RMU000000119. | HA01-Al - Hassa Warehouse | 2025-09-30 | 2025-09-16 | 0
4500595091-[10] | 908305011 : SWITCH,DISC,OVRHD,ABS,60HZ FREQ,110KV | LBS | ROH | RMU000000120 | SEC Logo (Alminum 136x76) ¦ 9ABA450075F1015 ¦ Local | 99 | 99 | 0 | 6100K012B | 1-1-1-1 | inventory | 2025-10-28 | LV | Automated: Replaced 9ABA450075F1015 by RMU000000120. | HA01-Al - Hassa Warehouse | 2025-09-30 | 2025-09-16 | 0
4500595091-[10] | 908305011 : SWITCH,DISC,OVRHD,ABS,60HZ FREQ,110KV | LBS | ROH | RMU000000121 | Danger Sign (Alminum 136x76) ¦ 9ABA450075F1016 ¦ Local | 99 | 99 | 0 | free_stock | INC-1-1-K11B_SEP | inventory | 2025-10-28 | LV | Automated: Replaced 9ABA450075F1016 by RMU000000121. | HA01-Al - Hassa Warehouse | 2025-09-30 | 2025-09-16 | 0
4500595091-[10] | 908305011 : SWITCH,DISC,OVRHD,ABS,60HZ FREQ,110KV | LBS | ROH | RMU000000123 | LBS/Sectionalizer SEP Branding Label ¦ 9ABA450075F1018 ¦ Local | 99 | 99 | 0 | free_stock | INC-1-1-K12B_SEP | inventory | 2025-10-28 | LV | Automated: Replaced 9ABA450075F1018 by RMU000000123. | HA01-Al - Hassa Warehouse | 2025-09-30 | 2025-09-16 | 0
4500595091-[10] | 908305011 : SWITCH,DISC,OVRHD,ABS,60HZ FREQ,110KV | LBS | ROH | DF240907005 | Flat Washers φ3 Stainless Steel | 1584 | 1584 | 0 | 6100K012B | 1-1-1-1 | inventory | 2025-10-28 | LV |  | HA01-Al - Hassa Warehouse | 2025-09-30 | 2025-09-16 | 0
4500595091-[10] | 908305011 : SWITCH,DISC,OVRHD,ABS,60HZ FREQ,110KV | LBS | ROH | DMS 2126 2011-111 | NUT, HEX M3 | 1584 | 1584 | 0 | 6100K006 | 1-1-1-1 | inventory | 2025-10-28 | LV |  | HA01-Al - Hassa Warehouse | 2025-09-30 | 2025-09-16 | 0
4500595091-[10] | 908305011 : SWITCH,DISC,OVRHD,ABS,60HZ FREQ,110KV | LBS | ROH | MV-CPT -CABL-ASSY | Cable Assembly - Outdoor flexible cable Black PVC 450/750 V, 95 °C heat & flame retardent, stranded annealed copper conductor, 4Cx 2.5 mm² of length 12 meter with connector type HQ-005-M (male connector) with H3A-MTG-M20 (hood) and DLX-M20 (gland) with H3A-KDBP (cover) terminated on one end (opposite end do not require processing), with steel cable tags on both cable ends, cable tag text "CPT cable" and loose supply of 1 base type H3A-MAG (base) with HQ-005-F (female connector) and H3A-KDTP (cover) - Used for OVR/LBS/Sectionalizer CPT connection | 99 | 99 | 0 | 6100K012B | 1-1-1-1 | inventory | 2025-10-28 | Cable |  | HA01-Al - Hassa Warehouse | 2025-09-30 | 2025-09-16 | 0
4500595091-[10] | 908305011 : SWITCH,DISC,OVRHD,ABS,60HZ FREQ,110KV | LBS | ROH | MV-CT -C-CABL-ASSY-LBS | Cable Assembly - Outdoor flexible cable Black PVC 450/750 V, 95 °C heat & flame retardent, stranded annealed copper conductor, 10Cx 1.0 mm² of length 12 meter with connector type HQ-012-M (male connector) with H3A-MTG-M20 (hood) and DLX-M20 (gland) with H3A-KDBP (cover) terminated on one end (opposite end do not require processing), with steel cable tags on both cable ends, cable tag text "CT cable" and loose supply of 1 base type H3A-MAG (base) with HQ-012-F (female connector) and H3A-KDTP (cover) -Used for LBS/Sectionalizer CT connection | 99 | 99 | 0 | 6100K012B | NEW.FLR-1-1-K12B_SEP | inventory | 2025-10-28 | Cable |  | HA01-Al - Hassa Warehouse | 2025-09-30 | 2025-09-16 | 0
4500595091-[10] | 908305011 : SWITCH,DISC,OVRHD,ABS,60HZ FREQ,110KV | LBS | ROH | MV-CVD-CABL-ASSY-LBS | Cable Assembly - Outdoor flexible cable Black PVC 450/750 V, 95 °C heat & flame retardent, stranded annealed copper conductor, 10C x 2 x 0.22 mm² of length 12 meter with connector type YD41-16TK-D20 terminated on one end (opposite end do not require processing), with steel cable tags on both cable ends, cable tag text "CVD cable" and loose supply of 1 base type YD41-16ZJ - Used for LBS/Sectionalizer CVD connection | 99 | 99 | 0 | 6100K012B | NEW.FLR-1-1-K12B_SEP | inventory | 2025-10-28 | Cable |  | HA01-Al - Hassa Warehouse | 2025-09-30 | 2025-09-16 | 0
4500595091-[10] | 908305011 : SWITCH,DISC,OVRHD,ABS,60HZ FREQ,110KV | LBS | ROH | MV-MOT-C-CABL-ASSY-LBS | Cable Assembly | 99 | 99 | 0 | 6100K012B | NEW.FLR-1-1-K12B_SEP | inventory | 2025-10-28 | Cable | Automated: Replaced MV-MOT -C-CABL-ASSY-LBS by MV-MOT-C-CABL-ASSY-LBS. | HA01-Al - Hassa Warehouse | 2025-09-30 | 2025-09-16 | 0
4500595083-[10] | 908321106 : SWGR,SMRT RMU OD,2LBS+1CB,13.8KV,400A | RMU | ROH | DF240612121 | Cold pressed terminal tube type VE1510 (RED) | 111520 | 87000 | 24520 | 6100K013 | PLT2-1-1-K013_SEP | inventory | 2025-10-28 | DFE-LV |  | JD01-Jeddah Central Warehouse | 2025-09-30 | 2025-09-16 | 0
4500595083-[10] | 908321106 : SWGR,SMRT RMU OD,2LBS+1CB,13.8KV,400A | RMU | ROH | DF240612121 | Cold pressed terminal tube type VE1510 (RED) | 24520 | 24520 | 0 | 6100K013 | 1-1-1-1 | inventory | 2025-10-28 | DFE-LV |  | JD01-Jeddah Central Warehouse | 2025-09-30 | 2025-09-16 | 0
4500595083-[10] | 908321106 : SWGR,SMRT RMU OD,2LBS+1CB,13.8KV,400A | RMU | ROH | DF241207001 | Cross groove pan head combination screw M4*20 | 3213 | 1800 | 1413 | 6100K013 | WH2-1-1-K013_SEP | inventory | 2025-10-28 | DFE-Gas Tank |  | JD01-Jeddah Central Warehouse | 2025-09-30 | 2025-09-16 | 0
4500595083-[10] | 908321106 : SWGR,SMRT RMU OD,2LBS+1CB,13.8KV,400A | RMU | ROH | DF241207001 | Cross groove pan head combination screw M4*20 | 1413 | 1413 | 0 | 6100K013 | BOX92-1-1-K013_SEP | inventory | 2025-10-28 | DFE-Gas Tank |  | JD01-Jeddah Central Warehouse | 2025-09-30 | 2025-09-16 | 0
4500595083-[10] | 908321106 : SWGR,SMRT RMU OD,2LBS+1CB,13.8KV,400A | RMU | ROH | 205041926 | Hex Nut M10 | 12495 | 970 | 11525 | 6100K013 | 1-1-1-1 | inventory | 2025-10-28 | DFE-Gas Tank |  | JD01-Jeddah Central Warehouse | 2025-09-30 | 2025-09-16 | 0
4500595083-[10] | 908321106 : SWGR,SMRT RMU OD,2LBS+1CB,13.8KV,400A | RMU | ROH | 205041926 | Hex Nut M10 | 11525 | 910 | 10615 | 6100K013 | BOX92-1-1-K013_SEP | inventory | 2025-10-28 | DFE-Gas Tank |  | JD01-Jeddah Central Warehouse | 2025-09-30 | 2025-09-16 | 0
4500595083-[10] | 908321106 : SWGR,SMRT RMU OD,2LBS+1CB,13.8KV,400A | RMU | ROH | 205041926 | Hex Nut M10 | 10615 | 840 | 9775 | 6100K013 | R54-I-1-K013_SEP | inventory | 2025-10-28 | DFE-Gas Tank |  | JD01-Jeddah Central Warehouse | 2025-09-30 | 2025-09-16 | 0
4500595083-[10] | 908321106 : SWGR,SMRT RMU OD,2LBS+1CB,13.8KV,400A | RMU | ROH | 205041926 | Hex Nut M10 | 9775 | 410 | 9365 | 6100KDP02 | BOX6-1-1-K013_SEP | inventory | 2025-10-28 | DFE-Gas Tank |  | JD01-Jeddah Central Warehouse | 2025-09-30 | 2025-09-16 | 0
4500595083-[10] | 908321106 : SWGR,SMRT RMU OD,2LBS+1CB,13.8KV,400A | RMU | ROH | 205041926 | Hex Nut M10 | 9365 | 5040 | 4325 | 6100KDP02 | BOX42-1-1-K013_SEP | consumption | 2025-10-13 | DFE-Gas Tank |  | JD01-Jeddah Central Warehouse | 2025-09-30 | 2025-09-16 | 0 | [5 empty] | Project Transfer | 8080453
4500595083-[10] | 908321106 : SWGR,SMRT RMU OD,2LBS+1CB,13.8KV,400A | RMU | ROH | 205041926 | Hex Nut M10 | 4325 | 4325 | 0 | 6100K013 | 1-1-1-1 | consumption | 2025-10-16 | DFE-Gas Tank |  | JD01-Jeddah Central Warehouse | 2025-09-30 | 2025-09-16 | 0 | [5 empty] | Work in Process Pick | 8149381
4500595083-[10] | 908321106 : SWGR,SMRT RMU OD,2LBS+1CB,13.8KV,400A | RMU | ROH | 205041926 | Hex Nut M10 | 13940 | 875 | 13065 | 6100K013 | 1-1-1-1 | consumption | 2025-10-16 | SEP |  | JD01-Jeddah Central Warehouse | 2025-09-30 | 2025-09-16 | 0 | [5 empty] | Work in Process Pick | 8149381
4500595083-[10] | 908321106 : SWGR,SMRT RMU OD,2LBS+1CB,13.8KV,400A | RMU | ROH | 205041926 | Hex Nut M10 | 13065 | 4240 | 8825 | 6100K013 | 1-1-1-1 | consumption | 2025-09-18 | SEP |  | JD01-Jeddah Central Warehouse | 2025-09-30 | 2025-09-16 | 0 | [5 empty] | Work in Process Material Issue | 7419903
4500595083-[10] | 908321106 : SWGR,SMRT RMU OD,2LBS+1CB,13.8KV,400A | RMU | ROH | 205041926 | Hex Nut M10 | 8825 | 8825 | 0 | 6100K013 | 1-1-1-1 | consumption | 2025-09-21 | SEP |  | JD01-Jeddah Central Warehouse | 2025-09-30 | 2025-09-16 | 0 | [5 empty] | Work in Process Material Issue | 7452498
4500595083-[10] | 908321106 : SWGR,SMRT RMU OD,2LBS+1CB,13.8KV,400A | RMU | ROH | DF241115003 | Hex Bolt M10*25 | 714 | 488 | 226 | 6100K013 | BOX92-1-1-K013_SEP | inventory | 2025-10-28 | DFE-Gas Tank |  | JD01-Jeddah Central Warehouse | 2025-09-30 | 2025-09-16 | 0
4500595083-[10] | 908321106 : SWGR,SMRT RMU OD,2LBS+1CB,13.8KV,400A | RMU | ROH | DF241115003 | Hex Bolt M10*25 | 226 | 226 | 0 | free_stock | R66-F-1-RMU/\-BULK_SEP | inventory | 2025-10-28 | DFE-Gas Tank |  | JD01-Jeddah Central Warehouse | 2025-09-30 | 2025-09-16 | 0
4500595083-[10] | 908321106 : SWGR,SMRT RMU OD,2LBS+1CB,13.8KV,400A | RMU | ROH | DF241115002 | Hexagonal head combination bolt M10*25 | 2142 | 945 | 1197 | 6100K013 | BOX42-1-1-K013_SEP | inventory | 2025-10-28 | DFE-Gas Tank |  | JD01-Jeddah Central Warehouse | 2025-09-30 | 2025-09-16 | 0
4500595083-[10] | 908321106 : SWGR,SMRT RMU OD,2LBS+1CB,13.8KV,400A | RMU | ROH | DF241115002 | Hexagonal head combination bolt M10*25 | 1197 | 222 | 975 | 6100K013 | BOX92-1-1-K013_SEP | inventory | 2025-10-28 | DFE-Gas Tank |  | JD01-Jeddah Central Warehouse | 2025-09-30 | 2025-09-16 | 0
4500595083-[10] | 908321106 : SWGR,SMRT RMU OD,2LBS+1CB,13.8KV,400A | RMU | ROH | DF241115002 | Hexagonal head combination bolt M10*25 | 975 | 198 | 777 | 6100K013 | 1-1-1-1 | inventory | 2025-10-28 | DFE-Gas Tank |  | JD01-Jeddah Central Warehouse | 2025-09-30 | 2025-09-16 | 0
4500595083-[10] | 908321106 : SWGR,SMRT RMU OD,2LBS+1CB,13.8KV,400A | RMU | ROH | DF241115002 | Hexagonal head combination bolt M10*25 | 777 | 60 | 717 | 6100KDP02 | BOX6-1-1-K013_SEP | inventory | 2025-10-28 | DFE-Gas Tank |  | JD01-Jeddah Central Warehouse | 2025-09-30 | 2025-09-16 | 0
4500595083-[10] | 908321106 : SWGR,SMRT RMU OD,2LBS+1CB,13.8KV,400A | RMU | ROH | DF241115002 | Hexagonal head combination bolt M10*25 | 717 | 717 | 0 | 6100KDP02 | BOX42-1-1-K013_SEP | consumption | 2025-10-13 | DFE-Gas Tank |  | JD01-Jeddah Central Warehouse | 2025-09-30 | 2025-09-16 | 0 | [5 empty] | Project Transfer | 8080771
4500595083-[10] | 908321106 : SWGR,SMRT RMU OD,2LBS+1CB,13.8KV,400A | RMU | ROH | DF240510037 | Hinge (CL230-HL017) | 2788 | 1200 | 1588 | 6100K013 | 1-1-1-1 | inventory | 2025-10-28 | DFE-LV |  | JD01-Jeddah Central Warehouse | 2025-09-30 | 2025-09-16 | 0
4500595083-[10] | 908321106 : SWGR,SMRT RMU OD,2LBS+1CB,13.8KV,400A | RMU | ROH | DF240510037 | Hinge (CL230-HL017) | 1588 | 740 | 848 | 6100K013 | BOX5-1-1-K013_SEP | inventory | 2025-10-28 | DFE-LV |  | JD01-Jeddah Central Warehouse | 2025-09-30 | 2025-09-16 | 0
4500595083-[10] | 908321106 : SWGR,SMRT RMU OD,2LBS+1CB,13.8KV,400A | RMU | ROH | DF240510037 | Hinge (CL230-HL017) | 848 | 120 | 728 | 6100KDP02 | BOX1-1-1-K013_SEP | inventory | 2025-10-28 | DFE-LV |  | JD01-Jeddah Central Warehouse | 2025-09-30 | 2025-09-16 | 0
4500595083-[10] | 908321106 : SWGR,SMRT RMU OD,2LBS+1CB,13.8KV,400A | RMU | ROH | DF240510037 | Hinge (CL230-HL017) | 728 | 728 | 0 | 6100K013 | 1-1-1-1 | consumption | 2025-11-09 | DFE-LV |  | JD01-Jeddah Central Warehouse | 2025-09-30 | 2025-09-16 | 0 | [5 empty] | Work in Process Material Issue | 7226776
4500595083-[10] | 908321106 : SWGR,SMRT RMU OD,2LBS+1CB,13.8KV,400A | RMU | ROH | DF241126015 | OTTA6-T-P/P marking strip (11)ZB10 LGS:11(1053014:0001) | 1394 | 908 | 486 | 6100K013 | R18-S-1-K013_SEP | inventory | 2025-10-28 | DFE-LV |  | JD01-Jeddah Central Warehouse | 2025-09-30 | 2025-09-16 | 0
4500595083-[10] | 908321106 : SWGR,SMRT RMU OD,2LBS+1CB,13.8KV,400A | RMU | ROH | DF241126015 | OTTA6-T-P/P marking strip (11)ZB10 LGS:11(1053014:0001) | 486 | 486 | 0 | 6100K013 | R61-O-1-K013_SEP | inventory | 2025-10-28 | DFE-LV |  | JD01-Jeddah Central Warehouse | 2025-09-30 | 2025-09-16 | 0
4500595083-[10] | 908321106 : SWGR,SMRT RMU OD,2LBS+1CB,13.8KV,400A | RMU | ROH | DF241126011 | Phoenix Terminal Center Bridge EB 2-OTTA 6(0790608) | 2091 | 894 | 1197 | 6100K013 | R17-I-1-K013_SEP | inventory | 2025-10-28 | DFE-LV |  | JD01-Jeddah Central Warehouse | 2025-09-30 | 2025-09-16 | 0
4500595083-[10] | 908321106 : SWGR,SMRT RMU OD,2LBS+1CB,13.8KV,400A | RMU | ROH | DF241126011 | Phoenix Terminal Center Bridge EB 2-OTTA 6(0790608) | 1197 | 885 | 312 | 6100K013 | R61-O-1-K013_SEP | inventory | 2025-10-28 | DFE-LV |  | JD01-Jeddah Central Warehouse | 2025-09-30 | 2025-09-16 | 0
4500595083-[10] | 908321106 : SWGR,SMRT RMU OD,2LBS+1CB,13.8KV,400A | RMU | ROH | DF241126011 | Phoenix Terminal Center Bridge EB 2-OTTA 6(0790608) | 312 | 312 | 0 | 6100K013 | 1-1-1-1 | inventory | 2025-10-28 | DFE-LV |  | JD01-Jeddah Central Warehouse | 2025-09-30 | 2025-09-16 | 0
4500595083-[10] | 908321106 : SWGR,SMRT RMU OD,2LBS+1CB,13.8KV,400A | RMU | ROH | DF241126012 | Phoenix Terminal Center Bridge EB 4-OTTA 6(0326049) | 697 | 316 | 381 | 6100K013 | R18-S-1-K013_SEP | inventory | 2025-10-28 | DFE-LV |  | JD01-Jeddah Central Warehouse | 2025-09-30 | 2025-09-16 | 0
4500595083-[10] | 908321106 : SWGR,SMRT RMU OD,2LBS+1CB,13.8KV,400A | RMU | ROH | DF241126012 | Phoenix Terminal Center Bridge EB 4-OTTA 6(0326049) | 381 | 160 | 221 | 6100K013 | NEW.FLR-1-1-K013_SEP | inventory | 2025-10-28 | DFE-LV |  | JD01-Jeddah Central Warehouse | 2025-09-30 | 2025-09-16 | 0
4500595083-[10] | 908321106 : SWGR,SMRT RMU OD,2LBS+1CB,13.8KV,400A | RMU | ROH | DF241126012 | Phoenix Terminal Center Bridge EB 4-OTTA 6(0326049) | 221 | 45 | 176 | 6100K013 | R61-O-1-K013_SEP | inventory | 2025-10-28 | DFE-LV |  | JD01-Jeddah Central Warehouse | 2025-09-30 | 2025-09-16 | 0
4500595083-[10] | 908321106 : SWGR,SMRT RMU OD,2LBS+1CB,13.8KV,400A | RMU | ROH | DF241126012 | Phoenix Terminal Center Bridge EB 4-OTTA 6(0326049) | 176 | 4 | 172 | 6100K013 | 1-1-1-1 | inventory | 2025-10-28 | DFE-LV |  | JD01-Jeddah Central Warehouse | 2025-09-30 | 2025-09-16 | 0
4500595083-[10] | 908321106 : SWGR,SMRT RMU OD,2LBS+1CB,13.8KV,400A | RMU | ROH | DF241126012 | Phoenix Terminal Center Bridge EB 4-OTTA 6(0326049) | 172 | 172 | 0 | 6100K013 | 1-1-1-1 | consumption | 2025-09-15 | DFE-LV |  | JD01-Jeddah Central Warehouse | 2025-09-30 | 2025-09-16 | 0 | [5 empty] | Work in Process Material Issue | 7323487
4500595083-[10] | 908321106 : SWGR,SMRT RMU OD,2LBS+1CB,13.8KV,400A | RMU | ROH | DF240612109 | Pre insulated terminal O-type HRV1.25-8 (RED) | 2142 | 2142 | 0 | 6100K013 | BOX12-1-1-K013_SEP | inventory | 2025-10-28 | DFE-Gas Tank |  | JD01-Jeddah Central Warehouse | 2025-09-30 | 2025-09-16 | 0
4500595083-[10] | 908321106 : SWGR,SMRT RMU OD,2LBS+1CB,13.8KV,400A | RMU | ROH | DF240510010 | Rivet Nut M6*15 | 7667 | 7471 | 196 | 6100K013 | R54-Q-1-K013_SEP | inventory | 2025-10-28 | DFE-LV |  | JD01-Jeddah Central Warehouse | 2025-09-30 | 2025-09-16 | 0
4500595083-[10] | 908321106 : SWGR,SMRT RMU OD,2LBS+1CB,13.8KV,400A | RMU | ROH | DF240510010 | Rivet Nut M6*15 | 196 | 196 | 0 | 6100K013 | R41-H-1-K013_SEP | inventory | 2025-10-28 | DFE-LV |  | JD01-Jeddah Central Warehouse | 2025-09-30 | 2025-09-16 | 0
4500595083-[10] | 908321106 : SWGR,SMRT RMU OD,2LBS+1CB,13.8KV,400A | RMU | ROH | DF240510010 | Rivet Nut M6*15 | 20213 | 6488 | 13725 | 6100K013 | R41-H-1-K013_SEP | inventory | 2025-10-28 | SEP |  | JD01-Jeddah Central Warehouse | 2025-09-30 | 2025-09-16 | 0
4500595083-[10] | 908321106 : SWGR,SMRT RMU OD,2LBS+1CB,13.8KV,400A | RMU | ROH | DF240510010 | Rivet Nut M6*15 | 13725 | 600 | 13125 | 6100K013 | R54-I-1-K013_SEP | inventory | 2025-10-28 | SEP |  | JD01-Jeddah Central Warehouse | 2025-09-30 | 2025-09-16 | 0
4500595083-[10] | 908321106 : SWGR,SMRT RMU OD,2LBS+1CB,13.8KV,400A | RMU | ROH | DF240510010 | Rivet Nut M6*15 | 13125 | 450 | 12675 | 6100K013 | R54-G-1-K013_SEP | inventory | 2025-10-28 | SEP |  | JD01-Jeddah Central Warehouse | 2025-09-30 | 2025-09-16 | 0
4500595083-[10] | 908321106 : SWGR,SMRT RMU OD,2LBS+1CB,13.8KV,400A | RMU | ROH | DF240510010 | Rivet Nut M6*15 | 12675 | 180 | 12495 | 6100KDP02 | BOX1-1-1-K013_SEP | inventory | 2025-10-28 | SEP |  | JD01-Jeddah Central Warehouse | 2025-09-30 | 2025-09-16 | 0
4500595083-[10] | 908321106 : SWGR,SMRT RMU OD,2LBS+1CB,13.8KV,400A | RMU | ROH | DF240510010 | Rivet Nut M6*15 | 12495 | 10320 | 2175 | 6100K013 | 1-1-1-1 | consumption | 2025-11-09 | SEP |  | JD01-Jeddah Central Warehouse | 2025-09-30 | 2025-09-16 | 0 | [5 empty] | Work in Process Material Issue | 7226772
4500595083-[10] | 908321106 : SWGR,SMRT RMU OD,2LBS+1CB,13.8KV,400A | RMU | ROH | DF240510010 | Rivet Nut M6*15 | 2175 | 2175 | 0 | 6100K013 | 1-1-1-1 | consumption | 2025-10-16 | SEP |  | JD01-Jeddah Central Warehouse | 2025-09-30 | 2025-09-16 | 0 | [5 empty] | Work in Process Pick | 8149508
4500595083-[10] | 908321106 : SWGR,SMRT RMU OD,2LBS+1CB,13.8KV,400A | RMU | ROH | 205041912 | Spring Washer φ10 | 9758 | 5985 | 3773 | 6100K013 | BOX42-1-1-K013_SEP | inventory | 2025-10-28 | SEP |  | JD01-Jeddah Central Warehouse | 2025-09-30 | 2025-09-16 | 0
4500595083-[10] | 908321106 : SWGR,SMRT RMU OD,2LBS+1CB,13.8KV,400A | RMU | ROH | 205041912 | Spring Washer φ10 | 3773 | 2887 | 886 | 6100K013 | 1-1-1-1 | inventory | 2025-10-28 | SEP |  | JD01-Jeddah Central Warehouse | 2025-09-30 | 2025-09-16 | 0
4500595083-[10] | 908321106 : SWGR,SMRT RMU OD,2LBS+1CB,13.8KV,400A | RMU | ROH | 205041912 | Spring Washer φ10 | 886 | 886 | 0 | 6100K013 | R41-H-1-K013_SEP | inventory | 2025-10-28 | SEP |  | JD01-Jeddah Central Warehouse | 2025-09-30 | 2025-09-16 | 0
4500595083-[10] | 908321106 : SWGR,SMRT RMU OD,2LBS+1CB,13.8KV,400A | RMU | ROH | 205041912 | Spring Washer φ10 | 14637 | 1639 | 12998 | 6100K013 | R55-I-1-K013_SEP | inventory | 2025-10-28 | DFE-Gas Tank |  | JD01-Jeddah Central Warehouse | 2025-09-30 | 2025-09-16 | 0
4500595083-[10] | 908321106 : SWGR,SMRT RMU OD,2LBS+1CB,13.8KV,400A | RMU | ROH | 205041912 | Spring Washer φ10 | 12998 | 1240 | 11758 | 6100K013 | R41-H-1-K013_SEP | inventory | 2025-10-28 | DFE-Gas Tank |  | JD01-Jeddah Central Warehouse | 2025-09-30 | 2025-09-16 | 0
4500595083-[10] | 908321106 : SWGR,SMRT RMU OD,2LBS+1CB,13.8KV,400A | RMU | ROH | 205041912 | Spring Washer φ10 | 11758 | 568 | 11190 | 6100K013 | BOX92-1-1-K013_SEP | inventory | 2025-10-28 | DFE-Gas Tank |  | JD01-Jeddah Central Warehouse | 2025-09-30 | 2025-09-16 | 0
4500595083-[10] | 908321106 : SWGR,SMRT RMU OD,2LBS+1CB,13.8KV,400A | RMU | ROH | 205041912 | Spring Washer φ10 | 11190 | 470 | 10720 | 6100KDP02 | BOX6-1-1-K013_SEP | inventory | 2025-10-28 | DFE-Gas Tank |  | JD01-Jeddah Central Warehouse | 2025-09-30 | 2025-09-16 | 0
4500595083-[10] | 908321106 : SWGR,SMRT RMU OD,2LBS+1CB,13.8KV,400A | RMU | ROH | 205041912 | Spring Washer φ10 | 10720 | 5985 | 4735 | 6100KDP02 | BOX42-1-1-K013_SEP | consumption | 2025-10-13 | DFE-Gas Tank |  | JD01-Jeddah Central Warehouse | 2025-09-30 | 2025-09-16 | 0 | [5 empty] | Project Transfer | 8080441
4500595083-[10] | 908321106 : SWGR,SMRT RMU OD,2LBS+1CB,13.8KV,400A | RMU | ROH | 205041912 | Spring Washer φ10 | 4735 | 302 | 4433 | 6100K013 | R55-I-1-K013_SEP | consumption | 2025-10-13 | DFE-Gas Tank |  | JD01-Jeddah Central Warehouse | 2025-09-30 | 2025-09-16 | 0 | [5 empty] | Work in Process Pick | 8071380
4500595083-[10] | 908321106 : SWGR,SMRT RMU OD,2LBS+1CB,13.8KV,400A | RMU | ROH | 205041912 | Spring Washer φ10 | 4433 | 3640 | 793 | 6100K013 | BOX92-1-1-K013_SEP | consumption | 2025-10-16 | DFE-Gas Tank |  | JD01-Jeddah Central Warehouse | 2025-09-30 | 2025-09-16 | 0 | [5 empty] | Work in Process Pick | 8149367
4500595083-[10] | 908321106 : SWGR,SMRT RMU OD,2LBS+1CB,13.8KV,400A | RMU | ROH | 205041912 | Spring Washer φ10 | 793 | 793 | 0 | 6100K013 | 1-1-1-1 | consumption | 2025-09-18 | DFE-Gas Tank |  | JD01-Jeddah Central Warehouse | 2025-09-30 | 2025-09-16 | 0 | [5 empty] | Work in Process Material Issue | 7419902
4500595083-[10] | 908321106 : SWGR,SMRT RMU OD,2LBS+1CB,13.8KV,400A | RMU | ROH | DF241126013 | Tie strap (black) 5*200 | 17425 | 8275 | 9150 | 6100K011B | R59-J-1-MVBM_SEP | inventory | 2025-10-28 | DFE-LV |  | JD01-Jeddah Central Warehouse | 2025-09-30 | 2025-09-16 | 0
4500595083-[10] | 908321106 : SWGR,SMRT RMU OD,2LBS+1CB,13.8KV,400A | RMU | ROH | DF241126013 | Tie strap (black) 5*200 | 9150 | 7400 | 1750 | 6100K007 | 1-1-1-1 | inventory | 2025-10-28 | DFE-LV |  | JD01-Jeddah Central Warehouse | 2025-09-30 | 2025-09-16 | 0
4500595083-[10] | 908321106 : SWGR,SMRT RMU OD,2LBS+1CB,13.8KV,400A | RMU | ROH | DF241126013 | Tie strap (black) 5*200 | 1750 | 1750 | 0 | 6100K013 | 1-1-1-1 | inventory | 2025-10-28 | DFE-LV |  | JD01-Jeddah Central Warehouse | 2025-09-30 | 2025-09-16 | 0
4500595083-[10] | 908321106 : SWGR,SMRT RMU OD,2LBS+1CB,13.8KV,400A | RMU | ROH | DF241126016 | UK2.5B Center Connection Bar (3 connections)FBI 10-3(0203250) | 697 | 90 | 607 | 6100K013 | R18-S-1-K013_SEP | inventory | 2025-10-28 | DFE-LV |  | JD01-Jeddah Central Warehouse | 2025-09-30 | 2025-09-16 | 0
4500595083-[10] | 908321106 : SWGR,SMRT RMU OD,2LBS+1CB,13.8KV,400A | RMU | ROH | DF241126016 | UK2.5B Center Connection Bar (3 connections)FBI 10-3(0203250) | 607 | 80 | 527 | 6100K013 | R57-J-1-1 | inventory | 2025-10-28 | DFE-LV |  | JD01-Jeddah Central Warehouse | 2025-09-30 | 2025-09-16 | 0
4500595083-[10] | 908321106 : SWGR,SMRT RMU OD,2LBS+1CB,13.8KV,400A | RMU | ROH | DF241126016 | UK2.5B Center Connection Bar (3 connections)FBI 10-3(0203250) | 527 | 5 | 522 | 6100K013 | R61-O-1-K013_SEP | inventory | 2025-10-28 | DFE-LV |  | JD01-Jeddah Central Warehouse | 2025-09-30 | 2025-09-16 | 0
4500595083-[10] | 908321106 : SWGR,SMRT RMU OD,2LBS+1CB,13.8KV,400A | RMU | ROH | DF241126016 | UK2.5B Center Connection Bar (3 connections)FBI 10-3(0203250) | 522 | 80 | 442 | 6100K013 | R18-S-1-K013_SEP | consumption | 2025-10-14 | DFE-LV |  | JD01-Jeddah Central Warehouse | 2025-09-30 | 2025-09-16 | 0 | [5 empty] | Subinventory Transfer | 8109261
4500595083-[10] | 908321106 : SWGR,SMRT RMU OD,2LBS+1CB,13.8KV,400A | RMU | ROH | DF241126016 | UK2.5B Center Connection Bar (3 connections)FBI 10-3(0203250) | 442 | 442 | 0 | 6100K013 | 1-1-1-1 | consumption | 2025-09-15 | DFE-LV |  | JD01-Jeddah Central Warehouse | 2025-09-30 | 2025-09-16 | 0 | [5 empty] | Work in Process Material Issue | 7323491
4500595083-[10] | 908321106 : SWGR,SMRT RMU OD,2LBS+1CB,13.8KV,400A | RMU | ROH | DF241126017 | UK2.5B Center Connection Bar (5 connections)FBI 10-5(0203250) | 697 | 352 | 345 | 6100K013 | 1-1-1-1 | inventory | 2025-10-28 | DFE-LV |  | JD01-Jeddah Central Warehouse | 2025-09-30 | 2025-09-16 | 0
4500595083-[10] | 908321106 : SWGR,SMRT RMU OD,2LBS+1CB,13.8KV,400A | RMU | ROH | DF241126017 | UK2.5B Center Connection Bar (5 connections)FBI 10-5(0203250) | 345 | 93 | 252 | 6100K013 | R18-S-1-K013_SEP | inventory | 2025-10-28 | DFE-LV |  | JD01-Jeddah Central Warehouse | 2025-09-30 | 2025-09-16 | 0
4500595083-[10] | 908321106 : SWGR,SMRT RMU OD,2LBS+1CB,13.8KV,400A | RMU | ROH | DF241126017 | UK2.5B Center Connection Bar (5 connections)FBI 10-5(0203250) | 252 | 252 | 0 | 6100K013 | 1-1-1-1 | consumption | 2025-09-15 | DFE-LV |  | JD01-Jeddah Central Warehouse | 2025-09-30 | 2025-09-16 | 0 | [5 empty] | Work in Process Material Issue | 7323492
4500595083-[10] | 908321106 : SWGR,SMRT RMU OD,2LBS+1CB,13.8KV,400A | RMU | ROH | DF241126018 | UK2.5B Center Connection Bar (8 connections)FBI 10-8(0203250) | 697 | 697 | 0 | 6100K013 | 1-1-1-1 | inventory | 2025-10-28 | DFE-LV |  | JD01-Jeddah Central Warehouse | 2025-09-30 | 2025-09-16 | 0
4500595083-[10] | 908321106 : SWGR,SMRT RMU OD,2LBS+1CB,13.8KV,400A | RMU | ROH | DF241118008 | Transfer switch | 697 | 298 | 399 | 6100K013 | R17-S-1-K013_SEP | inventory | 2025-10-28 | DFE-LV |  | JD01-Jeddah Central Warehouse | 2025-09-30 | 2025-09-16 | 0
4500595083-[10] | 908321106 : SWGR,SMRT RMU OD,2LBS+1CB,13.8KV,400A | RMU | ROH | DF241118008 | Transfer switch | 399 | 222 | 177 | 6100K013 | 1-1-1-1 | inventory | 2025-10-28 | DFE-LV |  | JD01-Jeddah Central Warehouse | 2025-09-30 | 2025-09-16 | 0
4500595083-[10] | 908321106 : SWGR,SMRT RMU OD,2LBS+1CB,13.8KV,400A | RMU | ROH | DF241118008 | Transfer switch | 177 | 160 | 17 | 6100K013 | NEW.FLR-1-1-K013_SEP | inventory | 2025-10-28 | DFE-LV |  | JD01-Jeddah Central Warehouse | 2025-09-30 | 2025-09-16 | 0
4500595083-[10] | 908321106 : SWGR,SMRT RMU OD,2LBS+1CB,13.8KV,400A | RMU | ROH | DF241118008 | Transfer switch | 17 | 17 | 0 | 6100K013 | R61-J-1-K013_SEP | inventory | 2025-10-28 | DFE-LV |  | JD01-Jeddah Central Warehouse | 2025-09-30 | 2025-09-16 | 0
4500595083-[10] | 908321106 : SWGR,SMRT RMU OD,2LBS+1CB,13.8KV,400A | RMU | ROH | 5DF.0818.0004 | 17.5kV Killer Switch | 357 | 105 | 252 | 6100K013 | BOX42-1-1-K013_SEP | inventory | 2025-10-28 | DFE-Gas Tank |  | JD01-Jeddah Central Warehouse | 2025-09-30 | 2025-09-16 | 0
4500595083-[10] | 908321106 : SWGR,SMRT RMU OD,2LBS+1CB,13.8KV,400A | RMU | ROH | 5DF.0818.0004 | 17.5kV Killer Switch | 252 | 37 | 215 | 6100K013 | BOX92-1-1-K013_SEP | inventory | 2025-10-28 | DFE-Gas Tank |  | JD01-Jeddah Central Warehouse | 2025-09-30 | 2025-09-16 | 0
4500595083-[10] | 908321106 : SWGR,SMRT RMU OD,2LBS+1CB,13.8KV,400A | RMU | ROH | 5DF.0818.0004 | 17.5kV Killer Switch | 215 | 33 | 182 | 6100K013 | 1-1-1-1 | inventory | 2025-10-28 | DFE-Gas Tank |  | JD01-Jeddah Central Warehouse | 2025-09-30 | 2025-09-16 | 0
4500595083-[10] | 908321106 : SWGR,SMRT RMU OD,2LBS+1CB,13.8KV,400A | RMU | ROH | 5DF.0818.0004 | 17.5kV Killer Switch | 182 | 20 | 162 | 6100KDP02 | BOX6-1-1-K013_SEP | inventory | 2025-10-28 | DFE-Gas Tank |  | JD01-Jeddah Central Warehouse | 2025-09-30 | 2025-09-16 | 0
4500595083-[10] | 908321106 : SWGR,SMRT RMU OD,2LBS+1CB,13.8KV,400A | RMU | ROH | 5DF.0818.0004 | 17.5kV Killer Switch | 162 | 105 | 57 | 6100KDP02 | BOX42-1-1-K013_SEP | consumption | 2025-10-13 | DFE-Gas Tank |  | JD01-Jeddah Central Warehouse | 2025-09-30 | 2025-09-16 | 0 | [5 empty] | Project Transfer | 8080615
4500595083-[10] | 908321106 : SWGR,SMRT RMU OD,2LBS+1CB,13.8KV,400A | RMU | ROH | 5DF.0818.0004 | 17.5kV Killer Switch | 57 | 57 | 0 | 6100K013 | 1-1-1-1 | consumption | 2025-09-21 | DFE-Gas Tank |  | JD01-Jeddah Central Warehouse | 2025-09-30 | 2025-09-16 | 0 | [5 empty] | Work in Process Material Issue | 7452518
4500595083-[10] | 908321106 : SWGR,SMRT RMU OD,2LBS+1CB,13.8KV,400A | RMU | ROH | 6GDEP.198.025 | 198 Bushing | 2142 | 945 | 1197 | 6100K013 | BOX42-1-1-K013_SEP | inventory | 2025-10-28 | DFE-Gas Tank |  | JD01-Jeddah Central Warehouse | 2025-09-30 | 2025-09-16 | 0
4500595083-[10] | 908321106 : SWGR,SMRT RMU OD,2LBS+1CB,13.8KV,400A | RMU | ROH | 6GDEP.198.025 | 198 Bushing | 1197 | 222 | 975 | 6100K013 | BOX92-1-1-K013_SEP | inventory | 2025-10-28 | DFE-Gas Tank |  | JD01-Jeddah Central Warehouse | 2025-09-30 | 2025-09-16 | 0
4500595083-[10] | 908321106 : SWGR,SMRT RMU OD,2LBS+1CB,13.8KV,400A | RMU | ROH | 6GDEP.198.025 | 198 Bushing | 975 | 198 | 777 | 6100K013 | 1-1-1-1 | inventory | 2025-10-28 | DFE-Gas Tank |  | JD01-Jeddah Central Warehouse | 2025-09-30 | 2025-09-16 | 0
4500595083-[10] | 908321106 : SWGR,SMRT RMU OD,2LBS+1CB,13.8KV,400A | RMU | ROH | 6GDEP.198.025 | 198 Bushing | 777 | 60 | 717 | 6100KDP02 | BOX6-1-1-K013_SEP | inventory | 2025-10-28 | DFE-Gas Tank |  | JD01-Jeddah Central Warehouse | 2025-09-30 | 2025-09-16 | 0
4500595083-[10] | 908321106 : SWGR,SMRT RMU OD,2LBS+1CB,13.8KV,400A | RMU | ROH | 6GDEP.198.025 | 198 Bushing | 717 | 717 | 0 | 6100KDP02 | BOX42-1-1-K013_SEP | consumption | 2025-10-13 | DFE-Gas Tank |  | JD01-Jeddah Central Warehouse | 2025-09-30 | 2025-09-16 | 0 | [5 empty] | Project Transfer | 8080645
4500595083-[10] | 908321106 : SWGR,SMRT RMU OD,2LBS+1CB,13.8KV,400A | RMU | ROH | 6GDEP.220.012 | 220 Bushing | 2142 | 945 | 1197 | 6100K013 | BOX42-1-1-K013_SEP | inventory | 2025-10-28 | DFE-Gas Tank |  | JD01-Jeddah Central Warehouse | 2025-09-30 | 2025-09-16 | 0
4500595083-[10] | 908321106 : SWGR,SMRT RMU OD,2LBS+1CB,13.8KV,400A | RMU | ROH | 6GDEP.220.012 | 220 Bushing | 1197 | 222 | 975 | 6100K013 | BOX92-1-1-K013_SEP | inventory | 2025-10-28 | DFE-Gas Tank |  | JD01-Jeddah Central Warehouse | 2025-09-30 | 2025-09-16 | 0
4500595083-[10] | 908321106 : SWGR,SMRT RMU OD,2LBS+1CB,13.8KV,400A | RMU | ROH | 6GDEP.220.012 | 220 Bushing | 975 | 198 | 777 | 6100K013 | 1-1-1-1 | inventory | 2025-10-28 | DFE-Gas Tank |  | JD01-Jeddah Central Warehouse | 2025-09-30 | 2025-09-16 | 0
4500595083-[10] | 908321106 : SWGR,SMRT RMU OD,2LBS+1CB,13.8KV,400A | RMU | ROH | 6GDEP.220.012 | 220 Bushing | 777 | 60 | 717 | 6100KDP02 | BOX6-1-1-K013_SEP | inventory | 2025-10-28 | DFE-Gas Tank |  | JD01-Jeddah Central Warehouse | 2025-09-30 | 2025-09-16 | 0
4500595083-[10] | 908321106 : SWGR,SMRT RMU OD,2LBS+1CB,13.8KV,400A | RMU | ROH | 6GDEP.220.012 | 220 Bushing | 717 | 717 | 0 | 6100KDP02 | BOX42-1-1-K013_SEP | consumption | 2025-10-13 | DFE-Gas Tank |  | JD01-Jeddah Central Warehouse | 2025-09-30 | 2025-09-16 | 0 | [5 empty] | Project Transfer | 8080633
4500595083-[10] | 908321106 : SWGR,SMRT RMU OD,2LBS+1CB,13.8KV,400A | RMU | ROH | 6GDEP.247.011 | 247 Bushing | 1071 | 315 | 756 | 6100K013 | BOX42-1-1-K013_SEP | inventory | 2025-10-28 | DFE-Gas Tank |  | JD01-Jeddah Central Warehouse | 2025-09-30 | 2025-09-16 | 0
4500595083-[10] | 908321106 : SWGR,SMRT RMU OD,2LBS+1CB,13.8KV,400A | RMU | ROH | 6GDEP.247.011 | 247 Bushing | 756 | 111 | 645 | 6100K013 | BOX92-1-1-K013_SEP | inventory | 2025-10-28 | DFE-Gas Tank |  | JD01-Jeddah Central Warehouse | 2025-09-30 | 2025-09-16 | 0
4500595083-[10] | 908321106 : SWGR,SMRT RMU OD,2LBS+1CB,13.8KV,400A | RMU | ROH | 6GDEP.247.011 | 247 Bushing | 645 | 99 | 546 | 6100K013 | 1-1-1-1 | inventory | 2025-10-28 | DFE-Gas Tank |  | JD01-Jeddah Central Warehouse | 2025-09-30 | 2025-09-16 | 0
4500595083-[10] | 908321106 : SWGR,SMRT RMU OD,2LBS+1CB,13.8KV,400A | RMU | ROH | 6GDEP.247.011 | 247 Bushing | 546 | 60 | 486 | 6100KDP02 | BOX6-1-1-K013_SEP | inventory | 2025-10-28 | DFE-Gas Tank |  | JD01-Jeddah Central Warehouse | 2025-09-30 | 2025-09-16 | 0
4500595083-[10] | 908321106 : SWGR,SMRT RMU OD,2LBS+1CB,13.8KV,400A | RMU | ROH | 6GDEP.247.011 | 247 Bushing | 486 | 315 | 171 | 6100KDP02 | BOX42-1-1-K013_SEP | consumption | 2025-10-13 | DFE-Gas Tank |  | JD01-Jeddah Central Warehouse | 2025-09-30 | 2025-09-16 | 0 | [5 empty] | Project Transfer | 8080639
4500595083-[10] | 908321106 : SWGR,SMRT RMU OD,2LBS+1CB,13.8KV,400A | RMU | ROH | 6GDEP.247.011 | 247 Bushing | 171 | 171 | 0 | 6100K013 | 1-1-1-1 | consumption | 2025-09-21 | DFE-Gas Tank |  | JD01-Jeddah Central Warehouse | 2025-09-30 | 2025-09-16 | 0 | [5 empty] | Work in Process Material Issue | 7452522
4500595083-[10] | 908321106 : SWGR,SMRT RMU OD,2LBS+1CB,13.8KV,400A | RMU | ROH | 5DF.0816.0028 | Assemble Circuit Breaker Dynamic Seal | 357 | 105 | 252 | 6100K013 | BOX42-1-1-K013_SEP | inventory | 2025-10-28 | DFE-Gas Tank |  | JD01-Jeddah Central Warehouse | 2025-09-30 | 2025-09-16 | 0
4500595083-[10] | 908321106 : SWGR,SMRT RMU OD,2LBS+1CB,13.8KV,400A | RMU | ROH | 5DF.0816.0028 | Assemble Circuit Breaker Dynamic Seal | 252 | 37 | 215 | 6100K013 | BOX92-1-1-K013_SEP | inventory | 2025-10-28 | DFE-Gas Tank |  | JD01-Jeddah Central Warehouse | 2025-09-30 | 2025-09-16 | 0
4500595083-[10] | 908321106 : SWGR,SMRT RMU OD,2LBS+1CB,13.8KV,400A | RMU | ROH | 5DF.0816.0028 | Assemble Circuit Breaker Dynamic Seal | 215 | 33 | 182 | 6100K013 | 1-1-1-1 | inventory | 2025-10-28 | DFE-Gas Tank |  | JD01-Jeddah Central Warehouse | 2025-09-30 | 2025-09-16 | 0
4500595083-[10] | 908321106 : SWGR,SMRT RMU OD,2LBS+1CB,13.8KV,400A | RMU | ROH | 5DF.0816.0028 | Assemble Circuit Breaker Dynamic Seal | 182 | 20 | 162 | 6100KDP02 | BOX6-1-1-K013_SEP | inventory | 2025-10-28 | DFE-Gas Tank |  | JD01-Jeddah Central Warehouse | 2025-09-30 | 2025-09-16 | 0
4500595083-[10] | 908321106 : SWGR,SMRT RMU OD,2LBS+1CB,13.8KV,400A | RMU | ROH | 5DF.0816.0028 | Assemble Circuit Breaker Dynamic Seal | 162 | 105 | 57 | 6100KDP02 | BOX42-1-1-K013_SEP | consumption | 2025-10-13 | DFE-Gas Tank |  | JD01-Jeddah Central Warehouse | 2025-09-30 | 2025-09-16 | 0 | [5 empty] | Project Transfer | 8080657
4500595083-[10] | 908321106 : SWGR,SMRT RMU OD,2LBS+1CB,13.8KV,400A | RMU | ROH | 5DF.0816.0028 | Assemble Circuit Breaker Dynamic Seal | 57 | 57 | 0 | 6100K013 | 1-1-1-1 | consumption | 2025-09-21 | DFE-Gas Tank |  | JD01-Jeddah Central Warehouse | 2025-09-30 | 2025-09-16 | 0 | [5 empty] | Work in Process Material Issue | 7452525
4500595083-[10] | 908321106 : SWGR,SMRT RMU OD,2LBS+1CB,13.8KV,400A | RMU | ROH | DF240603031 | Black rubber gasket (φ6-12 2mm) | 12546 | 3720 | 8826 | 6100K013 | 1-1-1-1 | consumption | 2025-10-16 | SEP |  | JD01-Jeddah Central Warehouse | 2025-09-30 | 2025-09-16 | 0 | [5 empty] | Work in Process Pick | 8149595
4500595083-[10] | 908321106 : SWGR,SMRT RMU OD,2LBS+1CB,13.8KV,400A | RMU | ROH | DF240603031 | Black rubber gasket (φ6-12 2mm) | 8826 | 4320 | 4506 | 6100K013 | 1-1-1-1 | consumption | 2025-09-18 | SEP |  | JD01-Jeddah Central Warehouse | 2025-09-30 | 2025-09-16 | 0 | [5 empty] | Work in Process Material Issue | 7419896
4500595083-[10] | 908321106 : SWGR,SMRT RMU OD,2LBS+1CB,13.8KV,400A | RMU | ROH | DF240603031 | Black rubber gasket (φ6-12 2mm) | 4506 | 4320 | 186 | 6100K013 | 1-1-1-1 | consumption | 2025-09-18 | SEP |  | JD01-Jeddah Central Warehouse | 2025-09-30 | 2025-09-16 | 0 | [5 empty] | Work in Process Material Issue | 7408949
4500595083-[10] | 908321106 : SWGR,SMRT RMU OD,2LBS+1CB,13.8KV,400A | RMU | ROH | DF240603031 | Black rubber gasket (φ6-12 2mm) | 186 | 186 | 0 | 6100K013 | 1-1-1-1 | consumption | 2025-09-21 | SEP |  | JD01-Jeddah Central Warehouse | 2025-09-30 | 2025-09-16 | 0 | [5 empty] | Work in Process Material Issue | 7476700
4500595083-[10] | 908321106 : SWGR,SMRT RMU OD,2LBS+1CB,13.8KV,400A | RMU | ROH | DF240603003 | Blind Rivet (φ3.2*7) | 1394 | 1330 | 64 | 6100K013 | BOX12-1-1-K013_SEP | inventory | 2025-10-28 | DFE-LV |  | JD01-Jeddah Central Warehouse | 2025-09-30 | 2025-09-16 | 0
4500595083-[10] | 908321106 : SWGR,SMRT RMU OD,2LBS+1CB,13.8KV,400A | RMU | ROH | DF240603003 | Blind Rivet (φ3.2*7) | 64 | 64 | 0 | 6100K013 | R55-H-1-K013_SEP | inventory | 2025-10-28 | DFE-LV |  | JD01-Jeddah Central Warehouse | 2025-09-30 | 2025-09-16 | 0
4500595083-[10] | 908321106 : SWGR,SMRT RMU OD,2LBS+1CB,13.8KV,400A | RMU | ROH | DF209001751 | Buckle A104 Stainless Steel Single hole φ12 | 2000 | 1146 | 854 | 6100K013 | 1-1-1-1 | inventory | 2025-10-28 | Outer Enclosure |  | JD01-Jeddah Central Warehouse | 2025-09-30 | 2025-09-16 | 0
4500595083-[10] | 908321106 : SWGR,SMRT RMU OD,2LBS+1CB,13.8KV,400A | RMU | ROH | DF209001751 | Buckle A104 Stainless Steel Single hole φ12 | 854 | 102 | 752 | 6100K013 | R65-H-1-K013_SEP | inventory | 2025-10-28 | Outer Enclosure |  | JD01-Jeddah Central Warehouse | 2025-09-30 | 2025-09-16 | 0
4500595083-[10] | 908321106 : SWGR,SMRT RMU OD,2LBS+1CB,13.8KV,400A | RMU | ROH | DF209001751 | Buckle A104 Stainless Steel Single hole φ12 | 752 | 664 | 88 | 6100K013 | 1-1-1-1 | consumption | 2025-09-17 | Outer Enclosure |  | JD01-Jeddah Central Warehouse | 2025-09-30 | 2025-09-16 | 0 | [5 empty] | Work in Process Material Issue | 7370448
4500595083-[10] | 908321106 : SWGR,SMRT RMU OD,2LBS+1CB,13.8KV,400A | RMU | ROH | DF209001751 | Buckle A104 Stainless Steel Single hole φ12 | 88 | 88 | 0 | 6100K013 | 1-1-1-1 | consumption | 2025-09-21 | Outer Enclosure |  | JD01-Jeddah Central Warehouse | 2025-09-30 | 2025-09-16 | 0 | [5 empty] | Work in Process Material Issue | 7485820
4500595083-[10] | 908321106 : SWGR,SMRT RMU OD,2LBS+1CB,13.8KV,400A | RMU | ROH | 5ST.0818.0002 | Button protection cover | 6273 | 3979 | 2294 | 6100K013 | BOX7-1-1-K013_SEP | inventory | 2025-10-28 | DFE-Consumables |  | JD01-Jeddah Central Warehouse | 2025-09-30 | 2025-09-16 | 0
4500595083-[10] | 908321106 : SWGR,SMRT RMU OD,2LBS+1CB,13.8KV,400A | RMU | ROH | 5ST.0818.0002 | Button protection cover | 2294 | 2294 | 0 | 6100K013 | NEW.FLR-1-1-K013_SEP | inventory | 2025-10-28 | DFE-Consumables |  | JD01-Jeddah Central Warehouse | 2025-09-30 | 2025-09-16 | 0
4500595083-[10] | 908321106 : SWGR,SMRT RMU OD,2LBS+1CB,13.8KV,400A | RMU | ROH | 8DF-580-0046 | C-A Phase Bus | 714 | 315 | 399 | 6100K013 | BOX42-1-1-K013_SEP | inventory | 2025-10-28 | DFE-Gas Tank |  | JD01-Jeddah Central Warehouse | 2025-09-30 | 2025-09-16 | 0
4500595083-[10] | 908321106 : SWGR,SMRT RMU OD,2LBS+1CB,13.8KV,400A | RMU | ROH | 8DF-580-0046 | C-A Phase Bus | 399 | 74 | 325 | 6100K013 | BOX92-1-1-K013_SEP | inventory | 2025-10-28 | DFE-Gas Tank |  | JD01-Jeddah Central Warehouse | 2025-09-30 | 2025-09-16 | 0
4500595083-[10] | 908321106 : SWGR,SMRT RMU OD,2LBS+1CB,13.8KV,400A | RMU | ROH | 8DF-580-0046 | C-A Phase Bus | 325 | 66 | 259 | 6100K013 | 1-1-1-1 | inventory | 2025-10-28 | DFE-Gas Tank |  | JD01-Jeddah Central Warehouse | 2025-09-30 | 2025-09-16 | 0
4500595083-[10] | 908321106 : SWGR,SMRT RMU OD,2LBS+1CB,13.8KV,400A | RMU | ROH | 8DF-580-0046 | C-A Phase Bus | 259 | 20 | 239 | 6100KDP02 | BOX6-1-1-K013_SEP | inventory | 2025-10-28 | DFE-Gas Tank |  | JD01-Jeddah Central Warehouse | 2025-09-30 | 2025-09-16 | 0
4500595083-[10] | 908321106 : SWGR,SMRT RMU OD,2LBS+1CB,13.8KV,400A | RMU | ROH | 8DF-580-0046 | C-A Phase Bus | 239 | 239 | 0 | 6100KDP02 | BOX42-1-1-K013_SEP | consumption | 2025-10-13 | DFE-Gas Tank |  | JD01-Jeddah Central Warehouse | 2025-09-30 | 2025-09-16 | 0 | [5 empty] | Project Transfer | 8080705
4500595083-[10] | 908321106 : SWGR,SMRT RMU OD,2LBS+1CB,13.8KV,400A | RMU | ROH | 8DF-580-0047 | C-A Phase Grounding Bar | 714 | 315 | 399 | 6100K013 | BOX42-1-1-K013_SEP | inventory | 2025-10-28 | DFE-Gas Tank |  | JD01-Jeddah Central Warehouse | 2025-09-30 | 2025-09-16 | 0
4500595083-[10] | 908321106 : SWGR,SMRT RMU OD,2LBS+1CB,13.8KV,400A | RMU | ROH | 8DF-580-0047 | C-A Phase Grounding Bar | 399 | 74 | 325 | 6100K013 | BOX92-1-1-K013_SEP | inventory | 2025-10-28 | DFE-Gas Tank |  | JD01-Jeddah Central Warehouse | 2025-09-30 | 2025-09-16 | 0
4500595083-[10] | 908321106 : SWGR,SMRT RMU OD,2LBS+1CB,13.8KV,400A | RMU | ROH | 8DF-580-0047 | C-A Phase Grounding Bar | 325 | 66 | 259 | 6100K013 | 1-1-1-1 | inventory | 2025-10-28 | DFE-Gas Tank |  | JD01-Jeddah Central Warehouse | 2025-09-30 | 2025-09-16 | 0
4500595083-[10] | 908321106 : SWGR,SMRT RMU OD,2LBS+1CB,13.8KV,400A | RMU | ROH | 8DF-580-0047 | C-A Phase Grounding Bar | 259 | 20 | 239 | 6100KDP02 | BOX6-1-1-K013_SEP | inventory | 2025-10-28 | DFE-Gas Tank |  | JD01-Jeddah Central Warehouse | 2025-09-30 | 2025-09-16 | 0
4500595083-[10] | 908321106 : SWGR,SMRT RMU OD,2LBS+1CB,13.8KV,400A | RMU | ROH | 8DF-580-0047 | C-A Phase Grounding Bar | 239 | 239 | 0 | 6100KDP02 | BOX42-1-1-K013_SEP | consumption | 2025-10-13 | DFE-Gas Tank |  | JD01-Jeddah Central Warehouse | 2025-09-30 | 2025-09-16 | 0 | [5 empty] | Project Transfer | 8080723
4500595083-[10] | 908321106 : SWGR,SMRT RMU OD,2LBS+1CB,13.8KV,400A | RMU | ROH | 8DF-580-0048 | C-B Phase Bus | 714 | 315 | 399 | 6100K013 | BOX42-1-1-K013_SEP | inventory | 2025-10-28 | DFE-Gas Tank |  | JD01-Jeddah Central Warehouse | 2025-09-30 | 2025-09-16 | 0
4500595083-[10] | 908321106 : SWGR,SMRT RMU OD,2LBS+1CB,13.8KV,400A | RMU | ROH | 8DF-580-0048 | C-B Phase Bus | 399 | 74 | 325 | 6100K013 | BOX92-1-1-K013_SEP | inventory | 2025-10-28 | DFE-Gas Tank |  | JD01-Jeddah Central Warehouse | 2025-09-30 | 2025-09-16 | 0
4500595083-[10] | 908321106 : SWGR,SMRT RMU OD,2LBS+1CB,13.8KV,400A | RMU | ROH | 8DF-580-0048 | C-B Phase Bus | 325 | 66 | 259 | 6100K013 | 1-1-1-1 | inventory | 2025-10-28 | DFE-Gas Tank |  | JD01-Jeddah Central Warehouse | 2025-09-30 | 2025-09-16 | 0
4500595083-[10] | 908321106 : SWGR,SMRT RMU OD,2LBS+1CB,13.8KV,400A | RMU | ROH | 8DF-580-0048 | C-B Phase Bus | 259 | 20 | 239 | 6100KDP02 | BOX6-1-1-K013_SEP | inventory | 2025-10-28 | DFE-Gas Tank |  | JD01-Jeddah Central Warehouse | 2025-09-30 | 2025-09-16 | 0
4500595083-[10] | 908321106 : SWGR,SMRT RMU OD,2LBS+1CB,13.8KV,400A | RMU | ROH | 8DF-580-0048 | C-B Phase Bus | 239 | 239 | 0 | 6100KDP02 | BOX42-1-1-K013_SEP | consumption | 2025-10-13 | DFE-Gas Tank |  | JD01-Jeddah Central Warehouse | 2025-09-30 | 2025-09-16 | 0 | [5 empty] | Project Transfer | 8080711
4500595083-[10] | 908321106 : SWGR,SMRT RMU OD,2LBS+1CB,13.8KV,400A | RMU | ROH | 8DF-580-0049 | C-B Phase Grounding Bar | 714 | 315 | 399 | 6100K013 | BOX42-1-1-K013_SEP | inventory | 2025-10-28 | DFE-Gas Tank |  | JD01-Jeddah Central Warehouse | 2025-09-30 | 2025-09-16 | 0
4500595083-[10] | 908321106 : SWGR,SMRT RMU OD,2LBS+1CB,13.8KV,400A | RMU | ROH | 8DF-580-0049 | C-B Phase Grounding Bar | 399 | 74 | 325 | 6100K013 | BOX92-1-1-K013_SEP | inventory | 2025-10-28 | DFE-Gas Tank |  | JD01-Jeddah Central Warehouse | 2025-09-30 | 2025-09-16 | 0
4500595083-[10] | 908321106 : SWGR,SMRT RMU OD,2LBS+1CB,13.8KV,400A | RMU | ROH | 8DF-580-0049 | C-B Phase Grounding Bar | 325 | 66 | 259 | 6100K013 | 1-1-1-1 | inventory | 2025-10-28 | DFE-Gas Tank |  | JD01-Jeddah Central Warehouse | 2025-09-30 | 2025-09-16 | 0
4500595083-[10] | 908321106 : SWGR,SMRT RMU OD,2LBS+1CB,13.8KV,400A | RMU | ROH | 8DF-580-0049 | C-B Phase Grounding Bar | 259 | 20 | 239 | 6100KDP02 | BOX6-1-1-K013_SEP | inventory | 2025-10-28 | DFE-Gas Tank |  | JD01-Jeddah Central Warehouse | 2025-09-30 | 2025-09-16 | 0
4500595083-[10] | 908321106 : SWGR,SMRT RMU OD,2LBS+1CB,13.8KV,400A | RMU | ROH | 8DF-580-0049 | C-B Phase Grounding Bar | 239 | 239 | 0 | 6100KDP02 | BOX42-1-1-K013_SEP | consumption | 2025-10-13 | DFE-Gas Tank |  | JD01-Jeddah Central Warehouse | 2025-09-30 | 2025-09-16 | 0 | [5 empty] | Project Transfer | 8080729
4500595083-[10] | 908321106 : SWGR,SMRT RMU OD,2LBS+1CB,13.8KV,400A | RMU | ROH | 8DF-580-0050 | C-C Phase Bus | 714 | 315 | 399 | 6100K013 | BOX42-1-1-K013_SEP | inventory | 2025-10-28 | DFE-Gas Tank |  | JD01-Jeddah Central Warehouse | 2025-09-30 | 2025-09-16 | 0
4500595083-[10] | 908321106 : SWGR,SMRT RMU OD,2LBS+1CB,13.8KV,400A | RMU | ROH | 8DF-580-0050 | C-C Phase Bus | 399 | 74 | 325 | 6100K013 | BOX92-1-1-K013_SEP | inventory | 2025-10-28 | DFE-Gas Tank |  | JD01-Jeddah Central Warehouse | 2025-09-30 | 2025-09-16 | 0
4500595083-[10] | 908321106 : SWGR,SMRT RMU OD,2LBS+1CB,13.8KV,400A | RMU | ROH | 8DF-580-0050 | C-C Phase Bus | 325 | 66 | 259 | 6100K013 | 1-1-1-1 | inventory | 2025-10-28 | DFE-Gas Tank |  | JD01-Jeddah Central Warehouse | 2025-09-30 | 2025-09-16 | 0
4500595083-[10] | 908321106 : SWGR,SMRT RMU OD,2LBS+1CB,13.8KV,400A | RMU | ROH | 8DF-580-0050 | C-C Phase Bus | 259 | 20 | 239 | 6100KDP02 | BOX6-1-1-K013_SEP | inventory | 2025-10-28 | DFE-Gas Tank |  | JD01-Jeddah Central Warehouse | 2025-09-30 | 2025-09-16 | 0
4500595083-[10] | 908321106 : SWGR,SMRT RMU OD,2LBS+1CB,13.8KV,400A | RMU | ROH | 8DF-580-0050 | C-C Phase Bus | 239 | 239 | 0 | 6100KDP02 | BOX42-1-1-K013_SEP | consumption | 2025-10-13 | DFE-Gas Tank |  | JD01-Jeddah Central Warehouse | 2025-09-30 | 2025-09-16 | 0 | [5 empty] | Project Transfer | 8080717
4500595083-[10] | 908321106 : SWGR,SMRT RMU OD,2LBS+1CB,13.8KV,400A | RMU | ROH | 8DF-580-0051 | C-C Phase Grounding Bar | 714 | 315 | 399 | 6100K013 | BOX42-1-1-K013_SEP | inventory | 2025-10-28 | DFE-Gas Tank |  | JD01-Jeddah Central Warehouse | 2025-09-30 | 2025-09-16 | 0
4500595083-[10] | 908321106 : SWGR,SMRT RMU OD,2LBS+1CB,13.8KV,400A | RMU | ROH | 8DF-580-0051 | C-C Phase Grounding Bar | 399 | 74 | 325 | 6100K013 | BOX92-1-1-K013_SEP | inventory | 2025-10-28 | DFE-Gas Tank |  | JD01-Jeddah Central Warehouse | 2025-09-30 | 2025-09-16 | 0
4500595083-[10] | 908321106 : SWGR,SMRT RMU OD,2LBS+1CB,13.8KV,400A | RMU | ROH | 8DF-580-0051 | C-C Phase Grounding Bar | 325 | 66 | 259 | 6100K013 | 1-1-1-1 | inventory | 2025-10-28 | DFE-Gas Tank |  | JD01-Jeddah Central Warehouse | 2025-09-30 | 2025-09-16 | 0
4500595083-[10] | 908321106 : SWGR,SMRT RMU OD,2LBS+1CB,13.8KV,400A | RMU | ROH | 8DF-580-0051 | C-C Phase Grounding Bar | 259 | 20 | 239 | 6100KDP02 | BOX6-1-1-K013_SEP | inventory | 2025-10-28 | DFE-Gas Tank |  | JD01-Jeddah Central Warehouse | 2025-09-30 | 2025-09-16 | 0
4500595083-[10] | 908321106 : SWGR,SMRT RMU OD,2LBS+1CB,13.8KV,400A | RMU | ROH | 8DF-580-0051 | C-C Phase Grounding Bar | 239 | 239 | 0 | 6100KDP02 | BOX42-1-1-K013_SEP | consumption | 2025-10-13 | DFE-Gas Tank |  | JD01-Jeddah Central Warehouse | 2025-09-30 | 2025-09-16 | 0 | [5 empty] | Project Transfer | 8080735
4500595083-[10] | 908321106 : SWGR,SMRT RMU OD,2LBS+1CB,13.8KV,400A | RMU | ROH | DF240510022 | Wire harness (black)BVR-1.5mm² | 18122 | 12360 | 5762 | 6100K013 | R18-T-1-K013_SEP | inventory | 2025-10-28 | DFE-LV |  | JD01-Jeddah Central Warehouse | 2025-09-30 | 2025-09-16 | 0
4500595083-[10] | 908321106 : SWGR,SMRT RMU OD,2LBS+1CB,13.8KV,400A | RMU | ROH | DF240510022 | Wire harness (black)BVR-1.5mm² | 5762 | 5762 | 0 | 6100K013 | NEW.FLR-1-1-K013_SEP | inventory | 2025-10-28 | DFE-LV |  | JD01-Jeddah Central Warehouse | 2025-09-30 | 2025-09-16 | 0
4500595083-[10] | 908321106 : SWGR,SMRT RMU OD,2LBS+1CB,13.8KV,400A | RMU | ROH | DF240510023 | Wire harness (black)BVR-2.5mm² | 2091 | 2091 | 0 | 6100K013 | 1-1-1-1 | inventory | 2025-10-28 | DFE-LV |  | JD01-Jeddah Central Warehouse | 2025-09-30 | 2025-09-16 | 0
4500595083-[10] | 908321106 : SWGR,SMRT RMU OD,2LBS+1CB,13.8KV,400A | RMU | ROH | DF240510024 | Wire harness (black)BVR-4.0mm² | 25092 | 25092 | 0 | 6100K013 | 1-1-1-1 | inventory | 2025-10-28 | DFE-LV |  | JD01-Jeddah Central Warehouse | 2025-09-30 | 2025-09-16 | 0
4500595083-[10] | 908321106 : SWGR,SMRT RMU OD,2LBS+1CB,13.8KV,400A | RMU | ROH | DF241126003 | Wire harness (Blue)BVR-1.5mm² | 40426 | 38344 | 2082 | 6100K013 | 1-1-1-1 | inventory | 2025-10-28 | DFE-LV |  | JD01-Jeddah Central Warehouse | 2025-09-30 | 2025-09-16 | 0
4500595083-[10] | 908321106 : SWGR,SMRT RMU OD,2LBS+1CB,13.8KV,400A | RMU | ROH | DF241126003 | Wire harness (Blue)BVR-1.5mm² | 2082 | 2082 | 0 | 6100K013 | R57-H-1-K013_SEP | inventory | 2025-10-28 | DFE-LV |  | JD01-Jeddah Central Warehouse | 2025-09-30 | 2025-09-16 | 0
4500595083-[10] | 908321106 : SWGR,SMRT RMU OD,2LBS+1CB,13.8KV,400A | RMU | ROH | DF250303002 | Wire harness (Blue)BVR-4.0mm² | 5576 | 3428 | 2148 | 6100K013 | 1-1-1-1 | inventory | 2025-10-28 | DFE-LV |  | JD01-Jeddah Central Warehouse | 2025-09-30 | 2025-09-16 | 0
4500595083-[10] | 908321106 : SWGR,SMRT RMU OD,2LBS+1CB,13.8KV,400A | RMU | ROH | DF250303002 | Wire harness (Blue)BVR-4.0mm² | 2148 | 2148 | 0 | free_stock | 1-1-1-1 | inventory | 2025-10-28 | DFE-LV |  | JD01-Jeddah Central Warehouse | 2025-09-30 | 2025-09-16 | 0
4500595083-[10] | 908321106 : SWGR,SMRT RMU OD,2LBS+1CB,13.8KV,400A | RMU | ROH | DF241126004 | Wire harness (grey)BVR-1.5mm² | 164492 | 164492 | 0 | 6100K013 | 1-1-1-1 | inventory | 2025-10-28 | DFE-LV |  | JD01-Jeddah Central Warehouse | 2025-09-30 | 2025-09-16 | 0
4500595083-[10] | 908321106 : SWGR,SMRT RMU OD,2LBS+1CB,13.8KV,400A | RMU | ROH | DF241126008 | Wire harness (grey)BVR-2.5mm² | 23001 | 23001 | 0 | 6100K013 | 1-1-1-1 | inventory | 2025-10-28 | DFE-LV |  | JD01-Jeddah Central Warehouse | 2025-09-30 | 2025-09-16 | 0
4500595083-[10] | 908321106 : SWGR,SMRT RMU OD,2LBS+1CB,13.8KV,400A | RMU | ROH | DF241126001 | Wire harness (Red)BVR-1.5mm² | 6273 | 6273 | 0 | 6100K013 | 1-1-1-1 | inventory | 2025-10-28 | DFE-LV |  | JD01-Jeddah Central Warehouse | 2025-09-30 | 2025-09-16 | 0
4500595083-[10] | 908321106 : SWGR,SMRT RMU OD,2LBS+1CB,13.8KV,400A | RMU | ROH | DF241126005 | Wire harness (Red)BVR-2.5mm² | 2091 | 2091 | 0 | 6100K013 | 1-1-1-1 | inventory | 2025-10-28 | DFE-LV |  | JD01-Jeddah Central Warehouse | 2025-09-30 | 2025-09-16 | 0
4500595083-[10] | 908321106 : SWGR,SMRT RMU OD,2LBS+1CB,13.8KV,400A | RMU | ROH | DF241126009 | Wire harness (Red)BVR-4.0mm² | 9061 | 6700 | 2361 | 6100K013 | NEW.FLR-1-1-K013_SEP | inventory | 2025-10-28 | DFE-LV |  | JD01-Jeddah Central Warehouse | 2025-09-30 | 2025-09-16 | 0
4500595083-[10] | 908321106 : SWGR,SMRT RMU OD,2LBS+1CB,13.8KV,400A | RMU | ROH | DF241126009 | Wire harness (Red)BVR-4.0mm² | 2361 | 2361 | 0 | 6100K013 | 1-1-1-1 | inventory | 2025-10-28 | DFE-LV |  | JD01-Jeddah Central Warehouse | 2025-09-30 | 2025-09-16 | 0
4500595083-[10] | 908321106 : SWGR,SMRT RMU OD,2LBS+1CB,13.8KV,400A | RMU | ROH | DF241126002 | Wire harness (Yellow)BVR-1.5mm² | 6273 | 6273 | 0 | 6100K013 | 1-1-1-1 | inventory | 2025-10-28 | DFE-LV |  | JD01-Jeddah Central Warehouse | 2025-09-30 | 2025-09-16 | 0
4500595083-[10] | 908321106 : SWGR,SMRT RMU OD,2LBS+1CB,13.8KV,400A | RMU | ROH | DF250303001 | Wire harness (Yellow)BVR-4.0mm² | 5576 | 2960 | 2616 | free_stock | 1-1-1-1 | inventory | 2025-10-28 | DFE-LV |  | JD01-Jeddah Central Warehouse | 2025-09-30 | 2025-09-16 | 0
4500595083-[10] | 908321106 : SWGR,SMRT RMU OD,2LBS+1CB,13.8KV,400A | RMU | ROH | DF250303001 | Wire harness (Yellow)BVR-4.0mm² | 2616 | 2410 | 206 | 6100K013 | 1-1-1-1 | inventory | 2025-10-28 | DFE-LV |  | JD01-Jeddah Central Warehouse | 2025-09-30 | 2025-09-16 | 0
4500595083-[10] | 908321106 : SWGR,SMRT RMU OD,2LBS+1CB,13.8KV,400A | RMU | ROH | DF250303001 | Wire harness (Yellow)BVR-4.0mm² | 206 | 206 | 0 | free_stock | R67-B-1-K013_SEP | inventory | 2025-10-28 | DFE-LV |  | JD01-Jeddah Central Warehouse | 2025-09-30 | 2025-09-16 | 0
4500595083-[10] | 908321106 : SWGR,SMRT RMU OD,2LBS+1CB,13.8KV,400A | RMU | ROH | DF240510039 | CT+ECT (75A/1A+75A/225mV) | 2091 | 866 | 1225 | 6100K013 | 1-1-1-1 | inventory | 2025-10-28 | SEP |  | JD01-Jeddah Central Warehouse | 2025-09-30 | 2025-09-16 | 0
4500595083-[10] | 908321106 : SWGR,SMRT RMU OD,2LBS+1CB,13.8KV,400A | RMU | ROH | DF240510039 | CT+ECT (75A/1A+75A/225mV) | 1225 | 252 | 973 | 6100K015 | 1-1-1-1 | inventory | 2025-10-28 | SEP |  | JD01-Jeddah Central Warehouse | 2025-09-30 | 2025-09-16 | 0
4500595083-[10] | 908321106 : SWGR,SMRT RMU OD,2LBS+1CB,13.8KV,400A | RMU | ROH | DF240510039 | CT+ECT (75A/1A+75A/225mV) | 973 | 720 | 253 | 6100K013 | 1-1-1-1 | consumption | 2025-09-15 | SEP |  | JD01-Jeddah Central Warehouse | 2025-09-30 | 2025-09-16 | 0 | [5 empty] | Work in Process Material Issue | 7323446
4500595083-[10] | 908321106 : SWGR,SMRT RMU OD,2LBS+1CB,13.8KV,400A | RMU | ROH | DF240510039 | CT+ECT (75A/1A+75A/225mV) | 253 | 253 | 0 | 6100K013 | 1-1-1-1 | consumption | 2025-09-17 | SEP |  | JD01-Jeddah Central Warehouse | 2025-09-30 | 2025-09-16 | 0 | [5 empty] | Work in Process Material Issue | 7370411
4500595083-[10] | 908321106 : SWGR,SMRT RMU OD,2LBS+1CB,13.8KV,400A | RMU | HALB | 8DF.0818.0006 | CV Bonding Bar M410 | 1071 | 111 | 960 | 6100K013 | BOX92-1-1-K013_SEP | inventory | 2025-10-28 | DFE-Gas Tank |  | JD01-Jeddah Central Warehouse | 2025-09-30 | 2025-09-16 | 0
4500595083-[10] | 908321106 : SWGR,SMRT RMU OD,2LBS+1CB,13.8KV,400A | RMU | HALB | 8DF.0818.0006 | CV Bonding Bar M410 | 960 | 99 | 861 | 6100K013 | 1-1-1-1 | inventory | 2025-10-28 | DFE-Gas Tank |  | JD01-Jeddah Central Warehouse | 2025-09-30 | 2025-09-16 | 0
4500595083-[10] | 908321106 : SWGR,SMRT RMU OD,2LBS+1CB,13.8KV,400A | RMU | HALB | 8DF.0818.0006 | CV Bonding Bar M410 | 861 | 30 | 831 | 6100KDP02 | BOX6-1-1-K013_SEP | inventory | 2025-10-28 | DFE-Gas Tank |  | JD01-Jeddah Central Warehouse | 2025-09-30 | 2025-09-16 | 0
4500595083-[10] | 908321106 : SWGR,SMRT RMU OD,2LBS+1CB,13.8KV,400A | RMU | HALB | 8DF.0818.0006 | CV Bonding Bar M410 | 831 | 831 | 0 | 6100K013 | 1-1-1-1 | consumption | 2025-09-21 | DFE-Gas Tank |  | JD01-Jeddah Central Warehouse | 2025-09-30 | 2025-09-16 | 0 | [5 empty] | Work in Process Material Issue | 7452545
4500595083-[10] | 908321106 : SWGR,SMRT RMU OD,2LBS+1CB,13.8KV,400A | RMU | ROH | 8DF.0815.0153 | CVC Common Enclosure Bottom Bar | 714 | 315 | 399 | 6100K013 | BOX42-1-1-K013_SEP | inventory | 2025-10-28 | DFE-Gas Tank |  | JD01-Jeddah Central Warehouse | 2025-09-30 | 2025-09-16 | 0
4500595083-[10] | 908321106 : SWGR,SMRT RMU OD,2LBS+1CB,13.8KV,400A | RMU | ROH | 8DF.0815.0153 | CVC Common Enclosure Bottom Bar | 399 | 74 | 325 | 6100K013 | BOX92-1-1-K013_SEP | inventory | 2025-10-28 | DFE-Gas Tank |  | JD01-Jeddah Central Warehouse | 2025-09-30 | 2025-09-16 | 0
4500595083-[10] | 908321106 : SWGR,SMRT RMU OD,2LBS+1CB,13.8KV,400A | RMU | ROH | 8DF.0815.0153 | CVC Common Enclosure Bottom Bar | 325 | 66 | 259 | 6100K013 | 1-1-1-1 | inventory | 2025-10-28 | DFE-Gas Tank |  | JD01-Jeddah Central Warehouse | 2025-09-30 | 2025-09-16 | 0
4500595083-[10] | 908321106 : SWGR,SMRT RMU OD,2LBS+1CB,13.8KV,400A | RMU | ROH | 8DF.0815.0153 | CVC Common Enclosure Bottom Bar | 259 | 30 | 229 | free_stock | BOX6-1-1-K013_SEP | inventory | 2025-10-28 | DFE-Gas Tank |  | JD01-Jeddah Central Warehouse | 2025-09-30 | 2025-09-16 | 0
4500595083-[10] | 908321106 : SWGR,SMRT RMU OD,2LBS+1CB,13.8KV,400A | RMU | ROH | 8DF.0815.0153 | CVC Common Enclosure Bottom Bar | 229 | 229 | 0 | 6100KDP02 | BOX42-1-1-K013_SEP | consumption | 2025-10-13 | DFE-Gas Tank |  | JD01-Jeddah Central Warehouse | 2025-09-30 | 2025-09-16 | 0 | [5 empty] | Project Transfer | 8080351
4500595083-[10] | 908321106 : SWGR,SMRT RMU OD,2LBS+1CB,13.8KV,400A | RMU | ROH | 8DF.0818.0001 | CVC Front Plate | 357 | 37 | 320 | 6100K013 | BOX92-1-1-K013_SEP | inventory | 2025-10-28 | DFE-Gas Tank |  | JD01-Jeddah Central Warehouse | 2025-09-30 | 2025-09-16 | 0
4500595083-[10] | 908321106 : SWGR,SMRT RMU OD,2LBS+1CB,13.8KV,400A | RMU | ROH | 8DF.0818.0001 | CVC Front Plate | 320 | 33 | 287 | 6100K013 | 1-1-1-1 | inventory | 2025-10-28 | DFE-Gas Tank |  | JD01-Jeddah Central Warehouse | 2025-09-30 | 2025-09-16 | 0
4500595083-[10] | 908321106 : SWGR,SMRT RMU OD,2LBS+1CB,13.8KV,400A | RMU | ROH | 8DF.0818.0001 | CVC Front Plate | 287 | 287 | 0 | 6100K013 | 1-1-1-1 | consumption | 2025-09-14 | DFE-Gas Tank |  | JD01-Jeddah Central Warehouse | 2025-09-30 | 2025-09-16 | 0 | [5 empty] | Work in Process Material Issue | 7272401
4500595083-[10] | 908321106 : SWGR,SMRT RMU OD,2LBS+1CB,13.8KV,400A | RMU | HALB | 5DF.0818.0001 | CVC Gas Tank assembly | 340 | 130 | 210 | 6100K013 | WH2-1-1-K013_SEP | inventory | 2025-10-28 | SEP |  | JD01-Jeddah Central Warehouse | 2025-09-30 | 2025-09-16 | 0
4500595083-[10] | 908321106 : SWGR,SMRT RMU OD,2LBS+1CB,13.8KV,400A | RMU | HALB | 5DF.0818.0001 | CVC Gas Tank assembly | 210 | 90 | 120 | 6100KDP02 | WH2-1-1-K013_SEP | inventory | 2025-10-28 | SEP |  | JD01-Jeddah Central Warehouse | 2025-09-30 | 2025-09-16 | 0
4500595083-[10] | 908321106 : SWGR,SMRT RMU OD,2LBS+1CB,13.8KV,400A | RMU | HALB | 5DF.0818.0001 | CVC Gas Tank assembly | 120 | 120 | 0 | 6100K013 | 1-1-1-1 | consumption | 2025-10-16 | SEP |  | JD01-Jeddah Central Warehouse | 2025-09-30 | 2025-09-16 | 0 | [5 empty] | Work in Process Pick | 8149417
4500595083-[10] | 908321106 : SWGR,SMRT RMU OD,2LBS+1CB,13.8KV,400A | RMU | ROH | 8DF.0818.0003 | CVC Rear Plate | 357 | 37 | 320 | 6100K013 | BOX92-1-1-K013_SEP | inventory | 2025-10-28 | DFE-Gas Tank |  | JD01-Jeddah Central Warehouse | 2025-09-30 | 2025-09-16 | 0
4500595083-[10] | 908321106 : SWGR,SMRT RMU OD,2LBS+1CB,13.8KV,400A | RMU | ROH | 8DF.0818.0003 | CVC Rear Plate | 320 | 33 | 287 | 6100K013 | 1-1-1-1 | inventory | 2025-10-28 | DFE-Gas Tank |  | JD01-Jeddah Central Warehouse | 2025-09-30 | 2025-09-16 | 0
4500595083-[10] | 908321106 : SWGR,SMRT RMU OD,2LBS+1CB,13.8KV,400A | RMU | ROH | 8DF.0818.0003 | CVC Rear Plate | 287 | 287 | 0 | 6100K013 | 1-1-1-1 | consumption | 2025-09-21 | DFE-Gas Tank |  | JD01-Jeddah Central Warehouse | 2025-09-30 | 2025-09-16 | 0 | [5 empty] | Work in Process Material Issue | 7449944
4500595083-[10] | 908321106 : SWGR,SMRT RMU OD,2LBS+1CB,13.8KV,400A | RMU | ROH | 8DF.0818.0002 | CVC Side Plate | 714 | 210 | 504 | 6100K013 | BOX42-1-1-K013_SEP | inventory | 2025-10-28 | DFE-Gas Tank |  | JD01-Jeddah Central Warehouse | 2025-09-30 | 2025-09-16 | 0
4500595083-[10] | 908321106 : SWGR,SMRT RMU OD,2LBS+1CB,13.8KV,400A | RMU | ROH | 8DF.0818.0002 | CVC Side Plate | 504 | 74 | 430 | 6100K013 | BOX92-1-1-K013_SEP | inventory | 2025-10-28 | DFE-Gas Tank |  | JD01-Jeddah Central Warehouse | 2025-09-30 | 2025-09-16 | 0
4500595083-[10] | 908321106 : SWGR,SMRT RMU OD,2LBS+1CB,13.8KV,400A | RMU | ROH | 8DF.0818.0002 | CVC Side Plate | 430 | 66 | 364 | 6100K013 | 1-1-1-1 | inventory | 2025-10-28 | DFE-Gas Tank |  | JD01-Jeddah Central Warehouse | 2025-09-30 | 2025-09-16 | 0
4500595083-[10] | 908321106 : SWGR,SMRT RMU OD,2LBS+1CB,13.8KV,400A | RMU | ROH | 8DF.0818.0002 | CVC Side Plate | 364 | 20 | 344 | 6100KDP02 | BOX6-1-1-K013_SEP | inventory | 2025-10-28 | DFE-Gas Tank |  | JD01-Jeddah Central Warehouse | 2025-09-30 | 2025-09-16 | 0
4500595083-[10] | 908321106 : SWGR,SMRT RMU OD,2LBS+1CB,13.8KV,400A | RMU | ROH | 8DF.0818.0002 | CVC Side Plate | 344 | 210 | 134 | 6100KDP02 | BOX42-1-1-K013_SEP | consumption | 2025-10-13 | DFE-Gas Tank |  | JD01-Jeddah Central Warehouse | 2025-09-30 | 2025-09-16 | 0 | [5 empty] | Project Transfer | 8080483
4500595083-[10] | 908321106 : SWGR,SMRT RMU OD,2LBS+1CB,13.8KV,400A | RMU | ROH | 8DF.0818.0002 | CVC Side Plate | 134 | 134 | 0 | 6100K013 | 1-1-1-1 | consumption | 2025-09-14 | DFE-Gas Tank |  | JD01-Jeddah Central Warehouse | 2025-09-30 | 2025-09-16 | 0 | [5 empty] | Work in Process Material Issue | 7272400
4500595083-[10] | 908321106 : SWGR,SMRT RMU OD,2LBS+1CB,13.8KV,400A | RMU | ROH | 8DF-217-0004 | Cable door guide sleeve | 4182 | 340 | 3842 | 6100K013 | NEW.FLR-1-1-K013_SEP | inventory | 2025-10-28 | SEP |  | JD01-Jeddah Central Warehouse | 2025-09-30 | 2025-09-16 | 0
4500595083-[10] | 908321106 : SWGR,SMRT RMU OD,2LBS+1CB,13.8KV,400A | RMU | ROH | 8DF-217-0004 | Cable door guide sleeve | 3842 | 240 | 3602 | 6100KDP02 | BOX1-1-1-K013_SEP | inventory | 2025-10-28 | SEP |  | JD01-Jeddah Central Warehouse | 2025-09-30 | 2025-09-16 | 0
4500595083-[10] | 908321106 : SWGR,SMRT RMU OD,2LBS+1CB,13.8KV,400A | RMU | ROH | 8DF-217-0004 | Cable door guide sleeve | 3602 | 1560 | 2042 | 6100K013 | 1-1-1-1 | consumption | 2025-10-16 | SEP |  | JD01-Jeddah Central Warehouse | 2025-09-30 | 2025-09-16 | 0 | [5 empty] | Work in Process Pick | 8149462
4500595083-[10] | 908321106 : SWGR,SMRT RMU OD,2LBS+1CB,13.8KV,400A | RMU | ROH | 8DF-217-0004 | Cable door guide sleeve | 2042 | 2042 | 0 | 6100K013 | 1-1-1-1 | consumption | 2025-09-18 | SEP |  | JD01-Jeddah Central Warehouse | 2025-09-30 | 2025-09-16 | 0 | [5 empty] | Work in Process Material Issue | 7406400
4500595083-[10] | 908321106 : SWGR,SMRT RMU OD,2LBS+1CB,13.8KV,400A | RMU | ROH | 8DF.0818.1093 | Cable room insulation board 1 | 4182 | 240 | 3942 | 6100KDP02 | BOX1-1-1-K013_SEP | inventory | 2025-10-28 | DFE-Consumables |  | JD01-Jeddah Central Warehouse | 2025-09-30 | 2025-09-16 | 0
4500595083-[10] | 908321106 : SWGR,SMRT RMU OD,2LBS+1CB,13.8KV,400A | RMU | ROH | 8DF.0818.1093 | Cable room insulation board 1 | 3942 | 150 | 3792 | 6100K013 | BOX3-1-1-K013_SEP | inventory | 2025-10-28 | DFE-Consumables |  | JD01-Jeddah Central Warehouse | 2025-09-30 | 2025-09-16 | 0
4500595083-[10] | 908321106 : SWGR,SMRT RMU OD,2LBS+1CB,13.8KV,400A | RMU | ROH | 8DF.0818.1093 | Cable room insulation board 1 | 3792 | 130 | 3662 | 6100K013 | BOX2-1-1-K013_SEP | inventory | 2025-10-28 | DFE-Consumables |  | JD01-Jeddah Central Warehouse | 2025-09-30 | 2025-09-16 | 0
4500595083-[10] | 908321106 : SWGR,SMRT RMU OD,2LBS+1CB,13.8KV,400A | RMU | ROH | 8DF.0818.1093 | Cable room insulation board 1 | 3662 | 60 | 3602 | 6100K013 | NEW.FLR-1-1-K013_SEP | inventory | 2025-10-28 | DFE-Consumables |  | JD01-Jeddah Central Warehouse | 2025-09-30 | 2025-09-16 | 0
4500595083-[10] | 908321106 : SWGR,SMRT RMU OD,2LBS+1CB,13.8KV,400A | RMU | ROH | 8DF.0818.1093 | Cable room insulation board 1 | 3602 | 1560 | 2042 | 6100K013 | 1-1-1-1 | consumption | 2025-10-16 | DFE-Consumables |  | JD01-Jeddah Central Warehouse | 2025-09-30 | 2025-09-16 | 0 | [5 empty] | Work in Process Pick | 8149444
4500595083-[10] | 908321106 : SWGR,SMRT RMU OD,2LBS+1CB,13.8KV,400A | RMU | ROH | 8DF.0818.1093 | Cable room insulation board 1 | 2042 | 2042 | 0 | 6100K013 | 1-1-1-1 | consumption | 2025-09-18 | DFE-Consumables |  | JD01-Jeddah Central Warehouse | 2025-09-30 | 2025-09-16 | 0 | [5 empty] | Work in Process Material Issue | 7406396
4500595083-[10] | 908321106 : SWGR,SMRT RMU OD,2LBS+1CB,13.8KV,400A | RMU | ROH | DF240603045 | Charge indicator (DXN-T-FD/17.5) | 2091 | 505 | 1586 | 6100K013 | 1-1-1-1 | consumption | 2025-10-16 | DFE-Consumables |  | JD01-Jeddah Central Warehouse | 2025-09-30 | 2025-09-16 | 0 | [5 empty] | Work in Process Pick | 8149613
4500595083-[10] | 908321106 : SWGR,SMRT RMU OD,2LBS+1CB,13.8KV,400A | RMU | ROH | DF240603045 | Charge indicator (DXN-T-FD/17.5) | 1586 | 720 | 866 | 6100K013 | 1-1-1-1 | consumption | 2025-09-18 | DFE-Consumables |  | JD01-Jeddah Central Warehouse | 2025-09-30 | 2025-09-16 | 0 | [5 empty] | Work in Process Material Issue | 7419898
4500595083-[10] | 908321106 : SWGR,SMRT RMU OD,2LBS+1CB,13.8KV,400A | RMU | ROH | DF240603045 | Charge indicator (DXN-T-FD/17.5) | 866 | 720 | 146 | 6100K013 | 1-1-1-1 | consumption | 2025-09-18 | DFE-Consumables |  | JD01-Jeddah Central Warehouse | 2025-09-30 | 2025-09-16 | 0 | [5 empty] | Work in Process Material Issue | 7408952
4500595083-[10] | 908321106 : SWGR,SMRT RMU OD,2LBS+1CB,13.8KV,400A | RMU | ROH | DF240603045 | Charge indicator (DXN-T-FD/17.5) | 146 | 146 | 0 | 6100K013 | 1-1-1-1 | consumption | 2025-09-21 | DFE-Consumables |  | JD01-Jeddah Central Warehouse | 2025-09-30 | 2025-09-16 | 0 | [5 empty] | Work in Process Material Issue | 7476703
4500595083-[10] | 908321106 : SWGR,SMRT RMU OD,2LBS+1CB,13.8KV,400A | RMU | ROH | 8DF.0818.1049 | Circuit Breaker Indicator | 357 | 105 | 252 | 6100K013 | BOX42-1-1-K013_SEP | inventory | 2025-10-28 | DFE-Gas Tank |  | JD01-Jeddah Central Warehouse | 2025-09-30 | 2025-09-16 | 0
4500595083-[10] | 908321106 : SWGR,SMRT RMU OD,2LBS+1CB,13.8KV,400A | RMU | ROH | 8DF.0818.1049 | Circuit Breaker Indicator | 252 | 37 | 215 | 6100K013 | BOX92-1-1-K013_SEP | inventory | 2025-10-28 | DFE-Gas Tank |  | JD01-Jeddah Central Warehouse | 2025-09-30 | 2025-09-16 | 0
4500595083-[10] | 908321106 : SWGR,SMRT RMU OD,2LBS+1CB,13.8KV,400A | RMU | ROH | 8DF.0818.1049 | Circuit Breaker Indicator | 215 | 33 | 182 | 6100K013 | 1-1-1-1 | inventory | 2025-10-28 | DFE-Gas Tank |  | JD01-Jeddah Central Warehouse | 2025-09-30 | 2025-09-16 | 0
4500595083-[10] | 908321106 : SWGR,SMRT RMU OD,2LBS+1CB,13.8KV,400A | RMU | ROH | 8DF.0818.1049 | Circuit Breaker Indicator | 182 | 20 | 162 | 6100KDP02 | BOX6-1-1-K013_SEP | inventory | 2025-10-28 | DFE-Gas Tank |  | JD01-Jeddah Central Warehouse | 2025-09-30 | 2025-09-16 | 0
4500595083-[10] | 908321106 : SWGR,SMRT RMU OD,2LBS+1CB,13.8KV,400A | RMU | ROH | 8DF.0818.1049 | Circuit Breaker Indicator | 162 | 105 | 57 | 6100KDP02 | BOX42-1-1-K013_SEP | consumption | 2025-10-13 | DFE-Gas Tank |  | JD01-Jeddah Central Warehouse | 2025-09-30 | 2025-09-16 | 0 | [5 empty] | Project Transfer | 8080699
4500595083-[10] | 908321106 : SWGR,SMRT RMU OD,2LBS+1CB,13.8KV,400A | RMU | ROH | 8DF.0818.1049 | Circuit Breaker Indicator | 57 | 57 | 0 | 6100K013 | 1-1-1-1 | consumption | 2025-09-21 | DFE-Gas Tank |  | JD01-Jeddah Central Warehouse | 2025-09-30 | 2025-09-16 | 0 | [5 empty] | Work in Process Material Issue | 7452534
4500595083-[10] | 908321106 : SWGR,SMRT RMU OD,2LBS+1CB,13.8KV,400A | RMU | ROH | 5DF.0815.0201 | Circuit Breaker Mechanism | 357 | 105 | 252 | 6100K013 | BOX42-1-1-K013_SEP | inventory | 2025-10-28 | DFE-Gas Tank |  | JD01-Jeddah Central Warehouse | 2025-09-30 | 2025-09-16 | 0
4500595083-[10] | 908321106 : SWGR,SMRT RMU OD,2LBS+1CB,13.8KV,400A | RMU | ROH | 5DF.0815.0201 | Circuit Breaker Mechanism | 252 | 37 | 215 | 6100K013 | BOX92-1-1-K013_SEP | inventory | 2025-10-28 | DFE-Gas Tank |  | JD01-Jeddah Central Warehouse | 2025-09-30 | 2025-09-16 | 0
4500595083-[10] | 908321106 : SWGR,SMRT RMU OD,2LBS+1CB,13.8KV,400A | RMU | ROH | 5DF.0815.0201 | Circuit Breaker Mechanism | 215 | 33 | 182 | 6100K013 | 1-1-1-1 | inventory | 2025-10-28 | DFE-Gas Tank |  | JD01-Jeddah Central Warehouse | 2025-09-30 | 2025-09-16 | 0
4500595083-[10] | 908321106 : SWGR,SMRT RMU OD,2LBS+1CB,13.8KV,400A | RMU | ROH | 5DF.0815.0201 | Circuit Breaker Mechanism | 182 | 20 | 162 | 6100KDP02 | BOX6-1-1-K013_SEP | inventory | 2025-10-28 | DFE-Gas Tank |  | JD01-Jeddah Central Warehouse | 2025-09-30 | 2025-09-16 | 0
4500595083-[10] | 908321106 : SWGR,SMRT RMU OD,2LBS+1CB,13.8KV,400A | RMU | ROH | 5DF.0815.0201 | Circuit Breaker Mechanism | 162 | 105 | 57 | 6100KDP02 | BOX42-1-1-K013_SEP | consumption | 2025-10-13 | DFE-Gas Tank |  | JD01-Jeddah Central Warehouse | 2025-09-30 | 2025-09-16 | 0 | [5 empty] | Project Transfer | 8080651
4500595083-[10] | 908321106 : SWGR,SMRT RMU OD,2LBS+1CB,13.8KV,400A | RMU | ROH | 5DF.0815.0201 | Circuit Breaker Mechanism | 57 | 57 | 0 | 6100K013 | 1-1-1-1 | consumption | 2025-09-21 | DFE-Gas Tank |  | JD01-Jeddah Central Warehouse | 2025-09-30 | 2025-09-16 | 0 | [5 empty] | Work in Process Material Issue | 7452524
4500595083-[10] | 908321106 : SWGR,SMRT RMU OD,2LBS+1CB,13.8KV,400A | RMU | ROH | DF240424003 | Circuit Breaker Mechanism Mechanical Interlocking | 357 | 105 | 252 | 6100K013 | BOX42-1-1-K013_SEP | inventory | 2025-10-28 | DFE-Gas Tank |  | JD01-Jeddah Central Warehouse | 2025-09-30 | 2025-09-16 | 0
4500595083-[10] | 908321106 : SWGR,SMRT RMU OD,2LBS+1CB,13.8KV,400A | RMU | ROH | DF240424003 | Circuit Breaker Mechanism Mechanical Interlocking | 252 | 37 | 215 | 6100K013 | BOX92-1-1-K013_SEP | inventory | 2025-10-28 | DFE-Gas Tank |  | JD01-Jeddah Central Warehouse | 2025-09-30 | 2025-09-16 | 0
4500595083-[10] | 908321106 : SWGR,SMRT RMU OD,2LBS+1CB,13.8KV,400A | RMU | ROH | DF240424003 | Circuit Breaker Mechanism Mechanical Interlocking | 215 | 33 | 182 | 6100K013 | 1-1-1-1 | inventory | 2025-10-28 | DFE-Gas Tank |  | JD01-Jeddah Central Warehouse | 2025-09-30 | 2025-09-16 | 0
4500595083-[10] | 908321106 : SWGR,SMRT RMU OD,2LBS+1CB,13.8KV,400A | RMU | ROH | DF240424003 | Circuit Breaker Mechanism Mechanical Interlocking | 182 | 20 | 162 | 6100KDP02 | BOX6-1-1-K013_SEP | inventory | 2025-10-28 | DFE-Gas Tank |  | JD01-Jeddah Central Warehouse | 2025-09-30 | 2025-09-16 | 0
4500595083-[10] | 908321106 : SWGR,SMRT RMU OD,2LBS+1CB,13.8KV,400A | RMU | ROH | DF240424003 | Circuit Breaker Mechanism Mechanical Interlocking | 162 | 105 | 57 | 6100KDP02 | BOX42-1-1-K013_SEP | consumption | 2025-10-13 | DFE-Gas Tank |  | JD01-Jeddah Central Warehouse | 2025-09-30 | 2025-09-16 | 0 | [5 empty] | Project Transfer | 8080663
4500595083-[10] | 908321106 : SWGR,SMRT RMU OD,2LBS+1CB,13.8KV,400A | RMU | ROH | DF240424003 | Circuit Breaker Mechanism Mechanical Interlocking | 57 | 57 | 0 | 6100K013 | 1-1-1-1 | consumption | 2025-09-21 | DFE-Gas Tank |  | JD01-Jeddah Central Warehouse | 2025-09-30 | 2025-09-16 | 0 | [5 empty] | Work in Process Material Issue | 7452526
4500595083-[10] | 908321106 : SWGR,SMRT RMU OD,2LBS+1CB,13.8KV,400A | RMU | ROH | DF240424004 | Circuit Breaker Mechanism Mounting Assembly | 357 | 105 | 252 | 6100K013 | BOX42-1-1-K013_SEP | inventory | 2025-10-28 | DFE-Gas Tank |  | JD01-Jeddah Central Warehouse | 2025-09-30 | 2025-09-16 | 0
4500595083-[10] | 908321106 : SWGR,SMRT RMU OD,2LBS+1CB,13.8KV,400A | RMU | ROH | DF240424004 | Circuit Breaker Mechanism Mounting Assembly | 252 | 37 | 215 | 6100K013 | BOX92-1-1-K013_SEP | inventory | 2025-10-28 | DFE-Gas Tank |  | JD01-Jeddah Central Warehouse | 2025-09-30 | 2025-09-16 | 0
4500595083-[10] | 908321106 : SWGR,SMRT RMU OD,2LBS+1CB,13.8KV,400A | RMU | ROH | DF240424004 | Circuit Breaker Mechanism Mounting Assembly | 215 | 33 | 182 | 6100K013 | 1-1-1-1 | inventory | 2025-10-28 | DFE-Gas Tank |  | JD01-Jeddah Central Warehouse | 2025-09-30 | 2025-09-16 | 0
4500595083-[10] | 908321106 : SWGR,SMRT RMU OD,2LBS+1CB,13.8KV,400A | RMU | ROH | DF240424004 | Circuit Breaker Mechanism Mounting Assembly | 182 | 20 | 162 | 6100KDP02 | BOX6-1-1-K013_SEP | inventory | 2025-10-28 | DFE-Gas Tank |  | JD01-Jeddah Central Warehouse | 2025-09-30 | 2025-09-16 | 0
4500595083-[10] | 908321106 : SWGR,SMRT RMU OD,2LBS+1CB,13.8KV,400A | RMU | ROH | DF240424004 | Circuit Breaker Mechanism Mounting Assembly | 162 | 105 | 57 | 6100KDP02 | BOX42-1-1-K013_SEP | consumption | 2025-10-13 | DFE-Gas Tank |  | JD01-Jeddah Central Warehouse | 2025-09-30 | 2025-09-16 | 0 | [5 empty] | Project Transfer | 8080363
4500595083-[10] | 908321106 : SWGR,SMRT RMU OD,2LBS+1CB,13.8KV,400A | RMU | ROH | DF240424004 | Circuit Breaker Mechanism Mounting Assembly | 57 | 57 | 0 | 6100K013 | 1-1-1-1 | consumption | 2025-09-21 | DFE-Gas Tank |  | JD01-Jeddah Central Warehouse | 2025-09-30 | 2025-09-16 | 0 | [5 empty] | Work in Process Material Issue | 7452527
4500595083-[10] | 908321106 : SWGR,SMRT RMU OD,2LBS+1CB,13.8KV,400A | RMU | ROH | DF241118002 | Close button indicator light | 2091 | 894 | 1197 | 6100K013 | R18-I-1-K013_SEP | inventory | 2025-10-28 | DFE-LV |  | JD01-Jeddah Central Warehouse | 2025-09-30 | 2025-09-16 | 0
4500595083-[10] | 908321106 : SWGR,SMRT RMU OD,2LBS+1CB,13.8KV,400A | RMU | ROH | DF241118002 | Close button indicator light | 1197 | 666 | 531 | 6100K013 | 1-1-1-1 | inventory | 2025-10-28 | DFE-LV |  | JD01-Jeddah Central Warehouse | 2025-09-30 | 2025-09-16 | 0
4500595083-[10] | 908321106 : SWGR,SMRT RMU OD,2LBS+1CB,13.8KV,400A | RMU | ROH | DF241118002 | Close button indicator light | 531 | 480 | 51 | 6100K013 | NEW.FLR-1-1-K013_SEP | inventory | 2025-10-28 | DFE-LV |  | JD01-Jeddah Central Warehouse | 2025-09-30 | 2025-09-16 | 0
4500595083-[10] | 908321106 : SWGR,SMRT RMU OD,2LBS+1CB,13.8KV,400A | RMU | ROH | DF241118002 | Close button indicator light | 51 | 51 | 0 | 6100K013 | R61-J-1-K013_SEP | inventory | 2025-10-28 | DFE-LV |  | JD01-Jeddah Central Warehouse | 2025-09-30 | 2025-09-16 | 0
4500595083-[10] | 908321106 : SWGR,SMRT RMU OD,2LBS+1CB,13.8KV,400A | RMU | ROH | DF241126027 | Cold pressed terminal O-shaped RV1.25-4 (RED) | 6970 | 6970 | 0 | 6100K013 | PLT2-1-1-K013_SEP | inventory | 2025-10-28 | DFE-LV |  | JD01-Jeddah Central Warehouse | 2025-09-30 | 2025-09-16 | 0
4500595083-[10] | 908321106 : SWGR,SMRT RMU OD,2LBS+1CB,13.8KV,400A | RMU | ROH | DF240612124 | Cold pressed terminal U-shaped SV1.25-4 (RED) | 55760 | 55760 | 0 | 6100K013 | 1-1-1-1 | inventory | 2025-10-28 | DFE-LV |  | JD01-Jeddah Central Warehouse | 2025-09-30 | 2025-09-16 | 0
4500595083-[10] | 908321106 : SWGR,SMRT RMU OD,2LBS+1CB,13.8KV,400A | RMU | ROH | DF240612127 | Cold pressed terminal plug-in type FRD1.25-156 (RED) | 1394 | 1394 | 0 | 6100K013 | PLT2-1-1-K013_SEP | inventory | 2025-10-28 | DFE-LV |  | JD01-Jeddah Central Warehouse | 2025-09-30 | 2025-09-16 | 0
4500595083-[10] | 908321106 : SWGR,SMRT RMU OD,2LBS+1CB,13.8KV,400A | RMU | ROH | DF240612128 | Cold pressed terminal plug-in type MPD1.25-156 (RED) | 1394 | 1394 | 0 | 6100K013 | BOX12-1-1-K013_SEP | inventory | 2025-10-28 | DFE-LV |  | JD01-Jeddah Central Warehouse | 2025-09-30 | 2025-09-16 | 0
4500595083-[10] | 908321106 : SWGR,SMRT RMU OD,2LBS+1CB,13.8KV,400A | RMU | ROH | DF240612126 | Cold pressed terminal strip type DBV1.25-10 (RED) | 26486 | 24200 | 2286 | 6100K013 | PLT2-1-1-K013_SEP | inventory | 2025-10-28 | DFE-LV |  | JD01-Jeddah Central Warehouse | 2025-09-30 | 2025-09-16 | 0
4500595083-[10] | 908321106 : SWGR,SMRT RMU OD,2LBS+1CB,13.8KV,400A | RMU | ROH | DF240612126 | Cold pressed terminal strip type DBV1.25-10 (RED) | 2286 | 2286 | 0 | 6100K013 | 1-1-1-1 | inventory | 2025-10-28 | DFE-LV |  | JD01-Jeddah Central Warehouse | 2025-09-30 | 2025-09-16 | 0
4500595083-[10] | 908321106 : SWGR,SMRT RMU OD,2LBS+1CB,13.8KV,400A | RMU | ROH | 8DF.0815.0157 | Common Enclosure Roof Bar | 1071 | 420 | 651 | 6100K013 | BOX42-1-1-K013_SEP | inventory | 2025-10-28 | DFE-Gas Tank |  | JD01-Jeddah Central Warehouse | 2025-09-30 | 2025-09-16 | 0
4500595083-[10] | 908321106 : SWGR,SMRT RMU OD,2LBS+1CB,13.8KV,400A | RMU | ROH | 8DF.0815.0157 | Common Enclosure Roof Bar | 651 | 111 | 540 | 6100K013 | BOX92-1-1-K013_SEP | inventory | 2025-10-28 | DFE-Gas Tank |  | JD01-Jeddah Central Warehouse | 2025-09-30 | 2025-09-16 | 0
4500595083-[10] | 908321106 : SWGR,SMRT RMU OD,2LBS+1CB,13.8KV,400A | RMU | ROH | 8DF.0815.0157 | Common Enclosure Roof Bar | 540 | 99 | 441 | 6100K013 | 1-1-1-1 | inventory | 2025-10-28 | DFE-Gas Tank |  | JD01-Jeddah Central Warehouse | 2025-09-30 | 2025-09-16 | 0
4500595083-[10] | 908321106 : SWGR,SMRT RMU OD,2LBS+1CB,13.8KV,400A | RMU | ROH | 8DF.0815.0157 | Common Enclosure Roof Bar | 441 | 40 | 401 | 6100KDP02 | BOX6-1-1-K013_SEP | inventory | 2025-10-28 | DFE-Gas Tank |  | JD01-Jeddah Central Warehouse | 2025-09-30 | 2025-09-16 | 0
4500595083-[10] | 908321106 : SWGR,SMRT RMU OD,2LBS+1CB,13.8KV,400A | RMU | ROH | 8DF.0815.0157 | Common Enclosure Roof Bar | 401 | 401 | 0 | 6100KDP02 | BOX42-1-1-K013_SEP | consumption | 2025-10-13 | DFE-Gas Tank |  | JD01-Jeddah Central Warehouse | 2025-09-30 | 2025-09-16 | 0 | [5 empty] | Project Transfer | 8080603
4500595083-[10] | 908321106 : SWGR,SMRT RMU OD,2LBS+1CB,13.8KV,400A | RMU | ROH | 208004917 | Router (IR302) | 697 | 320 | 377 | free_stock | INC-1-1-K11B_SEP | inventory | 2025-10-28 | DFE-LV |  | JD01-Jeddah Central Warehouse | 2025-09-30 | 2025-09-16 | 0
4500595083-[10] | 908321106 : SWGR,SMRT RMU OD,2LBS+1CB,13.8KV,400A | RMU | ROH | 208004917 | Router (IR302) | 377 | 318 | 59 | free_stock | PLT-1-1-K017_SEP | inventory | 2025-10-28 | DFE-LV |  | JD01-Jeddah Central Warehouse | 2025-09-30 | 2025-09-16 | 0
4500595083-[10] | 908321106 : SWGR,SMRT RMU OD,2LBS+1CB,13.8KV,400A | RMU | ROH | 208004917 | Router (IR302) | 59 | 59 | 0 | 6100K007 | 1-1-1-1 | inventory | 2025-10-28 | DFE-LV |  | JD01-Jeddah Central Warehouse | 2025-09-30 | 2025-09-16 | 0
4500595083-[10] | 908321106 : SWGR,SMRT RMU OD,2LBS+1CB,13.8KV,400A | RMU | ROH | 8DF.0818.1292 | Copper sets | 1394 | 1394 | 0 | 6100K013 | 1-1-1-1 | inventory | 2025-10-28 | SEP |  | JD01-Jeddah Central Warehouse | 2025-09-30 | 2025-09-16 | 0
4500595083-[10] | 908321106 : SWGR,SMRT RMU OD,2LBS+1CB,13.8KV,400A | RMU | ROH | DF240424010 | Cross groove pan head combination screw M4*10 | 2142 | 542 | 1600 | 6100K013 | BOX92-1-1-K013_SEP | consumption | 2025-10-23 | DFE-Gas Tank |  | JD01-Jeddah Central Warehouse | 2025-09-30 | 2025-09-16 | 0 | [5 empty] | Work in Process Pick | 8281198
4500595083-[10] | 908321106 : SWGR,SMRT RMU OD,2LBS+1CB,13.8KV,400A | RMU | ROH | DF240424010 | Cross groove pan head combination screw M4*10 | 1600 | 1600 | 0 | 6100KDP02 | PO-SEP-6034-[44] | GR_in_process | 2025-11-30 | DFE-Gas Tank |  | JD01-Jeddah Central Warehouse | 2025-09-30 | 2025-09-16 | 0 | Dongfang Electronics International Engineering Co. Ltd | 6100KDP02 // 2L1T SRMU Gas Tank Loose Material from DFE | 2400 | 01-09-2025 | 01-09-2025 |  |  | PO-SEP-6034/DF250831-400-SEP
4500595083-[10] | 908321106 : SWGR,SMRT RMU OD,2LBS+1CB,13.8KV,400A | RMU | ROH | DF240424010 | Cross groove pan head combination screw M4*10 | 2788 | 800 | 1988 | 6100KDP02 | PO-SEP-6034-[44] | GR_in_process | 2025-11-30 | SEP |  | JD01-Jeddah Central Warehouse | 2025-09-30 | 2025-09-16 | 0 | Dongfang Electronics International Engineering Co. Ltd | 6100KDP02 // 2L1T SRMU Gas Tank Loose Material from DFE | 2400 | 01-09-2025 | 01-09-2025 |  |  | PO-SEP-6034/DF250831-400-SEP
4500595083-[10] | 908321106 : SWGR,SMRT RMU OD,2LBS+1CB,13.8KV,400A | RMU | ROH | DF240603008 | Cross recessed pan head screw M6*20 | 20910 | 4250 | 16660 | 6100K013 | R55-I-1-K013_SEP | inventory | 2025-10-28 | SEP |  | JD01-Jeddah Central Warehouse | 2025-09-30 | 2025-09-16 | 0
4500595083-[10] | 908321106 : SWGR,SMRT RMU OD,2LBS+1CB,13.8KV,400A | RMU | ROH | DF240603008 | Cross recessed pan head screw M6*20 | 16660 | 2600 | 14060 | 6100K013 | 1-1-1-1 | consumption | 2025-10-16 | SEP |  | JD01-Jeddah Central Warehouse | 2025-09-30 | 2025-09-16 | 0 | [5 empty] | Work in Process Pick | 8149535
4500595083-[10] | 908321106 : SWGR,SMRT RMU OD,2LBS+1CB,13.8KV,400A | RMU | ROH | DF240603008 | Cross recessed pan head screw M6*20 | 14060 | 7200 | 6860 | 6100K013 | 1-1-1-1 | consumption | 2025-09-18 | SEP |  | JD01-Jeddah Central Warehouse | 2025-09-30 | 2025-09-16 | 0 | [5 empty] | Work in Process Material Issue | 7419892
4500595083-[10] | 908321106 : SWGR,SMRT RMU OD,2LBS+1CB,13.8KV,400A | RMU | ROH | DF240603008 | Cross recessed pan head screw M6*20 | 6860 | 6860 | 0 | 6100K013 | 1-1-1-1 | consumption | 2025-09-18 | SEP |  | JD01-Jeddah Central Warehouse | 2025-09-30 | 2025-09-16 | 0 | [5 empty] | Work in Process Material Issue | 7408945
4500595083-[10] | 908321106 : SWGR,SMRT RMU OD,2LBS+1CB,13.8KV,400A | RMU | ROH | DF240907004 | Cross recessed pan head screws M3*12 | 4000 | 4000 | 0 | 6100K013 | 1-1-1-1 | inventory | 2025-10-28 | Outer Enclosure |  | JD01-Jeddah Central Warehouse | 2025-09-30 | 2025-09-16 | 0
4500595083-[10] | 908321106 : SWGR,SMRT RMU OD,2LBS+1CB,13.8KV,400A | RMU | ROH | DF240510002 | Cross recessed pan head screw M4 * 12 | 5576 | 2240 | 3336 | 6100K013 | 1-1-1-1 | consumption | 2025-10-16 | DFE-LV |  | JD01-Jeddah Central Warehouse | 2025-09-30 | 2025-09-16 | 0 | [5 empty] | Work in Process Pick | 8149487
4500595083-[10] | 908321106 : SWGR,SMRT RMU OD,2LBS+1CB,13.8KV,400A | RMU | ROH | DF240510002 | Cross recessed pan head screw M4 * 12 | 3336 | 3336 | 0 | 6100K013 | 1-1-1-1 | consumption | 2025-09-18 | DFE-LV |  | JD01-Jeddah Central Warehouse | 2025-09-30 | 2025-09-16 | 0 | [5 empty] | Work in Process Material Issue | 7402220
4500595083-[10] | 908321106 : SWGR,SMRT RMU OD,2LBS+1CB,13.8KV,400A | RMU | ROH | DF240510002 | Cross recessed pan head screw M4 * 12 | 5576 | 3360 | 2216 | 6100K013 | 1-1-1-1 | consumption | 2025-09-18 | SEP |  | JD01-Jeddah Central Warehouse | 2025-09-30 | 2025-09-16 | 0 | [5 empty] | Work in Process Material Issue | 7399308
4500595083-[10] | 908321106 : SWGR,SMRT RMU OD,2LBS+1CB,13.8KV,400A | RMU | ROH | DF240510002 | Cross recessed pan head screw M4 * 12 | 2216 | 2216 | 0 | 6100K013 | 1-1-1-1 | consumption | 2025-09-18 | SEP |  | JD01-Jeddah Central Warehouse | 2025-09-30 | 2025-09-16 | 0 | [5 empty] | Work in Process Material Issue | 7402220
4500595083-[10] | 908321106 : SWGR,SMRT RMU OD,2LBS+1CB,13.8KV,400A | RMU | ROH | DF240510004 | Cross recessed pan head screw M4*16 | 4182 | 3050 | 1132 | 6100K013 | 1-1-1-1 | consumption | 2025-11-09 | DFE-LV |  | JD01-Jeddah Central Warehouse | 2025-09-30 | 2025-09-16 | 0 | [5 empty] | Work in Process Material Issue | 7227571
4500595083-[10] | 908321106 : SWGR,SMRT RMU OD,2LBS+1CB,13.8KV,400A | RMU | ROH | DF240510004 | Cross recessed pan head screw M4*16 | 1132 | 591 | 541 | 6100K013 | 1-1-1-1 | consumption | 2025-10-16 | DFE-LV |  | JD01-Jeddah Central Warehouse | 2025-09-30 | 2025-09-16 | 0 | [5 empty] | Work in Process Pick | 8149490
4500595083-[10] | 908321106 : SWGR,SMRT RMU OD,2LBS+1CB,13.8KV,400A | RMU | ROH | DF240510004 | Cross recessed pan head screw M4*16 | 541 | 541 | 0 | 6100K013 | 1-1-1-1 | consumption | 2025-09-18 | DFE-LV |  | JD01-Jeddah Central Warehouse | 2025-09-30 | 2025-09-16 | 0 | [5 empty] | Work in Process Material Issue | 7399309
4500595083-[10] | 908321106 : SWGR,SMRT RMU OD,2LBS+1CB,13.8KV,400A | RMU | ROH | DF240510005 | Cross recessed pan head screw M4*30 | 2788 | 1200 | 1588 | 6100K013 | 1-1-1-1 | consumption | 2025-11-09 | DFE-LV |  | JD01-Jeddah Central Warehouse | 2025-09-30 | 2025-09-16 | 0 | [5 empty] | Work in Process Material Issue | 7226778
4500595083-[10] | 908321106 : SWGR,SMRT RMU OD,2LBS+1CB,13.8KV,400A | RMU | ROH | DF240510005 | Cross recessed pan head screw M4*30 | 1588 | 1040 | 548 | 6100K013 | 1-1-1-1 | consumption | 2025-10-16 | DFE-LV |  | JD01-Jeddah Central Warehouse | 2025-09-30 | 2025-09-16 | 0 | [5 empty] | Work in Process Pick | 8149493
4500595083-[10] | 908321106 : SWGR,SMRT RMU OD,2LBS+1CB,13.8KV,400A | RMU | ROH | DF240510005 | Cross recessed pan head screw M4*30 | 548 | 548 | 0 | 6100K013 | 1-1-1-1 | consumption | 2025-09-18 | DFE-LV |  | JD01-Jeddah Central Warehouse | 2025-09-30 | 2025-09-16 | 0 | [5 empty] | Work in Process Material Issue | 7402221
4500595083-[10] | 908321106 : SWGR,SMRT RMU OD,2LBS+1CB,13.8KV,400A | RMU | ROH | DF240103074 | M4*12 Cross recessed pan head triangular tooth self-tapping self-drilling screw galvanized | 2000 | 1636 | 364 | free_stock | R52-A-1-MVBM_SEP | inventory | 2025-10-28 | Outer Enclosure |  | JD01-Jeddah Central Warehouse | 2025-09-30 | 2025-09-16 | 0
4500595083-[10] | 908321106 : SWGR,SMRT RMU OD,2LBS+1CB,13.8KV,400A | RMU | ROH | DF240103074 | M4*12 Cross recessed pan head triangular tooth self-tapping self-drilling screw galvanized | 364 | 364 | 0 | 6100K013 | 1-1-1-1 | inventory | 2025-10-28 | Outer Enclosure |  | JD01-Jeddah Central Warehouse | 2025-09-30 | 2025-09-16 | 0
4500595083-[10] | 908321106 : SWGR,SMRT RMU OD,2LBS+1CB,13.8KV,400A | RMU | ROH | DF240510001 | Cross recessed self-tapping locking screw M4*12 | 19516 | 8020 | 11496 | 6100K013 | PLT1-1-1-K013_SEP | inventory | 2025-10-28 | DFE-LV |  | JD01-Jeddah Central Warehouse | 2025-09-30 | 2025-09-16 | 0
4500595083-[10] | 908321106 : SWGR,SMRT RMU OD,2LBS+1CB,13.8KV,400A | RMU | ROH | DF240510001 | Cross recessed self-tapping locking screw M4*12 | 11496 | 2810 | 8686 | 6100K013 | BOX5-1-1-K013_SEP | inventory | 2025-10-28 | DFE-LV |  | JD01-Jeddah Central Warehouse | 2025-09-30 | 2025-09-16 | 0
4500595083-[10] | 908321106 : SWGR,SMRT RMU OD,2LBS+1CB,13.8KV,400A | RMU | ROH | DF240510001 | Cross recessed self-tapping locking screw M4*12 | 8686 | 1140 | 7546 | 6100KDP02 | BOX1-1-1-K013_SEP | inventory | 2025-10-28 | DFE-LV |  | JD01-Jeddah Central Warehouse | 2025-09-30 | 2025-09-16 | 0
4500595083-[10] | 908321106 : SWGR,SMRT RMU OD,2LBS+1CB,13.8KV,400A | RMU | ROH | DF240510001 | Cross recessed self-tapping locking screw M4*12 | 7546 | 7546 | 0 | 6100K013 | 1-1-1-1 | consumption | 2025-11-09 | DFE-LV |  | JD01-Jeddah Central Warehouse | 2025-09-30 | 2025-09-16 | 0 | [5 empty] | Work in Process Material Issue | 7226777
4500595083-[10] | 908321106 : SWGR,SMRT RMU OD,2LBS+1CB,13.8KV,400A | RMU | ROH | DF240603047 | M5 * 12 cross groove pan head triangular self tapping screw | 4000 | 4000 | 0 | 6100K013 | R41-A-1-K013_SEP | inventory | 2025-10-28 | Outer Enclosure |  | JD01-Jeddah Central Warehouse | 2025-09-30 | 2025-09-16 | 0
4500595083-[10] | 908321106 : SWGR,SMRT RMU OD,2LBS+1CB,13.8KV,400A | RMU | ROH | DF240603047 | Cross recessed self-tapping screw M5*12 | 27183 | 3914 | 23269 | 6100K013 | 1-1-1-1 | inventory | 2025-10-28 | SEP |  | JD01-Jeddah Central Warehouse | 2025-09-30 | 2025-09-16 | 0
4500595083-[10] | 908321106 : SWGR,SMRT RMU OD,2LBS+1CB,13.8KV,400A | RMU | ROH | DF240603047 | Cross recessed self-tapping screw M5*12 | 23269 | 322 | 22947 | 6100K013 | R41-A-1-K013_SEP | inventory | 2025-10-28 | SEP |  | JD01-Jeddah Central Warehouse | 2025-09-30 | 2025-09-16 | 0
4500595083-[10] | 908321106 : SWGR,SMRT RMU OD,2LBS+1CB,13.8KV,400A | RMU | ROH | DF240603047 | Cross recessed self-tapping screw M5*12 | 22947 | 10140 | 12807 | 6100K013 | 1-1-1-1 | consumption | 2025-10-16 | SEP |  | JD01-Jeddah Central Warehouse | 2025-09-30 | 2025-09-16 | 0 | [5 empty] | Work in Process Pick | 8151104
4500595083-[10] | 908321106 : SWGR,SMRT RMU OD,2LBS+1CB,13.8KV,400A | RMU | ROH | DF240603047 | Cross recessed self-tapping screw M5*12 | 12807 | 1328 | 11479 | 6100K013 | 1-1-1-1 | consumption | 2025-09-17 | SEP |  | JD01-Jeddah Central Warehouse | 2025-09-30 | 2025-09-16 | 0 | [5 empty] | Work in Process Material Issue | 7370417
4500595083-[10] | 908321106 : SWGR,SMRT RMU OD,2LBS+1CB,13.8KV,400A | RMU | ROH | DF240603047 | Cross recessed self-tapping screw M5*12 | 11479 | 11479 | 0 | 6100K013 | 1-1-1-1 | consumption | 2025-09-18 | SEP |  | JD01-Jeddah Central Warehouse | 2025-09-30 | 2025-09-16 | 0 | [5 empty] | Work in Process Material Issue | 7406378
4500595083-[10] | 908321106 : SWGR,SMRT RMU OD,2LBS+1CB,13.8KV,400A | RMU | ROH | DF240324001 | DF1725IED FRTU FOR Smart RMU（2L1T 3Way） with 32DI+8CO+9ECT+3EVT | 303 | 21 | 282 | 6100K013 | 1-1-1-1 | consumption | 2025-09-17 | RTU |  | JD01-Jeddah Central Warehouse | 2025-09-30 | 2025-09-16 | 0 | [5 empty] | Work in Process Material Issue | 7370457
4500595083-[10] | 908321106 : SWGR,SMRT RMU OD,2LBS+1CB,13.8KV,400A | RMU | ROH | DF240324001 | DF1725IED FRTU FOR Smart RMU（2L1T 3Way） with 32DI+8CO+9ECT+3EVT | 282 | 240 | 42 | 6100K013 | 1-1-1-1 | consumption | 2025-09-18 | RTU |  | JD01-Jeddah Central Warehouse | 2025-09-30 | 2025-09-16 | 0 | [5 empty] | Work in Process Material Issue | 7402144
4500595083-[10] | 908321106 : SWGR,SMRT RMU OD,2LBS+1CB,13.8KV,400A | RMU | ROH | DF240510027 | Rail | 871.25 | 869 | 2.25 | 6100K013 | BOX5-1-1-K013_SEP | inventory | 2025-10-28 | DFE-LV |  | JD01-Jeddah Central Warehouse | 2025-09-30 | 2025-09-16 | 0
4500595083-[10] | 908321106 : SWGR,SMRT RMU OD,2LBS+1CB,13.8KV,400A | RMU | ROH | DF240510027 | Rail | 2.25 | 2.25 | 0 | 6100K013 | PLT7-1-1-K013_SEP | inventory | 2025-10-28 | DFE-LV |  | JD01-Jeddah Central Warehouse | 2025-09-30 | 2025-09-16 | 0
4500595083-[10] | 908321106 : SWGR,SMRT RMU OD,2LBS+1CB,13.8KV,400A | RMU | ROH | DF241118001 | Data acquisition module (LP-204) | 697 | 697 | 0 | 6100K013 | 1-1-1-1 | inventory | 2025-10-28 | DFE-LV |  | JD01-Jeddah Central Warehouse | 2025-09-30 | 2025-09-16 | 0
4500595083-[10] | 908321106 : SWGR,SMRT RMU OD,2LBS+1CB,13.8KV,400A | RMU | ROH | DF240424026 | Desiccant | 357 | 105 | 252 | 6100K013 | BOX42-1-1-K013_SEP | inventory | 2025-10-28 | DFE-Gas Tank |  | JD01-Jeddah Central Warehouse | 2025-09-30 | 2025-09-16 | 0
4500595083-[10] | 908321106 : SWGR,SMRT RMU OD,2LBS+1CB,13.8KV,400A | RMU | ROH | DF240424026 | Desiccant | 252 | 37 | 215 | 6100K013 | BOX92-1-1-K013_SEP | inventory | 2025-10-28 | DFE-Gas Tank |  | JD01-Jeddah Central Warehouse | 2025-09-30 | 2025-09-16 | 0
4500595083-[10] | 908321106 : SWGR,SMRT RMU OD,2LBS+1CB,13.8KV,400A | RMU | ROH | DF240424026 | Desiccant | 215 | 33 | 182 | 6100K013 | 1-1-1-1 | inventory | 2025-10-28 | DFE-Gas Tank |  | JD01-Jeddah Central Warehouse | 2025-09-30 | 2025-09-16 | 0
4500595083-[10] | 908321106 : SWGR,SMRT RMU OD,2LBS+1CB,13.8KV,400A | RMU | ROH | DF240424026 | Desiccant | 182 | 10 | 172 | 6100KDP02 | BOX6-1-1-K013_SEP | inventory | 2025-10-28 | DFE-Gas Tank |  | JD01-Jeddah Central Warehouse | 2025-09-30 | 2025-09-16 | 0
4500595083-[10] | 908321106 : SWGR,SMRT RMU OD,2LBS+1CB,13.8KV,400A | RMU | ROH | DF240424026 | Desiccant | 172 | 105 | 67 | 6100KDP02 | BOX42-1-1-K013_SEP | consumption | 2025-10-13 | DFE-Gas Tank |  | JD01-Jeddah Central Warehouse | 2025-09-30 | 2025-09-16 | 0 | [5 empty] | Project Transfer | 8080579
4500595083-[10] | 908321106 : SWGR,SMRT RMU OD,2LBS+1CB,13.8KV,400A | RMU | ROH | DF240424026 | Desiccant | 67 | 67 | 0 | 6100K013 | 1-1-1-1 | consumption | 2025-09-21 | DFE-Gas Tank |  | JD01-Jeddah Central Warehouse | 2025-09-30 | 2025-09-16 | 0 | [5 empty] | Work in Process Material Issue | 7452516
4500595083-[10] | 908321106 : SWGR,SMRT RMU OD,2LBS+1CB,13.8KV,400A | RMU | ROH | DF209001750 | Dixation Hook Q235A | 1000 | 272 | 728 | 6100K013 | 1-1-1-1 | inventory | 2025-10-28 | Outer Enclosure |  | JD01-Jeddah Central Warehouse | 2025-09-30 | 2025-09-16 | 0
4500595083-[10] | 908321106 : SWGR,SMRT RMU OD,2LBS+1CB,13.8KV,400A | RMU | ROH | DF209001750 | Dixation Hook Q235A | 728 | 222 | 506 | free_stock | 1-1-1-1 | inventory | 2025-10-28 | Outer Enclosure |  | JD01-Jeddah Central Warehouse | 2025-09-30 | 2025-09-16 | 0
4500595083-[10] | 908321106 : SWGR,SMRT RMU OD,2LBS+1CB,13.8KV,400A | RMU | ROH | DF209001750 | Dixation Hook Q235A | 506 | 63 | 443 | free_stock | R51-I-1-K003_SEP | inventory | 2025-10-28 | Outer Enclosure |  | JD01-Jeddah Central Warehouse | 2025-09-30 | 2025-09-16 | 0
4500595083-[10] | 908321106 : SWGR,SMRT RMU OD,2LBS+1CB,13.8KV,400A | RMU | ROH | DF209001750 | Dixation Hook Q235A | 443 | 42 | 401 | 6100K015 | R54-A-1-K015_SEP | inventory | 2025-10-28 | Outer Enclosure |  | JD01-Jeddah Central Warehouse | 2025-09-30 | 2025-09-16 | 0
4500595083-[10] | 908321106 : SWGR,SMRT RMU OD,2LBS+1CB,13.8KV,400A | RMU | ROH | DF209001750 | Dixation Hook Q235A | 401 | 332 | 69 | 6100K013 | 1-1-1-1 | consumption | 2025-09-17 | Outer Enclosure |  | JD01-Jeddah Central Warehouse | 2025-09-30 | 2025-09-16 | 0 | [5 empty] | Work in Process Material Issue | 7370454
4500595083-[10] | 908321106 : SWGR,SMRT RMU OD,2LBS+1CB,13.8KV,400A | RMU | ROH | DF209001750 | Dixation Hook Q235A | 69 | 69 | 0 | 6100K013 | 1-1-1-1 | consumption | 2025-09-21 | Outer Enclosure |  | JD01-Jeddah Central Warehouse | 2025-09-30 | 2025-09-16 | 0 | [5 empty] | Work in Process Material Issue | 7485826
4500595083-[10] | 908321106 : SWGR,SMRT RMU OD,2LBS+1CB,13.8KV,400A | RMU | ROH | DF205041101 | Door Bolt 5 Inches Stainless steel | 2000 | 674 | 1326 | 6100K013 | 1-1-1-1 | inventory | 2025-10-28 | Outer Enclosure |  | JD01-Jeddah Central Warehouse | 2025-09-30 | 2025-09-16 | 0
4500595083-[10] | 908321106 : SWGR,SMRT RMU OD,2LBS+1CB,13.8KV,400A | RMU | ROH | DF205041101 | Door Bolt 5 Inches Stainless steel | 1326 | 295 | 1031 | free_stock | R51-A-1-MVBM_SEP | inventory | 2025-10-28 | Outer Enclosure |  | JD01-Jeddah Central Warehouse | 2025-09-30 | 2025-09-16 | 0
4500595083-[10] | 908321106 : SWGR,SMRT RMU OD,2LBS+1CB,13.8KV,400A | RMU | ROH | DF205041101 | Door Bolt 5 Inches Stainless steel | 1031 | 110 | 921 | free_stock | 1-1-1-1 | inventory | 2025-10-28 | Outer Enclosure |  | JD01-Jeddah Central Warehouse | 2025-09-30 | 2025-09-16 | 0
4500595083-[10] | 908321106 : SWGR,SMRT RMU OD,2LBS+1CB,13.8KV,400A | RMU | ROH | DF205041101 | Door Bolt 5 Inches Stainless steel | 921 | 84 | 837 | 6100K015 | R54-I-1-K015_SEP | inventory | 2025-10-28 | Outer Enclosure |  | JD01-Jeddah Central Warehouse | 2025-09-30 | 2025-09-16 | 0
4500595083-[10] | 908321106 : SWGR,SMRT RMU OD,2LBS+1CB,13.8KV,400A | RMU | ROH | DF205041101 | Door Bolt 5 Inches Stainless steel | 837 | 664 | 173 | 6100K013 | 1-1-1-1 | consumption | 2025-09-17 | Outer Enclosure |  | JD01-Jeddah Central Warehouse | 2025-09-30 | 2025-09-16 | 0 | [5 empty] | Work in Process Material Issue | 7370444
4500595083-[10] | 908321106 : SWGR,SMRT RMU OD,2LBS+1CB,13.8KV,400A | RMU | ROH | DF205041101 | Door Bolt 5 Inches Stainless steel | 173 | 173 | 0 | 6100K013 | 1-1-1-1 | consumption | 2025-09-21 | Outer Enclosure |  | JD01-Jeddah Central Warehouse | 2025-09-30 | 2025-09-16 | 0 | [5 empty] | Work in Process Material Issue | 7485817
4500595083-[10] | 908321106 : SWGR,SMRT RMU OD,2LBS+1CB,13.8KV,400A | RMU | ROH | DF240603035 | Door lock (MS310 Hengzhu) | 1394 | 405 | 989 | 6100K013 | 1-1-1-1 | consumption | 2025-10-16 | DFE-Consumables |  | JD01-Jeddah Central Warehouse | 2025-09-30 | 2025-09-16 | 0 | [5 empty] | Work in Process Pick | 8149601
4500595083-[10] | 908321106 : SWGR,SMRT RMU OD,2LBS+1CB,13.8KV,400A | RMU | ROH | DF240603035 | Door lock (MS310 Hengzhu) | 989 | 480 | 509 | 6100K013 | 1-1-1-1 | consumption | 2025-09-18 | DFE-Consumables |  | JD01-Jeddah Central Warehouse | 2025-09-30 | 2025-09-16 | 0 | [5 empty] | Work in Process Material Issue | 7408967
4500595083-[10] | 908321106 : SWGR,SMRT RMU OD,2LBS+1CB,13.8KV,400A | RMU | ROH | DF240603035 | Door lock (MS310 Hengzhu) | 509 | 480 | 29 | 6100K013 | 1-1-1-1 | consumption | 2025-09-18 | DFE-Consumables |  | JD01-Jeddah Central Warehouse | 2025-09-30 | 2025-09-16 | 0 | [5 empty] | Work in Process Material Issue | 7419917
4500595083-[10] | 908321106 : SWGR,SMRT RMU OD,2LBS+1CB,13.8KV,400A | RMU | ROH | DF240603035 | Door lock (MS310 Hengzhu) | 29 | 29 | 0 | 6100K013 | 1-1-1-1 | consumption | 2025-09-21 | DFE-Consumables |  | JD01-Jeddah Central Warehouse | 2025-09-30 | 2025-09-16 | 0 | [5 empty] | Work in Process Material Issue | 7476720
4500595083-[10] | 908321106 : SWGR,SMRT RMU OD,2LBS+1CB,13.8KV,400A | RMU | ROH | 8DF.0818.1293 | Door stop guide sleeve | 1394 | 1218 | 176 | 6100K013 | 1-1-1-1 | inventory | 2025-10-28 | SEP |  | JD01-Jeddah Central Warehouse | 2025-09-30 | 2025-09-16 | 0
4500595083-[10] | 908321106 : SWGR,SMRT RMU OD,2LBS+1CB,13.8KV,400A | RMU | ROH | 8DF.0818.1293 | Door stop guide sleeve | 176 | 176 | 0 | 6100K013 | R61-A-1-K013_SEP | inventory | 2025-10-28 | SEP |  | JD01-Jeddah Central Warehouse | 2025-09-30 | 2025-09-16 | 0
4500595083-[10] | 908321106 : SWGR,SMRT RMU OD,2LBS+1CB,13.8KV,400A | RMU | ROH | DF240612114 | Double line nasal canal type HTE1510(BLUE) | 697 | 697 | 0 | 6100K013 | BOX12-1-1-K013_SEP | inventory | 2025-10-28 | DFE-LV |  | JD01-Jeddah Central Warehouse | 2025-09-30 | 2025-09-16 | 0
4500595083-[10] | 908321106 : SWGR,SMRT RMU OD,2LBS+1CB,13.8KV,400A | RMU | ROH | DF240424025 | Dust-free Paper | 7140 | 2100 | 5040 | 6100K013 | BOX42-1-1-K013_SEP | inventory | 2025-10-28 | DFE-Gas Tank |  | JD01-Jeddah Central Warehouse | 2025-09-30 | 2025-09-16 | 0
4500595083-[10] | 908321106 : SWGR,SMRT RMU OD,2LBS+1CB,13.8KV,400A | RMU | ROH | DF240424025 | Dust-free Paper | 5040 | 880 | 4160 | 6100K013 | BOX92-1-1-K013_SEP | inventory | 2025-10-28 | DFE-Gas Tank |  | JD01-Jeddah Central Warehouse | 2025-09-30 | 2025-09-16 | 0
4500595083-[10] | 908321106 : SWGR,SMRT RMU OD,2LBS+1CB,13.8KV,400A | RMU | ROH | DF240424025 | Dust-free Paper | 4160 | 520 | 3640 | 6100K013 | 1-1-1-1 | inventory | 2025-10-28 | DFE-Gas Tank |  | JD01-Jeddah Central Warehouse | 2025-09-30 | 2025-09-16 | 0
4500595083-[10] | 908321106 : SWGR,SMRT RMU OD,2LBS+1CB,13.8KV,400A | RMU | ROH | DF240424025 | Dust-free Paper | 3640 | 200 | 3440 | 6100KDP02 | BOX6-1-1-K013_SEP | inventory | 2025-10-28 | DFE-Gas Tank |  | JD01-Jeddah Central Warehouse | 2025-09-30 | 2025-09-16 | 0
4500595083-[10] | 908321106 : SWGR,SMRT RMU OD,2LBS+1CB,13.8KV,400A | RMU | ROH | DF240424025 | Dust-free Paper | 3440 | 2100 | 1340 | 6100KDP02 | BOX42-1-1-K013_SEP | consumption | 2025-10-13 | DFE-Gas Tank |  | JD01-Jeddah Central Warehouse | 2025-09-30 | 2025-09-16 | 0 | [5 empty] | Project Transfer | 8080345
4500595083-[10] | 908321106 : SWGR,SMRT RMU OD,2LBS+1CB,13.8KV,400A | RMU | ROH | DF240424025 | Dust-free Paper | 1340 | 1340 | 0 | 6100K013 | 1-1-1-1 | consumption | 2025-09-21 | DFE-Gas Tank |  | JD01-Jeddah Central Warehouse | 2025-09-30 | 2025-09-16 | 0 | [5 empty] | Work in Process Material Issue | 7452515
4500595083-[10] | 908321106 : SWGR,SMRT RMU OD,2LBS+1CB,13.8KV,400A | RMU | HALB | 5DF.0818.1001 | E5312 (SRMU) - 17.5kV (2L1T)/400-21 Complete RMU | 303 | 251 | 52 | 6100K013 | 1-1-1-1 | inventory | 2025-10-28 | SEP |  | JD01-Jeddah Central Warehouse | 2025-09-30 | 2025-09-16 | 0
4500595083-[10] | 908321106 : SWGR,SMRT RMU OD,2LBS+1CB,13.8KV,400A | RMU | HALB | 5DF.0818.1001 | E5312 (SRMU) - 17.5kV (2L1T)/400-21 Complete RMU | 52 | 52 | 0 | free_stock | 1-1-1-1 | inventory | 2025-10-28 | SEP |  | JD01-Jeddah Central Warehouse | 2025-09-30 | 2025-09-16 | 0
4500595083-[10] | 908321106 : SWGR,SMRT RMU OD,2LBS+1CB,13.8KV,400A | RMU | ROH | DF240510038 | ECT (400A/225mV) | 2091 | 557 | 1534 | 6100K013 | INC-1-1-K013_SEP | inventory | 2025-10-28 | SEP |  | JD01-Jeddah Central Warehouse | 2025-09-30 | 2025-09-16 | 0
4500595083-[10] | 908321106 : SWGR,SMRT RMU OD,2LBS+1CB,13.8KV,400A | RMU | ROH | DF240510038 | ECT (400A/225mV) | 1534 | 126 | 1408 | 6100K015 | 1-1-1-1 | inventory | 2025-10-28 | SEP |  | JD01-Jeddah Central Warehouse | 2025-09-30 | 2025-09-16 | 0
4500595083-[10] | 908321106 : SWGR,SMRT RMU OD,2LBS+1CB,13.8KV,400A | RMU | ROH | DF240510038 | ECT (400A/225mV) | 1408 | 720 | 688 | 6100K013 | 1-1-1-1 | consumption | 2025-09-15 | SEP |  | JD01-Jeddah Central Warehouse | 2025-09-30 | 2025-09-16 | 0 | [5 empty] | Work in Process Material Issue | 7323445
4500595083-[10] | 908321106 : SWGR,SMRT RMU OD,2LBS+1CB,13.8KV,400A | RMU | ROH | DF240510038 | ECT (400A/225mV) | 688 | 688 | 0 | 6100K013 | 1-1-1-1 | consumption | 2025-09-17 | SEP |  | JD01-Jeddah Central Warehouse | 2025-09-30 | 2025-09-16 | 0 | [5 empty] | Work in Process Material Issue | 7370410
4500595083-[10] | 908321106 : SWGR,SMRT RMU OD,2LBS+1CB,13.8KV,400A | RMU | ROH | DF240510040 | EVT (13800/√3/3.25/√3) | 2091 | 912 | 1179 | 6100K013 | 1-1-1-1 | inventory | 2025-10-28 | SEP |  | JD01-Jeddah Central Warehouse | 2025-09-30 | 2025-09-16 | 0
4500595083-[10] | 908321106 : SWGR,SMRT RMU OD,2LBS+1CB,13.8KV,400A | RMU | ROH | DF240510040 | EVT (13800/√3/3.25/√3) | 1179 | 126 | 1053 | 6100K015 | 1-1-1-1 | inventory | 2025-10-28 | SEP |  | JD01-Jeddah Central Warehouse | 2025-09-30 | 2025-09-16 | 0
4500595083-[10] | 908321106 : SWGR,SMRT RMU OD,2LBS+1CB,13.8KV,400A | RMU | ROH | DF240510040 | EVT (13800/√3/3.25/√3) | 1053 | 80 | 973 | 6100K013 | INC-1-1-K013_SEP | inventory | 2025-10-28 | SEP |  | JD01-Jeddah Central Warehouse | 2025-09-30 | 2025-09-16 | 0
4500595083-[10] | 908321106 : SWGR,SMRT RMU OD,2LBS+1CB,13.8KV,400A | RMU | ROH | DF240510040 | EVT (13800/√3/3.25/√3) | 973 | 720 | 253 | 6100K013 | 1-1-1-1 | consumption | 2025-09-15 | SEP |  | JD01-Jeddah Central Warehouse | 2025-09-30 | 2025-09-16 | 0 | [5 empty] | Work in Process Material Issue | 7323447
4500595083-[10] | 908321106 : SWGR,SMRT RMU OD,2LBS+1CB,13.8KV,400A | RMU | ROH | DF240510040 | EVT (13800/√3/3.25/√3) | 253 | 253 | 0 | 6100K013 | 1-1-1-1 | consumption | 2025-09-17 | SEP |  | JD01-Jeddah Central Warehouse | 2025-09-30 | 2025-09-16 | 0 | [5 empty] | Work in Process Material Issue | 7370412
4500595083-[10] | 908321106 : SWGR,SMRT RMU OD,2LBS+1CB,13.8KV,400A | RMU | ROH | DF240612004 | Wrapped mesh (black) φ25 | 3485 | 683 | 2802 | 6100K013 | R55-J-1-K013_SEP | inventory | 2025-10-28 | DFE-LV |  | JD01-Jeddah Central Warehouse | 2025-09-30 | 2025-09-16 | 0
4500595083-[10] | 908321106 : SWGR,SMRT RMU OD,2LBS+1CB,13.8KV,400A | RMU | ROH | DF240612004 | Wrapped mesh (black) φ25 | 2802 | 197 | 2605 | free_stock | 1-1-1-1 | inventory | 2025-10-28 | DFE-LV |  | JD01-Jeddah Central Warehouse | 2025-09-30 | 2025-09-16 | 0
4500595083-[10] | 908321106 : SWGR,SMRT RMU OD,2LBS+1CB,13.8KV,400A | RMU | ROH | DF240612004 | Wrapped mesh (black) φ25 | 2605 | 187 | 2418 | free_stock | NEW.FLR-1-1-K017_SEP | inventory | 2025-10-28 | DFE-LV |  | JD01-Jeddah Central Warehouse | 2025-09-30 | 2025-09-16 | 0
4500595083-[10] | 908321106 : SWGR,SMRT RMU OD,2LBS+1CB,13.8KV,400A | RMU | ROH | DF240612004 | Wrapped mesh (black) φ25 | 2418 | 139 | 2279 | 6100K006 | 1-1-1-1 | inventory | 2025-10-28 | DFE-LV |  | JD01-Jeddah Central Warehouse | 2025-09-30 | 2025-09-16 | 0
4500595083-[10] | 908321106 : SWGR,SMRT RMU OD,2LBS+1CB,13.8KV,400A | RMU | ROH | DF240612004 | Wrapped mesh (black) φ25 | 2279 | 120 | 2159 | 6100KDP02 | BOX1-1-1-K013_SEP | inventory | 2025-10-28 | DFE-LV |  | JD01-Jeddah Central Warehouse | 2025-09-30 | 2025-09-16 | 0
4500595083-[10] | 908321106 : SWGR,SMRT RMU OD,2LBS+1CB,13.8KV,400A | RMU | ROH | DF240612004 | Wrapped mesh (black) φ25 | 2159 | 8 | 2151 | 6100K012B | 1-1-1-1 | inventory | 2025-10-28 | DFE-LV |  | JD01-Jeddah Central Warehouse | 2025-09-30 | 2025-09-16 | 0
4500595083-[10] | 908321106 : SWGR,SMRT RMU OD,2LBS+1CB,13.8KV,400A | RMU | ROH | DF240612004 | Wrapped mesh (black) φ25 | 2151 | 94 | 2057 | 6100K012B | R55-J-1-K11A_SEP | consumption | 2025-10-13 | DFE-LV |  | JD01-Jeddah Central Warehouse | 2025-09-30 | 2025-09-16 | 0 | [5 empty] | Work in Process Pick | 8077399
4500595083-[10] | 908321106 : SWGR,SMRT RMU OD,2LBS+1CB,13.8KV,400A | RMU | ROH | DF240612004 | Wrapped mesh (black) φ25 | 2057 | 5 | 2052 | 6100K012B | 1-1-1-1 | consumption | 2025-10-13 | DFE-LV |  | JD01-Jeddah Central Warehouse | 2025-09-30 | 2025-09-16 | 0 | [5 empty] | Work in Process Pick | 8077405
4500595083-[10] | 908321106 : SWGR,SMRT RMU OD,2LBS+1CB,13.8KV,400A | RMU | ROH | DF240612004 | Wrapped mesh (black) φ25 | 2052 | 1 | 2051 | 6100K012B | R55-J-1-K017_SEP | consumption | 2025-10-13 | DFE-LV |  | JD01-Jeddah Central Warehouse | 2025-09-30 | 2025-09-16 | 0 | [5 empty] | Work in Process Pick | 8077402
4500595083-[10] | 908321106 : SWGR,SMRT RMU OD,2LBS+1CB,13.8KV,400A | RMU | ROH | DF240612004 | Wrapped mesh (black) φ25 | 2051 | 960 | 1091 | 6100K013 | 1-1-1-1 | consumption | 2025-09-15 | DFE-LV |  | JD01-Jeddah Central Warehouse | 2025-09-30 | 2025-09-16 | 0 | [5 empty] | Work in Process Material Issue | 7323466
4500595083-[10] | 908321106 : SWGR,SMRT RMU OD,2LBS+1CB,13.8KV,400A | RMU | ROH | DF240612004 | Wrapped mesh (black) φ25 | 1091 | 1091 | 0 | 6100K013 | 1-1-1-1 | consumption | 2025-09-18 | DFE-LV |  | JD01-Jeddah Central Warehouse | 2025-09-30 | 2025-09-16 | 0 | [5 empty] | Work in Process Material Issue | 7402113
4500595083-[10] | 908321106 : SWGR,SMRT RMU OD,2LBS+1CB,13.8KV,400A | RMU | ROH | DF240612005 | Wrapped mesh (black) φ30 | 487.9 | 487.9 | 0 | 6100K013 | 1-1-1-1 | inventory | 2025-10-28 | DFE-LV |  | JD01-Jeddah Central Warehouse | 2025-09-30 | 2025-09-16 | 0
4500595083-[10] | 908321106 : SWGR,SMRT RMU OD,2LBS+1CB,13.8KV,400A | RMU | ROH | DF240510006 | External hexagonal flange triangular thread self-tapping locking screw M6*12 | 19516 | 8934 | 10582 | 6100K013 | R41-H-1-K013_SEP | inventory | 2025-10-28 | DFE-LV |  | JD01-Jeddah Central Warehouse | 2025-09-30 | 2025-09-16 | 0
4500595083-[10] | 908321106 : SWGR,SMRT RMU OD,2LBS+1CB,13.8KV,400A | RMU | ROH | DF240510006 | External hexagonal flange triangular thread self-tapping locking screw M6*12 | 10582 | 4793 | 5789 | 6100K013 | R55-I-1-K013_SEP | inventory | 2025-10-28 | DFE-LV |  | JD01-Jeddah Central Warehouse | 2025-09-30 | 2025-09-16 | 0
4500595083-[10] | 908321106 : SWGR,SMRT RMU OD,2LBS+1CB,13.8KV,400A | RMU | ROH | DF240510006 | External hexagonal flange triangular thread self-tapping locking screw M6*12 | 5789 | 4606 | 1183 | 6100K013 | PLT1-1-1-K013_SEP | inventory | 2025-10-28 | DFE-LV |  | JD01-Jeddah Central Warehouse | 2025-09-30 | 2025-09-16 | 0
4500595083-[10] | 908321106 : SWGR,SMRT RMU OD,2LBS+1CB,13.8KV,400A | RMU | ROH | DF240510006 | External hexagonal flange triangular thread self-tapping locking screw M6*12 | 1183 | 1183 | 0 | 6100K013 | 1-1-1-1 | inventory | 2025-10-28 | DFE-LV |  | JD01-Jeddah Central Warehouse | 2025-09-30 | 2025-09-16 | 0
4500595083-[10] | 908321106 : SWGR,SMRT RMU OD,2LBS+1CB,13.8KV,400A | RMU | ROH | DF240510006 | External hexagonal flange triangular thread self-tapping locking screw M6*12 | 23001 | 1850 | 21151 | 6100K013 | R50-A-1-K013_SEP | inventory | 2025-10-28 | SEP |  | JD01-Jeddah Central Warehouse | 2025-09-30 | 2025-09-16 | 0
4500595083-[10] | 908321106 : SWGR,SMRT RMU OD,2LBS+1CB,13.8KV,400A | RMU | ROH | DF240510006 | External hexagonal flange triangular thread self-tapping locking screw M6*12 | 21151 | 1140 | 20011 | 6100KDP02 | BOX1-1-1-K013_SEP | inventory | 2025-10-28 | SEP |  | JD01-Jeddah Central Warehouse | 2025-09-30 | 2025-09-16 | 0
4500595083-[10] | 908321106 : SWGR,SMRT RMU OD,2LBS+1CB,13.8KV,400A | RMU | ROH | DF240510006 | External hexagonal flange triangular thread self-tapping locking screw M6*12 | 20011 | 894 | 19117 | 6100K013 | 1-1-1-1 | inventory | 2025-10-28 | SEP |  | JD01-Jeddah Central Warehouse | 2025-09-30 | 2025-09-16 | 0
4500595083-[10] | 908321106 : SWGR,SMRT RMU OD,2LBS+1CB,13.8KV,400A | RMU | ROH | DF240510006 | External hexagonal flange triangular thread self-tapping locking screw M6*12 | 19117 | 15120 | 3997 | 6100K013 | 1-1-1-1 | consumption | 2025-11-09 | SEP |  | JD01-Jeddah Central Warehouse | 2025-09-30 | 2025-09-16 | 0 | [5 empty] | Work in Process Material Issue | 7226769
4500595083-[10] | 908321106 : SWGR,SMRT RMU OD,2LBS+1CB,13.8KV,400A | RMU | ROH | DF240510006 | External hexagonal flange triangular thread self-tapping locking screw M6*12 | 3997 | 3997 | 0 | 6100K013 | 1-1-1-1 | consumption | 2025-10-16 | SEP |  | JD01-Jeddah Central Warehouse | 2025-09-30 | 2025-09-16 | 0 | [5 empty] | Work in Process Pick | 8149496
4500595083-[10] | 908321106 : SWGR,SMRT RMU OD,2LBS+1CB,13.8KV,400A | RMU | ROH | DF240510006 | External hexagonal flange triangular thread self-tapping locking screws M6*12 | 27000 | 11863 | 15137 | 6100K013 | 1-1-1-1 | consumption | 2025-10-16 | Outer Enclosure |  | JD01-Jeddah Central Warehouse | 2025-09-30 | 2025-09-16 | 0 | [5 empty] | Work in Process Pick | 8149496
4500595083-[10] | 908321106 : SWGR,SMRT RMU OD,2LBS+1CB,13.8KV,400A | RMU | ROH | DF240510006 | External hexagonal flange triangular thread self-tapping locking screws M6*12 | 15137 | 8964 | 6173 | 6100K013 | 1-1-1-1 | consumption | 2025-09-17 | Outer Enclosure |  | JD01-Jeddah Central Warehouse | 2025-09-30 | 2025-09-16 | 0 | [5 empty] | Work in Process Material Issue | 7370408
4500595083-[10] | 908321106 : SWGR,SMRT RMU OD,2LBS+1CB,13.8KV,400A | RMU | ROH | DF240510006 | External hexagonal flange triangular thread self-tapping locking screws M6*12 | 6173 | 6173 | 0 | 6100K013 | 1-1-1-1 | consumption | 2025-09-18 | Outer Enclosure |  | JD01-Jeddah Central Warehouse | 2025-09-30 | 2025-09-16 | 0 | [5 empty] | Work in Process Material Issue | 7399310
4500595083-[10] | 908321106 : SWGR,SMRT RMU OD,2LBS+1CB,13.8KV,400A | RMU | ROH | DF241126019 | 1.0 White Wire Gauge Tube 1.0mm² | 243.95 | 243.95 | 0 | 6100K013 | R19-S-1-K013_SEP | inventory | 2025-10-28 | DFE-LV |  | JD01-Jeddah Central Warehouse | 2025-09-30 | 2025-09-16 | 0
4500595083-[10] | 908321106 : SWGR,SMRT RMU OD,2LBS+1CB,13.8KV,400A | RMU | ROH | DF241126023 | 1.5 Red Wire Gauge Tube 1.5mm² | 104.55 | 104.55 | 0 | 6100K013 | 1-1-1-1 | inventory | 2025-10-28 | DFE-LV |  | JD01-Jeddah Central Warehouse | 2025-09-30 | 2025-09-16 | 0
4500595083-[10] | 908321106 : SWGR,SMRT RMU OD,2LBS+1CB,13.8KV,400A | RMU | ROH | DF241126020 | 1.5 White Wire Gauge Tube 1.5mm² | 7667 | 7270 | 397 | 6100K013 | 1-1-1-1 | inventory | 2025-10-28 | DFE-LV |  | JD01-Jeddah Central Warehouse | 2025-09-30 | 2025-09-16 | 0
4500595083-[10] | 908321106 : SWGR,SMRT RMU OD,2LBS+1CB,13.8KV,400A | RMU | ROH | DF241126020 | 1.5 White Wire Gauge Tube 1.5mm² | 397 | 397 | 0 | 6100K013 | R20-B-1-K013_SEP | inventory | 2025-10-28 | DFE-LV |  | JD01-Jeddah Central Warehouse | 2025-09-30 | 2025-09-16 | 0
4500595083-[10] | 908321106 : SWGR,SMRT RMU OD,2LBS+1CB,13.8KV,400A | RMU | ROH | DF241126024 | 2.5 Red Wire Gauge Tube 2.5mm² | 487.9 | 457.2 | 30.7 | 6100K013 | R19-S-1-K013_SEP | inventory | 2025-10-28 | DFE-LV |  | JD01-Jeddah Central Warehouse | 2025-09-30 | 2025-09-16 | 0
4500595083-[10] | 908321106 : SWGR,SMRT RMU OD,2LBS+1CB,13.8KV,400A | RMU | ROH | DF241126024 | 2.5 Red Wire Gauge Tube 2.5mm² | 30.7 | 30.7 | 0 | 6100K013 | 1-1-1-1 | inventory | 2025-10-28 | DFE-LV |  | JD01-Jeddah Central Warehouse | 2025-09-30 | 2025-09-16 | 0
4500595083-[10] | 908321106 : SWGR,SMRT RMU OD,2LBS+1CB,13.8KV,400A | RMU | ROH | DF241126021 | 2.5 White Wire Gauge Tube 2.5mm² | 1289.45 | 1289.45 | 0 | 6100K013 | R19-S-1-K013_SEP | inventory | 2025-10-28 | DFE-LV |  | JD01-Jeddah Central Warehouse | 2025-09-30 | 2025-09-16 | 0
4500595083-[10] | 908321106 : SWGR,SMRT RMU OD,2LBS+1CB,13.8KV,400A | RMU | ROH | DF241126025 | 4.0 Red Wire Gauge Tube 4.0mm² | 69.7 | 31 | 38.7 | 6100K013 | 1-1-1-1 | consumption | 2025-09-18 | DFE-LV |  | JD01-Jeddah Central Warehouse | 2025-09-30 | 2025-09-16 | 0 | [5 empty] | Work in Process Material Issue | 7402124
4500595083-[10] | 908321106 : SWGR,SMRT RMU OD,2LBS+1CB,13.8KV,400A | RMU | ROH | DF241126025 | 4.0 Red Wire Gauge Tube 4.0mm² | 38.7 | 6 | 32.7 | 6100KDP02 | PO-SEP-6055-[132] | GR_in_process | 2025-11-10 | DFE-LV |  | JD01-Jeddah Central Warehouse | 2025-09-30 | 2025-09-16 | 0 | Dongfang Electronics International Engineering Co. Ltd | 6100KDP02 // 2L2T SRMU LV Compartment Purchase Parts from DFE for 30 Units | 6 | 20-08-2025 | 20-08-2025 |  |  | PO-6055/DF250813-30-SEP Xiamen
4500595083-[10] | 908321106 : SWGR,SMRT RMU OD,2LBS+1CB,13.8KV,400A | RMU | ROH | SEP10298 | 4.0 Red Wire Gauge Tube 4.0mm² | 32.7 | 9 | 23.7 | 6010J604 | R49-M-1-EBM_SEP | consumption | 2025-08-26 | DFE-LV | Automated: Replaced DF241126025 by SEP10298. | JD01-Jeddah Central Warehouse | 2025-09-30 | 2025-09-16 | 0 | [5 empty] | Material Issue Order_MIO | 6834776
4500595083-[10] | 908321106 : SWGR,SMRT RMU OD,2LBS+1CB,13.8KV,400A | RMU | ROH | DF241126022 | 4.0 White Wire Gauge Tube 4.0mm² | 1059.44 | 765.2 | 294.24 | 6100K013 | 1-1-1-1 | inventory | 2025-10-28 | DFE-LV |  | JD01-Jeddah Central Warehouse | 2025-09-30 | 2025-09-16 | 0
4500595083-[10] | 908321106 : SWGR,SMRT RMU OD,2LBS+1CB,13.8KV,400A | RMU | ROH | DF241126022 | 4.0 White Wire Gauge Tube 4.0mm² | 294.24 | 294.24 | 0 | 6100K013 | R19-S-1-K013_SEP | inventory | 2025-10-28 | DFE-LV |  | JD01-Jeddah Central Warehouse | 2025-09-30 | 2025-09-16 | 0
4500595083-[10] | 908321106 : SWGR,SMRT RMU OD,2LBS+1CB,13.8KV,400A | RMU | ROH | 8DF-128-0009 | Fixed clamp | 1000 | 702 | 298 | 6100K013 | WH2-1-1-K013_SEP | inventory | 2025-10-28 | Outer Enclosure |  | JD01-Jeddah Central Warehouse | 2025-09-30 | 2025-09-16 | 0
4500595083-[10] | 908321106 : SWGR,SMRT RMU OD,2LBS+1CB,13.8KV,400A | RMU | ROH | 8DF-128-0009 | Fixed clamp | 298 | 162 | 136 | 6100K013 | 1-1-1-1 | inventory | 2025-10-28 | Outer Enclosure |  | JD01-Jeddah Central Warehouse | 2025-09-30 | 2025-09-16 | 0
4500595083-[10] | 908321106 : SWGR,SMRT RMU OD,2LBS+1CB,13.8KV,400A | RMU | ROH | 8DF-128-0009 | Fixed clamp | 136 | 136 | 0 | 6100K013 | 1-1-1-1 | consumption | 2025-09-17 | Outer Enclosure |  | JD01-Jeddah Central Warehouse | 2025-09-30 | 2025-09-16 | 0 | [5 empty] | Work in Process Material Issue | 7370461
4500595083-[10] | 908321106 : SWGR,SMRT RMU OD,2LBS+1CB,13.8KV,400A | RMU | ROH | DF240603024 | Flange Nut M8 | 4182 | 750 | 3432 | 6100K013 | 1-1-1-1 | consumption | 2025-09-18 | SEP |  | JD01-Jeddah Central Warehouse | 2025-09-30 | 2025-09-16 | 0 | [5 empty] | Work in Process Material Issue | 7408975
4500595083-[10] | 908321106 : SWGR,SMRT RMU OD,2LBS+1CB,13.8KV,400A | RMU | ROH | DF240603024 | Flange Nut M8 | 3432 | 960 | 2472 | 6100K013 | 1-1-1-1 | consumption | 2025-09-21 | SEP |  | JD01-Jeddah Central Warehouse | 2025-09-30 | 2025-09-16 | 0 | [5 empty] | Work in Process Material Issue | 7476729
4500595083-[10] | 908321106 : SWGR,SMRT RMU OD,2LBS+1CB,13.8KV,400A | RMU | ROH | DF240603024 | Flange Nut M8 | 2472 | 1500 | 972 | 6100K013 | 1-1-1-1 | consumption | 2025-09-24 | SEP |  | JD01-Jeddah Central Warehouse | 2025-09-30 | 2025-09-16 | 0 | [5 empty] | Work in Process Material Issue | 7564908
4500595083-[10] | 908321106 : SWGR,SMRT RMU OD,2LBS+1CB,13.8KV,400A | RMU | ROH | DF240603024 | Flange Nut M8 | 972 | 360 | 612 | 6100K013 | 1-1-1-1 | consumption | 2025-09-25 | SEP |  | JD01-Jeddah Central Warehouse | 2025-09-30 | 2025-09-16 | 0 | [5 empty] | Work in Process Material Issue | 7587888
4500595083-[10] | 908321106 : SWGR,SMRT RMU OD,2LBS+1CB,13.8KV,400A | RMU | ROH | 205036416 | Flat Washer φ4 | 12546 | 2616 | 9930 | free_stock | R58-A-1-K017_SEP | inventory | 2025-10-28 | DFE-LV |  | JD01-Jeddah Central Warehouse | 2025-09-30 | 2025-09-16 | 0
4500595083-[10] | 908321106 : SWGR,SMRT RMU OD,2LBS+1CB,13.8KV,400A | RMU | ROH | 205036416 | Flat Washer φ4 | 9930 | 2514 | 7416 | free_stock | R58-A-1-K11B_SEP | inventory | 2025-10-28 | DFE-LV |  | JD01-Jeddah Central Warehouse | 2025-09-30 | 2025-09-16 | 0
4500595083-[10] | 908321106 : SWGR,SMRT RMU OD,2LBS+1CB,13.8KV,400A | RMU | ROH | 205036416 | Flat Washer φ4 | 7416 | 2418 | 4998 | 6100K013 | BOX5-1-1-K013_SEP | inventory | 2025-10-28 | DFE-LV |  | JD01-Jeddah Central Warehouse | 2025-09-30 | 2025-09-16 | 0
4500595083-[10] | 908321106 : SWGR,SMRT RMU OD,2LBS+1CB,13.8KV,400A | RMU | ROH | 205036416 | Flat Washer φ4 | 4998 | 1896 | 3102 | 6100K007 | 1-1-1-1 | inventory | 2025-10-28 | DFE-LV |  | JD01-Jeddah Central Warehouse | 2025-09-30 | 2025-09-16 | 0
4500595083-[10] | 908321106 : SWGR,SMRT RMU OD,2LBS+1CB,13.8KV,400A | RMU | ROH | 205036416 | Flat Washer φ4 | 3102 | 1368 | 1734 | free_stock | R58-A-1-K12B_SEP | inventory | 2025-10-28 | DFE-LV |  | JD01-Jeddah Central Warehouse | 2025-09-30 | 2025-09-16 | 0
4500595083-[10] | 908321106 : SWGR,SMRT RMU OD,2LBS+1CB,13.8KV,400A | RMU | ROH | 205036416 | Flat Washer φ4 | 1734 | 1326 | 408 | 6100K012B | 1-1-1-1 | inventory | 2025-10-28 | DFE-LV |  | JD01-Jeddah Central Warehouse | 2025-09-30 | 2025-09-16 | 0
4500595083-[10] | 908321106 : SWGR,SMRT RMU OD,2LBS+1CB,13.8KV,400A | RMU | ROH | 205036416 | Flat Washer φ4 | 408 | 408 | 0 | 6100K006 | 1-1-1-1 | inventory | 2025-10-28 | DFE-LV |  | JD01-Jeddah Central Warehouse | 2025-09-30 | 2025-09-16 | 0
4500595083-[10] | 908321106 : SWGR,SMRT RMU OD,2LBS+1CB,13.8KV,400A | RMU | ROH | 211001962 | Flat Washer φ6 | 9758 | 9758 | 0 | 6100K013 | 1-1-1-1 | consumption | 2025-09-18 | DFE-LV |  | JD01-Jeddah Central Warehouse | 2025-09-30 | 2025-09-16 | 0 | [5 empty] | Work in Process Material Issue | 7419942
4500595083-[10] | 908321106 : SWGR,SMRT RMU OD,2LBS+1CB,13.8KV,400A | RMU | ROH | 211001962 | Flat Washer φ6 | 30668 | 10000 | 20668 | 6100K013 | 1-1-1-1 | consumption | 2025-09-18 | SEP |  | JD01-Jeddah Central Warehouse | 2025-09-30 | 2025-09-16 | 0 | [5 empty] | Work in Process Material Issue | 7406391
4500595083-[10] | 908321106 : SWGR,SMRT RMU OD,2LBS+1CB,13.8KV,400A | RMU | ROH | 211001962 | Flat Washer φ6 | 20668 | 4405 | 16263 | 6100K013 | 1-1-1-1 | consumption | 2025-09-18 | SEP |  | JD01-Jeddah Central Warehouse | 2025-09-30 | 2025-09-16 | 0 | [5 empty] | Work in Process Material Issue | 7419942
4500595083-[10] | 908321106 : SWGR,SMRT RMU OD,2LBS+1CB,13.8KV,400A | RMU | ROH | 211001962 | Flat Washer φ6 | 16263 | 2240 | 14023 | 6100K013 | 1-1-1-1 | consumption | 2025-09-18 | SEP |  | JD01-Jeddah Central Warehouse | 2025-09-30 | 2025-09-16 | 0 | [5 empty] | Work in Process Material Issue | 7402223
4500595083-[10] | 908321106 : SWGR,SMRT RMU OD,2LBS+1CB,13.8KV,400A | RMU | ROH | 211001962 | Flat Washer φ6 | 14023 | 14023 | 0 | 6100K013 | 1-1-1-1 | consumption | 2025-09-21 | SEP |  | JD01-Jeddah Central Warehouse | 2025-09-30 | 2025-09-16 | 0 | [5 empty] | Work in Process Material Issue | 7452551
4500595083-[10] | 908321106 : SWGR,SMRT RMU OD,2LBS+1CB,13.8KV,400A | RMU | ROH | 211001962 | φ6 Flap pad Stainless steel | 32000 | 32000 | 0 | 6100K013 | 1-1-1-1 | consumption | 2025-09-21 | Outer Enclosure |  | JD01-Jeddah Central Warehouse | 2025-09-30 | 2025-09-16 | 0 | [5 empty] | Work in Process Material Issue | 7452551
4500595083-[10] | 908321106 : SWGR,SMRT RMU OD,2LBS+1CB,13.8KV,400A | RMU | ROH | 205041921 | Flat Washer φ8 | 6970 | 4820 | 2150 | 6100K013 | R54-Q-1-K013_SEP | inventory | 2025-10-28 | SEP |  | JD01-Jeddah Central Warehouse | 2025-09-30 | 2025-09-16 | 0
4500595083-[10] | 908321106 : SWGR,SMRT RMU OD,2LBS+1CB,13.8KV,400A | RMU | ROH | 205041921 | Flat Washer φ8 | 2150 | 2150 | 0 | 6100K013 | R40-J-1-K013_SEP | inventory | 2025-10-28 | SEP |  | JD01-Jeddah Central Warehouse | 2025-09-30 | 2025-09-16 | 0
4500595083-[10] | 908321106 : SWGR,SMRT RMU OD,2LBS+1CB,13.8KV,400A | RMU | ROH | 205041921 | Flat Washer φ8 | 24633 | 3440 | 21193 | 6100K013 | BOX92-1-1-K013_SEP | inventory | 2025-10-28 | DFE-Gas Tank |  | JD01-Jeddah Central Warehouse | 2025-09-30 | 2025-09-16 | 0
4500595083-[10] | 908321106 : SWGR,SMRT RMU OD,2LBS+1CB,13.8KV,400A | RMU | ROH | 205041921 | Flat Washer φ8 | 21193 | 2666 | 18527 | 6100K013 | R40-J-1-K013_SEP | inventory | 2025-10-28 | DFE-Gas Tank |  | JD01-Jeddah Central Warehouse | 2025-09-30 | 2025-09-16 | 0
4500595083-[10] | 908321106 : SWGR,SMRT RMU OD,2LBS+1CB,13.8KV,400A | RMU | ROH | 205041921 | Flat Washer φ8 | 18527 | 2299 | 16228 | 6100K013 | 1-1-1-1 | inventory | 2025-10-28 | DFE-Gas Tank |  | JD01-Jeddah Central Warehouse | 2025-09-30 | 2025-09-16 | 0
4500595083-[10] | 908321106 : SWGR,SMRT RMU OD,2LBS+1CB,13.8KV,400A | RMU | ROH | 205041921 | Flat Washer φ8 | 16228 | 920 | 15308 | 6100KDP02 | BOX6-1-1-K013_SEP | inventory | 2025-10-28 | DFE-Gas Tank |  | JD01-Jeddah Central Warehouse | 2025-09-30 | 2025-09-16 | 0
4500595083-[10] | 908321106 : SWGR,SMRT RMU OD,2LBS+1CB,13.8KV,400A | RMU | ROH | 205041921 | Flat Washer φ8 | 15308 | 9975 | 5333 | 6100KDP02 | BOX42-1-1-K013_SEP | consumption | 2025-10-13 | DFE-Gas Tank |  | JD01-Jeddah Central Warehouse | 2025-09-30 | 2025-09-16 | 0 | [5 empty] | Project Transfer | 8080447
4500595083-[10] | 908321106 : SWGR,SMRT RMU OD,2LBS+1CB,13.8KV,400A | RMU | ROH | 205041921 | Flat Washer φ8 | 5333 | 5333 | 0 | 6100K013 | 1-1-1-1 | consumption | 2025-09-14 | DFE-Gas Tank |  | JD01-Jeddah Central Warehouse | 2025-09-30 | 2025-09-16 | 0 | [5 empty] | Work in Process Material Issue | 7272394
4500595083-[10] | 908321106 : SWGR,SMRT RMU OD,2LBS+1CB,13.8KV,400A | RMU | ROH | DF240907005 | Flat Washers φ3 | 4000 | 2574 | 1426 | 6100K006 | 1-1-1-1 | inventory | 2025-10-28 | Outer Enclosure |  | JD01-Jeddah Central Warehouse | 2025-09-30 | 2025-09-16 | 0
4500595083-[10] | 908321106 : SWGR,SMRT RMU OD,2LBS+1CB,13.8KV,400A | RMU | ROH | DF240907005 | Flat Washers φ3 | 1426 | 1426 | 0 | 6100K013 | R55-A-1-K013_SEP | inventory | 2025-10-28 | Outer Enclosure |  | JD01-Jeddah Central Warehouse | 2025-09-30 | 2025-09-16 | 0
4500595083-[10] | 908321106 : SWGR,SMRT RMU OD,2LBS+1CB,13.8KV,400A | RMU | ROH | DF240907005 | Flat Washer φ3 | 5576 | 2184 | 3392 | free_stock | R58-A-1-K11A_SEP | inventory | 2025-10-28 | DFE-LV |  | JD01-Jeddah Central Warehouse | 2025-09-30 | 2025-09-16 | 0
4500595083-[10] | 908321106 : SWGR,SMRT RMU OD,2LBS+1CB,13.8KV,400A | RMU | ROH | DF240907005 | Flat Washer φ3 | 3392 | 2108 | 1284 | free_stock | R58-A-1-K11B_SEP | inventory | 2025-10-28 | DFE-LV |  | JD01-Jeddah Central Warehouse | 2025-09-30 | 2025-09-16 | 0
4500595083-[10] | 908321106 : SWGR,SMRT RMU OD,2LBS+1CB,13.8KV,400A | RMU | ROH | DF240907005 | Flat Washer φ3 | 1284 | 1284 | 0 | free_stock | R58-A-1-K017_SEP | inventory | 2025-10-28 | DFE-LV |  | JD01-Jeddah Central Warehouse | 2025-09-30 | 2025-09-16 | 0
4500595083-[10] | 908321106 : SWGR,SMRT RMU OD,2LBS+1CB,13.8KV,400A | RMU | ROH | 205004178 | ø10 Flat pad Stainless steel | 1000 | 1000 | 0 | free_stock | R58-B--RMU/\-BULK_SEP | inventory | 2025-10-28 | Outer Enclosure |  | JD01-Jeddah Central Warehouse | 2025-09-30 | 2025-09-16 | 0
4500595083-[10] | 908321106 : SWGR,SMRT RMU OD,2LBS+1CB,13.8KV,400A | RMU | ROH | DF240603022 | Flat Washer φ10 | 30668 | 10030 | 20638 | 6100K013 | 1-1-1-1 | consumption | 2025-10-16 | SEP |  | JD01-Jeddah Central Warehouse | 2025-09-30 | 2025-09-16 | 0 | [5 empty] | Work in Process Pick | 8149574
4500595083-[10] | 908321106 : SWGR,SMRT RMU OD,2LBS+1CB,13.8KV,400A | RMU | ROH | DF240603022 | Flat Washer φ10 | 20638 | 10560 | 10078 | 6100K013 | 1-1-1-1 | consumption | 2025-09-18 | SEP |  | JD01-Jeddah Central Warehouse | 2025-09-30 | 2025-09-16 | 0 | [5 empty] | Work in Process Material Issue | 7419925
4500595083-[10] | 908321106 : SWGR,SMRT RMU OD,2LBS+1CB,13.8KV,400A | RMU | ROH | DF240603022 | Flat Washer φ10 | 10078 | 10078 | 0 | 6100K013 | 1-1-1-1 | consumption | 2025-09-18 | SEP |  | JD01-Jeddah Central Warehouse | 2025-09-30 | 2025-09-16 | 0 | [5 empty] | Work in Process Material Issue | 7408973
4500595083-[10] | 908321106 : SWGR,SMRT RMU OD,2LBS+1CB,13.8KV,400A | RMU | ROH | DF240603012 | Flat Washer φ12 | 1394 | 10 | 1384 | 6100K013 | R54-I-1-K013_SEP | inventory | 2025-10-28 | SEP |  | JD01-Jeddah Central Warehouse | 2025-09-30 | 2025-09-16 | 0
4500595083-[10] | 908321106 : SWGR,SMRT RMU OD,2LBS+1CB,13.8KV,400A | RMU | ROH | DF240603012 | Flat Washer φ12 | 1384 | 385 | 999 | 6100K013 | 1-1-1-1 | consumption | 2025-10-16 | SEP |  | JD01-Jeddah Central Warehouse | 2025-09-30 | 2025-09-16 | 0 | [5 empty] | Work in Process Pick | 8149547
4500595083-[10] | 908321106 : SWGR,SMRT RMU OD,2LBS+1CB,13.8KV,400A | RMU | ROH | DF240603012 | Flat Washer φ12 | 999 | 480 | 519 | 6100K013 | 1-1-1-1 | consumption | 2025-09-18 | SEP |  | JD01-Jeddah Central Warehouse | 2025-09-30 | 2025-09-16 | 0 | [5 empty] | Work in Process Material Issue | 7419913
4500595083-[10] | 908321106 : SWGR,SMRT RMU OD,2LBS+1CB,13.8KV,400A | RMU | ROH | DF240603012 | Flat Washer φ12 | 519 | 480 | 39 | 6100K013 | 1-1-1-1 | consumption | 2025-09-18 | SEP |  | JD01-Jeddah Central Warehouse | 2025-09-30 | 2025-09-16 | 0 | [5 empty] | Work in Process Material Issue | 7408963
4500595083-[10] | 908321106 : SWGR,SMRT RMU OD,2LBS+1CB,13.8KV,400A | RMU | ROH | DF240603012 | Flat Washer φ12 | 39 | 39 | 0 | 6100K013 | 1-1-1-1 | consumption | 2025-09-21 | SEP |  | JD01-Jeddah Central Warehouse | 2025-09-30 | 2025-09-16 | 0 | [5 empty] | Work in Process Material Issue | 7476716
4500595083-[10] | 908321106 : SWGR,SMRT RMU OD,2LBS+1CB,13.8KV,400A | RMU | ROH | DF240603005 | Cross groove countersunk head screw M3*6 | 25092 | 8332 | 16760 | 6100K013 | 1-1-1-1 | inventory | 2025-10-28 | SEP |  | JD01-Jeddah Central Warehouse | 2025-09-30 | 2025-09-16 | 0
4500595083-[10] | 908321106 : SWGR,SMRT RMU OD,2LBS+1CB,13.8KV,400A | RMU | ROH | DF240603005 | Cross groove countersunk head screw M3*6 | 16760 | 8 | 16752 | 6100K013 | R40-J-1-K013_SEP | inventory | 2025-10-28 | SEP |  | JD01-Jeddah Central Warehouse | 2025-09-30 | 2025-09-16 | 0
4500595083-[10] | 908321106 : SWGR,SMRT RMU OD,2LBS+1CB,13.8KV,400A | RMU | ROH | DF240603005 | Cross groove countersunk head screw M3*6 | 16752 | 9360 | 7392 | 6100K013 | 1-1-1-1 | consumption | 2025-10-16 | SEP |  | JD01-Jeddah Central Warehouse | 2025-09-30 | 2025-09-16 | 0 | [5 empty] | Work in Process Pick | 8149532
4500595083-[10] | 908321106 : SWGR,SMRT RMU OD,2LBS+1CB,13.8KV,400A | RMU | ROH | DF240603005 | Cross groove countersunk head screw M3*6 | 7392 | 7392 | 0 | 6100K013 | 1-1-1-1 | consumption | 2025-09-18 | SEP |  | JD01-Jeddah Central Warehouse | 2025-09-30 | 2025-09-16 | 0 | [5 empty] | Work in Process Material Issue | 7419891
4500595083-[10] | 908321106 : SWGR,SMRT RMU OD,2LBS+1CB,13.8KV,400A | RMU | ROH | 8DF.0818.0009 | Front Reinforcing Rib | 1428 | 420 | 1008 | 6100K013 | BOX42-1-1-K013_SEP | inventory | 2025-10-28 | DFE-Gas Tank |  | JD01-Jeddah Central Warehouse | 2025-09-30 | 2025-09-16 | 0
4500595083-[10] | 908321106 : SWGR,SMRT RMU OD,2LBS+1CB,13.8KV,400A | RMU | ROH | 8DF.0818.0009 | Front Reinforcing Rib | 1008 | 148 | 860 | 6100K013 | BOX92-1-1-K013_SEP | inventory | 2025-10-28 | DFE-Gas Tank |  | JD01-Jeddah Central Warehouse | 2025-09-30 | 2025-09-16 | 0
4500595083-[10] | 908321106 : SWGR,SMRT RMU OD,2LBS+1CB,13.8KV,400A | RMU | ROH | 8DF.0818.0009 | Front Reinforcing Rib | 860 | 132 | 728 | 6100K013 | 1-1-1-1 | inventory | 2025-10-28 | DFE-Gas Tank |  | JD01-Jeddah Central Warehouse | 2025-09-30 | 2025-09-16 | 0
4500595083-[10] | 908321106 : SWGR,SMRT RMU OD,2LBS+1CB,13.8KV,400A | RMU | ROH | 8DF.0818.0009 | Front Reinforcing Rib | 728 | 20 | 708 | 6100KDP02 | BOX6-1-1-K013_SEP | inventory | 2025-10-28 | DFE-Gas Tank |  | JD01-Jeddah Central Warehouse | 2025-09-30 | 2025-09-16 | 0
4500595083-[10] | 908321106 : SWGR,SMRT RMU OD,2LBS+1CB,13.8KV,400A | RMU | ROH | 8DF.0818.0009 | Front Reinforcing Rib | 708 | 420 | 288 | 6100KDP02 | BOX42-1-1-K013_SEP | consumption | 2025-10-13 | DFE-Gas Tank |  | JD01-Jeddah Central Warehouse | 2025-09-30 | 2025-09-16 | 0 | [5 empty] | Project Transfer | 8080357
4500595083-[10] | 908321106 : SWGR,SMRT RMU OD,2LBS+1CB,13.8KV,400A | RMU | ROH | 8DF.0818.0009 | Front Reinforcing Rib | 288 | 288 | 0 | 6100K013 | 1-1-1-1 | consumption | 2025-09-14 | DFE-Gas Tank |  | JD01-Jeddah Central Warehouse | 2025-09-30 | 2025-09-16 | 0 | [5 empty] | Work in Process Material Issue | 7272405
4500595083-[10] | 908321106 : SWGR,SMRT RMU OD,2LBS+1CB,13.8KV,400A | RMU | ROH | DF240612001 | Grounding wire (yellow green) BVR-2.5mm² | 17425 | 17425 | 0 | 6100K013 | 1-1-1-1 | inventory | 2025-10-28 | DFE-LV |  | JD01-Jeddah Central Warehouse | 2025-09-30 | 2025-09-16 | 0
4500595083-[10] | 908321106 : SWGR,SMRT RMU OD,2LBS+1CB,13.8KV,400A | RMU | HALB | 8DF.0818.0008A | Gas Tank Ground Bar A | 714 | 105 | 609 | 6100K013 | BOX42-1-1-K013_SEP | inventory | 2025-10-28 | DFE-Gas Tank |  | JD01-Jeddah Central Warehouse | 2025-09-30 | 2025-09-16 | 0
4500595083-[10] | 908321106 : SWGR,SMRT RMU OD,2LBS+1CB,13.8KV,400A | RMU | HALB | 8DF.0818.0008A | Gas Tank Ground Bar A | 609 | 74 | 535 | 6100K013 | BOX92-1-1-K013_SEP | inventory | 2025-10-28 | DFE-Gas Tank |  | JD01-Jeddah Central Warehouse | 2025-09-30 | 2025-09-16 | 0
4500595083-[10] | 908321106 : SWGR,SMRT RMU OD,2LBS+1CB,13.8KV,400A | RMU | HALB | 8DF.0818.0008A | Gas Tank Ground Bar A | 535 | 66 | 469 | 6100K013 | 1-1-1-1 | inventory | 2025-10-28 | DFE-Gas Tank |  | JD01-Jeddah Central Warehouse | 2025-09-30 | 2025-09-16 | 0
4500595083-[10] | 908321106 : SWGR,SMRT RMU OD,2LBS+1CB,13.8KV,400A | RMU | HALB | 8DF.0818.0008A | Gas Tank Ground Bar A | 469 | 10 | 459 | 6100KDP02 | BOX6-1-1-K013_SEP | inventory | 2025-10-28 | DFE-Gas Tank |  | JD01-Jeddah Central Warehouse | 2025-09-30 | 2025-09-16 | 0
4500595083-[10] | 908321106 : SWGR,SMRT RMU OD,2LBS+1CB,13.8KV,400A | RMU | HALB | 8DF.0818.0008A | Gas Tank Ground Bar A | 459 | 105 | 354 | 6100KDP02 | BOX42-1-1-K013_SEP | consumption | 2025-10-13 | DFE-Gas Tank |  | JD01-Jeddah Central Warehouse | 2025-09-30 | 2025-09-16 | 0 | [5 empty] | Project Transfer | 8080387
4500595083-[10] | 908321106 : SWGR,SMRT RMU OD,2LBS+1CB,13.8KV,400A | RMU | HALB | 8DF.0818.0008A | Gas Tank Ground Bar A | 354 | 354 | 0 | 6100K013 | 1-1-1-1 | consumption | 2025-09-21 | DFE-Gas Tank |  | JD01-Jeddah Central Warehouse | 2025-09-30 | 2025-09-16 | 0 | [5 empty] | Work in Process Material Issue | 7452546
4500595083-[10] | 908321106 : SWGR,SMRT RMU OD,2LBS+1CB,13.8KV,400A | RMU | HALB | 8DF.0818.0008B | Gas Tank Ground Bar B | 714 | 210 | 504 | 6100K013 | BOX42-1-1-K013_SEP | inventory | 2025-10-28 | DFE-Gas Tank |  | JD01-Jeddah Central Warehouse | 2025-09-30 | 2025-09-16 | 0
4500595083-[10] | 908321106 : SWGR,SMRT RMU OD,2LBS+1CB,13.8KV,400A | RMU | HALB | 8DF.0818.0008B | Gas Tank Ground Bar B | 504 | 74 | 430 | 6100K013 | BOX92-1-1-K013_SEP | inventory | 2025-10-28 | DFE-Gas Tank |  | JD01-Jeddah Central Warehouse | 2025-09-30 | 2025-09-16 | 0
4500595083-[10] | 908321106 : SWGR,SMRT RMU OD,2LBS+1CB,13.8KV,400A | RMU | HALB | 8DF.0818.0008B | Gas Tank Ground Bar B | 430 | 66 | 364 | 6100K013 | 1-1-1-1 | inventory | 2025-10-28 | DFE-Gas Tank |  | JD01-Jeddah Central Warehouse | 2025-09-30 | 2025-09-16 | 0
4500595083-[10] | 908321106 : SWGR,SMRT RMU OD,2LBS+1CB,13.8KV,400A | RMU | HALB | 8DF.0818.0008B | Gas Tank Ground Bar B | 364 | 20 | 344 | 6100KDP02 | BOX6-1-1-K013_SEP | inventory | 2025-10-28 | DFE-Gas Tank |  | JD01-Jeddah Central Warehouse | 2025-09-30 | 2025-09-16 | 0
4500595083-[10] | 908321106 : SWGR,SMRT RMU OD,2LBS+1CB,13.8KV,400A | RMU | HALB | 8DF.0818.0008B | Gas Tank Ground Bar B | 344 | 210 | 134 | 6100KDP02 | BOX42-1-1-K013_SEP | consumption | 2025-10-13 | DFE-Gas Tank |  | JD01-Jeddah Central Warehouse | 2025-09-30 | 2025-09-16 | 0 | [5 empty] | Project Transfer | 8080393
4500595083-[10] | 908321106 : SWGR,SMRT RMU OD,2LBS+1CB,13.8KV,400A | RMU | HALB | 8DF.0818.0008B | Gas Tank Ground Bar B | 134 | 134 | 0 | 6100K013 | 1-1-1-1 | consumption | 2025-09-21 | DFE-Gas Tank |  | JD01-Jeddah Central Warehouse | 2025-09-30 | 2025-09-16 | 0 | [5 empty] | Work in Process Material Issue | 7452547
4500595083-[10] | 908321106 : SWGR,SMRT RMU OD,2LBS+1CB,13.8KV,400A | RMU | ROH | DF240603037 | Gland M30*1.5 | 3485 | 480 | 3005 | 6100K013 | NEW.FLR-1-1-K013_SEP | inventory | 2025-10-28 | SEP |  | JD01-Jeddah Central Warehouse | 2025-09-30 | 2025-09-16 | 0
4500595083-[10] | 908321106 : SWGR,SMRT RMU OD,2LBS+1CB,13.8KV,400A | RMU | ROH | DF240603037 | Gland M30*1.5 | 3005 | 480 | 2525 | 6100K013 | R58-O-1-K013_SEP | inventory | 2025-10-28 | SEP |  | JD01-Jeddah Central Warehouse | 2025-09-30 | 2025-09-16 | 0
4500595083-[10] | 908321106 : SWGR,SMRT RMU OD,2LBS+1CB,13.8KV,400A | RMU | ROH | DF240603037 | Gland M30*1.5 | 2525 | 240 | 2285 | 6100K013 | BOX8-1-1-K013_SEP | inventory | 2025-10-28 | SEP |  | JD01-Jeddah Central Warehouse | 2025-09-30 | 2025-09-16 | 0
4500595083-[10] | 908321106 : SWGR,SMRT RMU OD,2LBS+1CB,13.8KV,400A | RMU | ROH | DF240603037 | Gland M30*1.5 | 2285 | 180 | 2105 | 6100KDP02 | BOX1-1-1-K013_SEP | inventory | 2025-10-28 | SEP |  | JD01-Jeddah Central Warehouse | 2025-09-30 | 2025-09-16 | 0
4500595083-[10] | 908321106 : SWGR,SMRT RMU OD,2LBS+1CB,13.8KV,400A | RMU | ROH | DF240603037 | Gland M30*1.5 | 2105 | 1300 | 805 | 6100K013 | BOX8-1-1-K013_SEP | consumption | 2025-10-16 | SEP |  | JD01-Jeddah Central Warehouse | 2025-09-30 | 2025-09-16 | 0 | [5 empty] | Work in Process Pick | 8149607
4500595083-[10] | 908321106 : SWGR,SMRT RMU OD,2LBS+1CB,13.8KV,400A | RMU | ROH | DF240603037 | Gland M30*1.5 | 805 | 805 | 0 | 6100K013 | 1-1-1-1 | consumption | 2025-09-18 | SEP |  | JD01-Jeddah Central Warehouse | 2025-09-30 | 2025-09-16 | 0 | [5 empty] | Work in Process Material Issue | 7419930
4500595083-[10] | 908321106 : SWGR,SMRT RMU OD,2LBS+1CB,13.8KV,400A | RMU | ROH | DF240603038 | Gland M40*1.5 | 2788 | 550 | 2238 | 6100K013 | 1-1-1-1 | consumption | 2025-10-16 | SEP |  | JD01-Jeddah Central Warehouse | 2025-09-30 | 2025-09-16 | 0 | [5 empty] | Work in Process Pick | 8149610
4500595083-[10] | 908321106 : SWGR,SMRT RMU OD,2LBS+1CB,13.8KV,400A | RMU | ROH | DF240603038 | Gland M40*1.5 | 2238 | 2238 | 0 | 6100K013 | 1-1-1-1 | consumption | 2025-09-18 | SEP |  | JD01-Jeddah Central Warehouse | 2025-09-30 | 2025-09-16 | 0 | [5 empty] | Work in Process Material Issue | 7419931
4500595083-[10] | 908321106 : SWGR,SMRT RMU OD,2LBS+1CB,13.8KV,400A | RMU | ROH | 8DF.0816.1200 | Grounding identification 1 φ12 | 697 | 5 | 692 | 6100KDP02 | BOX1-1-1-K013_SEP | inventory | 2025-10-28 | DFE-Consumables |  | JD01-Jeddah Central Warehouse | 2025-09-30 | 2025-09-16 | 0
4500595083-[10] | 908321106 : SWGR,SMRT RMU OD,2LBS+1CB,13.8KV,400A | RMU | ROH | 8DF.0816.1200 | Grounding identification 1 φ12 | 692 | 260 | 432 | 6100K013 | 1-1-1-1 | consumption | 2025-10-16 | DFE-Consumables |  | JD01-Jeddah Central Warehouse | 2025-09-30 | 2025-09-16 | 0 | [5 empty] | Work in Process Pick | 8149423
4500595083-[10] | 908321106 : SWGR,SMRT RMU OD,2LBS+1CB,13.8KV,400A | RMU | ROH | 8DF.0816.1200 | Grounding identification 1 φ12 | 432 | 240 | 192 | 6100K013 | 1-1-1-1 | consumption | 2025-09-18 | DFE-Consumables |  | JD01-Jeddah Central Warehouse | 2025-09-30 | 2025-09-16 | 0 | [5 empty] | Work in Process Material Issue | 7419907
4500595083-[10] | 908321106 : SWGR,SMRT RMU OD,2LBS+1CB,13.8KV,400A | RMU | ROH | 8DF.0816.1200 | Grounding identification 1 φ12 | 192 | 192 | 0 | 6100K013 | 1-1-1-1 | consumption | 2025-09-18 | DFE-Consumables |  | JD01-Jeddah Central Warehouse | 2025-09-30 | 2025-09-16 | 0 | [5 empty] | Work in Process Material Issue | 7408957
4500595083-[10] | 908321106 : SWGR,SMRT RMU OD,2LBS+1CB,13.8KV,400A | RMU | HALB | 8DF.0815.0132 | Grounding Bar 1 | 714 | 315 | 399 | 6100K013 | BOX42-1-1-K013_SEP | inventory | 2025-10-28 | DFE-Gas Tank |  | JD01-Jeddah Central Warehouse | 2025-09-30 | 2025-09-16 | 0
4500595083-[10] | 908321106 : SWGR,SMRT RMU OD,2LBS+1CB,13.8KV,400A | RMU | HALB | 8DF.0815.0132 | Grounding Bar 1 | 399 | 74 | 325 | 6100K013 | BOX92-1-1-K013_SEP | inventory | 2025-10-28 | DFE-Gas Tank |  | JD01-Jeddah Central Warehouse | 2025-09-30 | 2025-09-16 | 0
4500595083-[10] | 908321106 : SWGR,SMRT RMU OD,2LBS+1CB,13.8KV,400A | RMU | HALB | 8DF.0815.0132 | Grounding Bar 1 | 325 | 66 | 259 | 6100K013 | 1-1-1-1 | inventory | 2025-10-28 | DFE-Gas Tank |  | JD01-Jeddah Central Warehouse | 2025-09-30 | 2025-09-16 | 0
4500595083-[10] | 908321106 : SWGR,SMRT RMU OD,2LBS+1CB,13.8KV,400A | RMU | HALB | 8DF.0815.0132 | Grounding Bar 1 | 259 | 20 | 239 | 6100KDP02 | BOX6-1-1-K013_SEP | inventory | 2025-10-28 | DFE-Gas Tank |  | JD01-Jeddah Central Warehouse | 2025-09-30 | 2025-09-16 | 0
4500595083-[10] | 908321106 : SWGR,SMRT RMU OD,2LBS+1CB,13.8KV,400A | RMU | HALB | 8DF.0815.0132 | Grounding Bar 1 | 239 | 239 | 0 | 6100KDP02 | BOX42-1-1-K013_SEP | consumption | 2025-10-13 | DFE-Gas Tank |  | JD01-Jeddah Central Warehouse | 2025-09-30 | 2025-09-16 | 0 | [5 empty] | Project Transfer | 8080381
4500595083-[10] | 908321106 : SWGR,SMRT RMU OD,2LBS+1CB,13.8KV,400A | RMU | ROH | DF240610001 | Grounding box twist lock (38*27) | 1394 | 279 | 1115 | 6100K013 | 1-1-1-1 | inventory | 2025-10-28 | DFE-Consumables |  | JD01-Jeddah Central Warehouse | 2025-09-30 | 2025-09-16 | 0
4500595083-[10] | 908321106 : SWGR,SMRT RMU OD,2LBS+1CB,13.8KV,400A | RMU | ROH | DF240610001 | Grounding box twist lock (38*27) | 1115 | 76 | 1039 | 6100K013 | BOX3-1-1-K013_SEP | inventory | 2025-10-28 | DFE-Consumables |  | JD01-Jeddah Central Warehouse | 2025-09-30 | 2025-09-16 | 0
4500595083-[10] | 908321106 : SWGR,SMRT RMU OD,2LBS+1CB,13.8KV,400A | RMU | ROH | DF240610001 | Grounding box twist lock (38*27) | 1039 | 60 | 979 | 6100KDP02 | BOX1-1-1-K013_SEP | inventory | 2025-10-28 | DFE-Consumables |  | JD01-Jeddah Central Warehouse | 2025-09-30 | 2025-09-16 | 0
4500595083-[10] | 908321106 : SWGR,SMRT RMU OD,2LBS+1CB,13.8KV,400A | RMU | ROH | DF240610001 | Grounding box twist lock (38*27) | 979 | 520 | 459 | 6100K013 | 1-1-1-1 | consumption | 2025-10-16 | DFE-Consumables |  | JD01-Jeddah Central Warehouse | 2025-09-30 | 2025-09-16 | 0 | [5 empty] | Work in Process Pick | 8151110
4500595083-[10] | 908321106 : SWGR,SMRT RMU OD,2LBS+1CB,13.8KV,400A | RMU | ROH | DF240610001 | Grounding box twist lock (38*27) | 459 | 459 | 0 | 6100K013 | 1-1-1-1 | consumption | 2025-09-18 | DFE-Consumables |  | JD01-Jeddah Central Warehouse | 2025-09-30 | 2025-09-16 | 0 | [5 empty] | Work in Process Material Issue | 7408955
4500595083-[10] | 908321106 : SWGR,SMRT RMU OD,2LBS+1CB,13.8KV,400A | RMU | ROH | 8DF.0816.1201 | Grounding identification 2 φ10 | 1071 | 1071 | 0 | 6100K013 | 1-1-1-1 | inventory | 2025-10-28 | DFE-Gas Tank |  | JD01-Jeddah Central Warehouse | 2025-09-30 | 2025-09-16 | 0
4500595083-[10] | 908321106 : SWGR,SMRT RMU OD,2LBS+1CB,13.8KV,400A | RMU | ROH | 8DF.0816.1201 | Grounding identification 2 φ10 | 2091 | 1403 | 688 | 6100K013 | R54-R-1-K013_SEP | inventory | 2025-10-28 | DFE-Consumables |  | JD01-Jeddah Central Warehouse | 2025-09-30 | 2025-09-16 | 0
4500595083-[10] | 908321106 : SWGR,SMRT RMU OD,2LBS+1CB,13.8KV,400A | RMU | ROH | 8DF.0816.1201 | Grounding identification 2 φ10 | 688 | 660 | 28 | 6100K013 | BOX60-1-1-K013_SEP | inventory | 2025-10-28 | DFE-Consumables |  | JD01-Jeddah Central Warehouse | 2025-09-30 | 2025-09-16 | 0
4500595083-[10] | 908321106 : SWGR,SMRT RMU OD,2LBS+1CB,13.8KV,400A | RMU | ROH | 8DF.0816.1201 | Grounding identification 2 φ10 | 28 | 28 | 0 | 6100K013 | R60-B-1-K013_SEP | inventory | 2025-10-28 | DFE-Consumables |  | JD01-Jeddah Central Warehouse | 2025-09-30 | 2025-09-16 | 0
4500595083-[10] | 908321106 : SWGR,SMRT RMU OD,2LBS+1CB,13.8KV,400A | RMU | ROH | 8DF.0816.1202 | Grounding identification 3 φ6 | 1394 | 1394 | 0 | 6100K013 | 1-1-1-1 | inventory | 2025-10-28 | DFE-Consumables |  | JD01-Jeddah Central Warehouse | 2025-09-30 | 2025-09-16 | 0
4500595083-[10] | 908321106 : SWGR,SMRT RMU OD,2LBS+1CB,13.8KV,400A | RMU | ROH | 8DF.0816.1202 | Grounding identification 3 φ6 | 4182 | 1886 | 2296 | 6100K013 | BOX12-1-1-K013_SEP | inventory | 2025-10-28 | DFE-LV |  | JD01-Jeddah Central Warehouse | 2025-09-30 | 2025-09-16 | 0
4500595083-[10] | 908321106 : SWGR,SMRT RMU OD,2LBS+1CB,13.8KV,400A | RMU | ROH | 8DF.0816.1202 | Grounding identification 3 φ6 | 2296 | 1600 | 696 | 6100K013 | PLT1-1-1-K013_SEP | inventory | 2025-10-28 | DFE-LV |  | JD01-Jeddah Central Warehouse | 2025-09-30 | 2025-09-16 | 0
4500595083-[10] | 908321106 : SWGR,SMRT RMU OD,2LBS+1CB,13.8KV,400A | RMU | ROH | 8DF.0816.1202 | Grounding identification 3 φ6 | 696 | 696 | 0 | 6100K013 | NEW.FLR-1-1-K013_SEP | inventory | 2025-10-28 | DFE-LV |  | JD01-Jeddah Central Warehouse | 2025-09-30 | 2025-09-16 | 0
4500595083-[10] | 908321106 : SWGR,SMRT RMU OD,2LBS+1CB,13.8KV,400A | RMU | ROH | DF241124001 | Grub Screw M6*16 | 8364 | 3144 | 5220 | 6100K013 | 1-1-1-1 | inventory | 2025-10-28 | SEP |  | JD01-Jeddah Central Warehouse | 2025-09-30 | 2025-09-16 | 0
4500595083-[10] | 908321106 : SWGR,SMRT RMU OD,2LBS+1CB,13.8KV,400A | RMU | ROH | DF241124001 | Grub Screw M6*16 | 5220 | 2120 | 3100 | 6100K013 | R40-A-1-K013_SEP | inventory | 2025-10-28 | SEP |  | JD01-Jeddah Central Warehouse | 2025-09-30 | 2025-09-16 | 0
4500595083-[10] | 908321106 : SWGR,SMRT RMU OD,2LBS+1CB,13.8KV,400A | RMU | ROH | DF241124001 | Grub Screw M6*16 | 3100 | 1316 | 1784 | 6100K013 | NEW.FLR-1-1-K013_SEP | inventory | 2025-10-28 | SEP |  | JD01-Jeddah Central Warehouse | 2025-09-30 | 2025-09-16 | 0
4500595083-[10] | 908321106 : SWGR,SMRT RMU OD,2LBS+1CB,13.8KV,400A | RMU | ROH | DF241124001 | Grub Screw M6*16 | 1784 | 480 | 1304 | 6100KDP02 | BOX1-1-1-K013_SEP | inventory | 2025-10-28 | SEP |  | JD01-Jeddah Central Warehouse | 2025-09-30 | 2025-09-16 | 0
4500595083-[10] | 908321106 : SWGR,SMRT RMU OD,2LBS+1CB,13.8KV,400A | RMU | ROH | DF241124001 | Grub Screw M6*16 | 1304 | 240 | 1064 | 6100K013 | R54-R-1-K013_SEP | inventory | 2025-10-28 | SEP |  | JD01-Jeddah Central Warehouse | 2025-09-30 | 2025-09-16 | 0
4500595083-[10] | 908321106 : SWGR,SMRT RMU OD,2LBS+1CB,13.8KV,400A | RMU | ROH | DF241124001 | Grub Screw M6*16 | 1064 | 1064 | 0 | 6100K013 | 1-1-1-1 | consumption | 2025-10-16 | SEP |  | JD01-Jeddah Central Warehouse | 2025-09-30 | 2025-09-16 | 0 | [5 empty] | Work in Process Pick | 8151122
4500595083-[10] | 908321106 : SWGR,SMRT RMU OD,2LBS+1CB,13.8KV,400A | RMU | ROH | DF240603015 | Hexagonal thin nut M3*1.65 | 25092 | 5980 | 19112 | 6100K013 | 1-1-1-1 | consumption | 2025-10-16 | SEP |  | JD01-Jeddah Central Warehouse | 2025-09-30 | 2025-09-16 | 0 | [5 empty] | Work in Process Pick | 8149556
4500595083-[10] | 908321106 : SWGR,SMRT RMU OD,2LBS+1CB,13.8KV,400A | RMU | ROH | DF240603015 | Hexagonal thin nut M3*1.65 | 19112 | 8640 | 10472 | 6100K013 | 1-1-1-1 | consumption | 2025-09-18 | SEP |  | JD01-Jeddah Central Warehouse | 2025-09-30 | 2025-09-16 | 0 | [5 empty] | Work in Process Material Issue | 7408946
4500595083-[10] | 908321106 : SWGR,SMRT RMU OD,2LBS+1CB,13.8KV,400A | RMU | ROH | DF240603015 | Hexagonal thin nut M3*1.65 | 10472 | 8640 | 1832 | 6100K013 | 1-1-1-1 | consumption | 2025-09-18 | SEP |  | JD01-Jeddah Central Warehouse | 2025-09-30 | 2025-09-16 | 0 | [5 empty] | Work in Process Material Issue | 7419893
4500595083-[10] | 908321106 : SWGR,SMRT RMU OD,2LBS+1CB,13.8KV,400A | RMU | ROH | DF240603015 | Hexagonal thin nut M3*1.65 | 1832 | 1832 | 0 | 6100K013 | 1-1-1-1 | consumption | 2025-09-21 | SEP |  | JD01-Jeddah Central Warehouse | 2025-09-30 | 2025-09-16 | 0 | [5 empty] | Work in Process Material Issue | 7476696
4500595083-[10] | 908321106 : SWGR,SMRT RMU OD,2LBS+1CB,13.8KV,400A | RMU | ROH | DF240424009 | Hexagonal half round head combination screw M6 * 25 | 19278 | 7560 | 11718 | 6100K013 | BOX42-1-1-K013_SEP | inventory | 2025-10-28 | DFE-Gas Tank |  | JD01-Jeddah Central Warehouse | 2025-09-30 | 2025-09-16 | 0
4500595083-[10] | 908321106 : SWGR,SMRT RMU OD,2LBS+1CB,13.8KV,400A | RMU | ROH | DF240424009 | Hexagonal half round head combination screw M6 * 25 | 11718 | 1998 | 9720 | 6100K013 | BOX92-1-1-K013_SEP | inventory | 2025-10-28 | DFE-Gas Tank |  | JD01-Jeddah Central Warehouse | 2025-09-30 | 2025-09-16 | 0
4500595083-[10] | 908321106 : SWGR,SMRT RMU OD,2LBS+1CB,13.8KV,400A | RMU | ROH | DF240424009 | Hexagonal half round head combination screw M6 * 25 | 9720 | 1782 | 7938 | 6100K013 | 1-1-1-1 | inventory | 2025-10-28 | DFE-Gas Tank |  | JD01-Jeddah Central Warehouse | 2025-09-30 | 2025-09-16 | 0
4500595083-[10] | 908321106 : SWGR,SMRT RMU OD,2LBS+1CB,13.8KV,400A | RMU | ROH | DF240424009 | Hexagonal half round head combination screw M6 * 25 | 7938 | 720 | 7218 | 6100KDP02 | BOX6-1-1-K013_SEP | inventory | 2025-10-28 | DFE-Gas Tank |  | JD01-Jeddah Central Warehouse | 2025-09-30 | 2025-09-16 | 0
4500595083-[10] | 908321106 : SWGR,SMRT RMU OD,2LBS+1CB,13.8KV,400A | RMU | ROH | DF240424009 | Hexagonal half round head combination screw M6 * 25 | 7218 | 7218 | 0 | 6100KDP02 | BOX42-1-1-K013_SEP | consumption | 2025-10-13 | DFE-Gas Tank |  | JD01-Jeddah Central Warehouse | 2025-09-30 | 2025-09-16 | 0 | [5 empty] | Project Transfer | 8080513
4500595083-[10] | 908321106 : SWGR,SMRT RMU OD,2LBS+1CB,13.8KV,400A | RMU | ROH | DF241123002 | Half round head hexagon socket bolt M6*40 | 4182 | 3240 | 942 | 6100K013 | 1-1-1-1 | consumption | 2025-09-18 | SEP |  | JD01-Jeddah Central Warehouse | 2025-09-30 | 2025-09-16 | 0 | [5 empty] | Work in Process Material Issue | 7419939
4500595083-[10] | 908321106 : SWGR,SMRT RMU OD,2LBS+1CB,13.8KV,400A | RMU | ROH | DF241123002 | Half round head hexagon socket bolt M6*40 | 942 | 942 | 0 | 6100K013 | 1-1-1-1 | consumption | 2025-09-18 | SEP |  | JD01-Jeddah Central Warehouse | 2025-09-30 | 2025-09-16 | 0 | [5 empty] | Work in Process Material Issue | 7406387
4500595083-[10] | 908321106 : SWGR,SMRT RMU OD,2LBS+1CB,13.8KV,400A | RMU | ROH | DF240424016 | Hexagon Socket Head Cap Screw M10*30 | 2142 | 945 | 1197 | 6100K013 | BOX42-1-1-K013_SEP | inventory | 2025-10-28 | DFE-Gas Tank |  | JD01-Jeddah Central Warehouse | 2025-09-30 | 2025-09-16 | 0
4500595083-[10] | 908321106 : SWGR,SMRT RMU OD,2LBS+1CB,13.8KV,400A | RMU | ROH | DF240424016 | Hexagon Socket Head Cap Screw M10*30 | 1197 | 222 | 975 | 6100K013 | BOX92-1-1-K013_SEP | inventory | 2025-10-28 | DFE-Gas Tank |  | JD01-Jeddah Central Warehouse | 2025-09-30 | 2025-09-16 | 0
4500595083-[10] | 908321106 : SWGR,SMRT RMU OD,2LBS+1CB,13.8KV,400A | RMU | ROH | DF240424016 | Hexagon Socket Head Cap Screw M10*30 | 975 | 198 | 777 | 6100K013 | 1-1-1-1 | inventory | 2025-10-28 | DFE-Gas Tank |  | JD01-Jeddah Central Warehouse | 2025-09-30 | 2025-09-16 | 0
4500595083-[10] | 908321106 : SWGR,SMRT RMU OD,2LBS+1CB,13.8KV,400A | RMU | ROH | DF240424016 | Hexagon Socket Head Cap Screw M10*30 | 777 | 60 | 717 | 6100KDP02 | BOX6-1-1-K013_SEP | inventory | 2025-10-28 | DFE-Gas Tank |  | JD01-Jeddah Central Warehouse | 2025-09-30 | 2025-09-16 | 0
4500595083-[10] | 908321106 : SWGR,SMRT RMU OD,2LBS+1CB,13.8KV,400A | RMU | ROH | DF240424016 | Hexagon Socket Head Cap Screw M10*30 | 717 | 717 | 0 | 6100KDP02 | BOX42-1-1-K013_SEP | consumption | 2025-10-13 | DFE-Gas Tank |  | JD01-Jeddah Central Warehouse | 2025-09-30 | 2025-09-16 | 0 | [5 empty] | Project Transfer | 8080549
4500595083-[10] | 908321106 : SWGR,SMRT RMU OD,2LBS+1CB,13.8KV,400A | RMU | ROH | DF241125002 | Hex Bolt M6*16 | 2788 | 1320 | 1468 | 6100K013 | 1-1-1-1 | consumption | 2025-09-24 | DFE-LV |  | JD01-Jeddah Central Warehouse | 2025-09-30 | 2025-09-16 | 0 | [5 empty] | Work in Process Material Issue | 7564926
4500595083-[10] | 908321106 : SWGR,SMRT RMU OD,2LBS+1CB,13.8KV,400A | RMU | ROH | DF241125002 | Hex Bolt M6*16 | 1468 | 1440 | 28 | 6100K013 | 1-1-1-1 | consumption | 2025-09-25 | DFE-LV |  | JD01-Jeddah Central Warehouse | 2025-09-30 | 2025-09-16 | 0 | [5 empty] | Work in Process Material Issue | 7587899
4500595083-[10] | 908321106 : SWGR,SMRT RMU OD,2LBS+1CB,13.8KV,400A | RMU | ROH | DF241125002 | Hex Bolt M6*16 | 28 | 28 | 0 | 6100K013 | R55-I-1-K013_SEP | consumption | 2025-10-26 | DFE-LV |  | JD01-Jeddah Central Warehouse | 2025-09-30 | 2025-09-16 | 0 | [5 empty] | Work in Process Pick | 8335585
4500595083-[10] | 908321106 : SWGR,SMRT RMU OD,2LBS+1CB,13.8KV,400A | RMU | ROH | DF241125002 | Hex Bolt M6*16 | 13940 | 1212 | 12728 | 6100K013 | R55-I-1-K013_SEP | consumption | 2025-10-26 | SEP |  | JD01-Jeddah Central Warehouse | 2025-09-30 | 2025-09-16 | 0 | [5 empty] | Work in Process Pick | 8335585
4500595083-[10] | 908321106 : SWGR,SMRT RMU OD,2LBS+1CB,13.8KV,400A | RMU | ROH | DF240603018 | Hex Bolt M10*110 | 4182 | 3476 | 706 | 6100K013 | 1-1-1-1 | consumption | 2025-09-18 | SEP |  | JD01-Jeddah Central Warehouse | 2025-09-30 | 2025-09-16 | 0 | [5 empty] | Work in Process Material Issue | 7419920
4500595083-[10] | 908321106 : SWGR,SMRT RMU OD,2LBS+1CB,13.8KV,400A | RMU | ROH | DF240603018 | Hex Bolt M10*110 | 706 | 706 | 0 | 6100K013 | 1-1-1-1 | consumption | 2025-09-18 | SEP |  | JD01-Jeddah Central Warehouse | 2025-09-30 | 2025-09-16 | 0 | [5 empty] | Work in Process Material Issue | 7406374
4500595083-[10] | 908321106 : SWGR,SMRT RMU OD,2LBS+1CB,13.8KV,400A | RMU | ROH | DF240603020 | Hex Bolt M10*35 | 15334 | 1020 | 14314 | 6100K013 | 1-1-1-1 | consumption | 2025-10-16 | SEP |  | JD01-Jeddah Central Warehouse | 2025-09-30 | 2025-09-16 | 0 | [5 empty] | Work in Process Pick | 8149568
4500595083-[10] | 908321106 : SWGR,SMRT RMU OD,2LBS+1CB,13.8KV,400A | RMU | ROH | DF240603020 | Hex Bolt M10*35 | 14314 | 9280 | 5034 | 6100K013 | 1-1-1-1 | consumption | 2025-09-18 | SEP |  | JD01-Jeddah Central Warehouse | 2025-09-30 | 2025-09-16 | 0 | [5 empty] | Work in Process Material Issue | 7419922
4500595083-[10] | 908321106 : SWGR,SMRT RMU OD,2LBS+1CB,13.8KV,400A | RMU | ROH | DF240603020 | Hex Bolt M10*35 | 5034 | 5034 | 0 | 6100K013 | 1-1-1-1 | consumption | 2025-09-18 | SEP |  | JD01-Jeddah Central Warehouse | 2025-09-30 | 2025-09-16 | 0 | [5 empty] | Work in Process Material Issue | 7408970
4500595083-[10] | 908321106 : SWGR,SMRT RMU OD,2LBS+1CB,13.8KV,400A | RMU | ROH | DF240603017 | Hex Bolt M10*80 | 1394 | 936 | 458 | 6100K013 | 1-1-1-1 | consumption | 2025-09-18 | SEP |  | JD01-Jeddah Central Warehouse | 2025-09-30 | 2025-09-16 | 0 | [5 empty] | Work in Process Material Issue | 7406373
4500595083-[10] | 908321106 : SWGR,SMRT RMU OD,2LBS+1CB,13.8KV,400A | RMU | ROH | DF240603017 | Hex Bolt M10*80 | 458 | 458 | 0 | 6100K013 | 1-1-1-1 | consumption | 2025-09-18 | SEP |  | JD01-Jeddah Central Warehouse | 2025-09-30 | 2025-09-16 | 0 | [5 empty] | Work in Process Material Issue | 7419919
4500595083-[10] | 908321106 : SWGR,SMRT RMU OD,2LBS+1CB,13.8KV,400A | RMU | ROH | DF240603009 | Hex Bolt M12*30 | 697 | 30 | 667 | 6100K013 | R54-I-1-K013_SEP | inventory | 2025-10-28 | SEP |  | JD01-Jeddah Central Warehouse | 2025-09-30 | 2025-09-16 | 0
4500595083-[10] | 908321106 : SWGR,SMRT RMU OD,2LBS+1CB,13.8KV,400A | RMU | ROH | DF240603009 | Hex Bolt M12*30 | 667 | 5 | 662 | 6100K013 | R41-H-1-K013_SEP | inventory | 2025-10-28 | SEP |  | JD01-Jeddah Central Warehouse | 2025-09-30 | 2025-09-16 | 0
4500595083-[10] | 908321106 : SWGR,SMRT RMU OD,2LBS+1CB,13.8KV,400A | RMU | ROH | DF240603009 | Hex Bolt M12*30 | 662 | 260 | 402 | 6100K013 | 1-1-1-1 | consumption | 2025-10-16 | SEP |  | JD01-Jeddah Central Warehouse | 2025-09-30 | 2025-09-16 | 0 | [5 empty] | Work in Process Pick | 8149538
4500595083-[10] | 908321106 : SWGR,SMRT RMU OD,2LBS+1CB,13.8KV,400A | RMU | ROH | DF240603009 | Hex Bolt M12*30 | 402 | 240 | 162 | 6100K013 | 1-1-1-1 | consumption | 2025-09-18 | SEP |  | JD01-Jeddah Central Warehouse | 2025-09-30 | 2025-09-16 | 0 | [5 empty] | Work in Process Material Issue | 7419910
4500595083-[10] | 908321106 : SWGR,SMRT RMU OD,2LBS+1CB,13.8KV,400A | RMU | ROH | DF240603009 | Hex Bolt M12*30 | 162 | 162 | 0 | 6100K013 | 1-1-1-1 | consumption | 2025-09-18 | SEP |  | JD01-Jeddah Central Warehouse | 2025-09-30 | 2025-09-16 | 0 | [5 empty] | Work in Process Material Issue | 7408960
4500595083-[10] | 908321106 : SWGR,SMRT RMU OD,2LBS+1CB,13.8KV,400A | RMU | ROH | DF240603016 | Hex Bolt M8*20 | 4182 | 62 | 4120 | 6100K013 | R54-Q-1-K013_SEP | consumption | 2025-10-13 | SEP |  | JD01-Jeddah Central Warehouse | 2025-09-30 | 2025-09-16 | 0 | [5 empty] | Work in Process Pick | 8070013
4500595083-[10] | 908321106 : SWGR,SMRT RMU OD,2LBS+1CB,13.8KV,400A | RMU | ROH | DF240603016 | Hex Bolt M8*20 | 4120 | 1560 | 2560 | 6100K013 | 1-1-1-1 | consumption | 2025-10-16 | SEP |  | JD01-Jeddah Central Warehouse | 2025-09-30 | 2025-09-16 | 0 | [5 empty] | Work in Process Pick | 8149559
4500595083-[10] | 908321106 : SWGR,SMRT RMU OD,2LBS+1CB,13.8KV,400A | RMU | ROH | DF240603016 | Hex Bolt M8*20 | 2560 | 2560 | 0 | 6100K013 | 1-1-1-1 | consumption | 2025-09-18 | SEP |  | JD01-Jeddah Central Warehouse | 2025-09-30 | 2025-09-16 | 0 | [5 empty] | Work in Process Material Issue | 7406372
4500595083-[10] | 908321106 : SWGR,SMRT RMU OD,2LBS+1CB,13.8KV,400A | RMU | ROH | DF241128002 | Hex Nut M4 | 1394 | 760 | 634 | 6100K013 | 1-1-1-1 | inventory | 2025-10-28 | DFE-LV |  | JD01-Jeddah Central Warehouse | 2025-09-30 | 2025-09-16 | 0
4500595083-[10] | 908321106 : SWGR,SMRT RMU OD,2LBS+1CB,13.8KV,400A | RMU | ROH | DF241128002 | Hex Nut M4 | 634 | 634 | 0 | 6100K007 | 1-1-1-1 | inventory | 2025-10-28 | DFE-LV |  | JD01-Jeddah Central Warehouse | 2025-09-30 | 2025-09-16 | 0
4500595083-[10] | 908321106 : SWGR,SMRT RMU OD,2LBS+1CB,13.8KV,400A | RMU | ROH | 205042585 | Hex Nut M8 | 16031 | 5452 | 10579 | 6100K013 | 1-1-1-1 | inventory | 2025-10-28 | SEP |  | JD01-Jeddah Central Warehouse | 2025-09-30 | 2025-09-16 | 0
4500595083-[10] | 908321106 : SWGR,SMRT RMU OD,2LBS+1CB,13.8KV,400A | RMU | ROH | 205042585 | Hex Nut M8 | 10579 | 5301 | 5278 | 6100K013 | BOX92-1-1-K013_SEP | inventory | 2025-10-28 | SEP |  | JD01-Jeddah Central Warehouse | 2025-09-30 | 2025-09-16 | 0
4500595083-[10] | 908321106 : SWGR,SMRT RMU OD,2LBS+1CB,13.8KV,400A | RMU | ROH | 205042585 | Hex Nut M8 | 5278 | 970 | 4308 | 6100KDP02 | BOX6-1-1-K013_SEP | inventory | 2025-10-28 | SEP |  | JD01-Jeddah Central Warehouse | 2025-09-30 | 2025-09-16 | 0
4500595083-[10] | 908321106 : SWGR,SMRT RMU OD,2LBS+1CB,13.8KV,400A | RMU | ROH | 205042585 | Hex Nut M8 | 4308 | 587 | 3721 | 6100K013 | BOX42-1-1-K013_SEP | inventory | 2025-10-28 | SEP |  | JD01-Jeddah Central Warehouse | 2025-09-30 | 2025-09-16 | 0
4500595083-[10] | 908321106 : SWGR,SMRT RMU OD,2LBS+1CB,13.8KV,400A | RMU | ROH | 205042585 | Hex Nut M8 | 3721 | 45 | 3676 | 6100K013 | R55-I-1-K013_SEP | inventory | 2025-10-28 | SEP |  | JD01-Jeddah Central Warehouse | 2025-09-30 | 2025-09-16 | 0
4500595083-[10] | 908321106 : SWGR,SMRT RMU OD,2LBS+1CB,13.8KV,400A | RMU | ROH | 205042585 | Hex Nut M8 | 3676 | 3676 | 0 | 6100KDP02 | BOX42-1-1-K013_SEP | consumption | 2025-10-13 | SEP |  | JD01-Jeddah Central Warehouse | 2025-09-30 | 2025-09-16 | 0 | [5 empty] | Project Transfer | 8080459
4500595083-[10] | 908321106 : SWGR,SMRT RMU OD,2LBS+1CB,13.8KV,400A | RMU | ROH | 205042585 | Hex Nut M8 | 26061 | 6824 | 19237 | 6100KDP02 | BOX42-1-1-K013_SEP | consumption | 2025-10-13 | DFE-Gas Tank |  | JD01-Jeddah Central Warehouse | 2025-09-30 | 2025-09-16 | 0 | [5 empty] | Project Transfer | 8080459
4500595083-[10] | 908321106 : SWGR,SMRT RMU OD,2LBS+1CB,13.8KV,400A | RMU | ROH | 205042585 | Hex Nut M8 | 19237 | 2750 | 16487 | 6100K013 | R55-I-1-K013_SEP | consumption | 2025-10-13 | DFE-Gas Tank |  | JD01-Jeddah Central Warehouse | 2025-09-30 | 2025-09-16 | 0 | [5 empty] | Work in Process Pick | 8071401
4500595083-[10] | 908321106 : SWGR,SMRT RMU OD,2LBS+1CB,13.8KV,400A | RMU | ROH | 205042585 | Hex Nut M8 | 16487 | 16487 | 0 | 6100K013 | 1-1-1-1 | consumption | 2025-09-14 | DFE-Gas Tank |  | JD01-Jeddah Central Warehouse | 2025-09-30 | 2025-09-16 | 0 | [5 empty] | Work in Process Material Issue | 7272395
4500595083-[10] | 908321106 : SWGR,SMRT RMU OD,2LBS+1CB,13.8KV,400A | RMU | ROH | DF240603023 | Hex Nut M10 | 15334 | 2200 | 13134 | 6100K013 | 1-1-1-1 | consumption | 2025-10-16 | SEP |  | JD01-Jeddah Central Warehouse | 2025-09-30 | 2025-09-16 | 0 | [5 empty] | Work in Process Pick | 8149577
4500595083-[10] | 908321106 : SWGR,SMRT RMU OD,2LBS+1CB,13.8KV,400A | RMU | ROH | DF240603023 | Hex Nut M10 | 13134 | 9280 | 3854 | 6100K013 | 1-1-1-1 | consumption | 2025-09-18 | SEP |  | JD01-Jeddah Central Warehouse | 2025-09-30 | 2025-09-16 | 0 | [5 empty] | Work in Process Material Issue | 7419926
4500595083-[10] | 908321106 : SWGR,SMRT RMU OD,2LBS+1CB,13.8KV,400A | RMU | ROH | DF240603023 | Hex Nut M10 | 3854 | 3854 | 0 | 6100K013 | 1-1-1-1 | consumption | 2025-09-18 | SEP |  | JD01-Jeddah Central Warehouse | 2025-09-30 | 2025-09-16 | 0 | [5 empty] | Work in Process Material Issue | 7408974
4500595083-[10] | 908321106 : SWGR,SMRT RMU OD,2LBS+1CB,13.8KV,400A | RMU | ROH | DF240603014 | Hex Nut M12 | 697 | 5 | 692 | 6100K013 | 1-1-1-1 | inventory | 2025-10-28 | SEP |  | JD01-Jeddah Central Warehouse | 2025-09-30 | 2025-09-16 | 0
4500595083-[10] | 908321106 : SWGR,SMRT RMU OD,2LBS+1CB,13.8KV,400A | RMU | ROH | DF240603014 | Hex Nut M12 | 692 | 260 | 432 | 6100K013 | 1-1-1-1 | consumption | 2025-10-16 | SEP |  | JD01-Jeddah Central Warehouse | 2025-09-30 | 2025-09-16 | 0 | [5 empty] | Work in Process Pick | 8149553
4500595083-[10] | 908321106 : SWGR,SMRT RMU OD,2LBS+1CB,13.8KV,400A | RMU | ROH | DF240603014 | Hex Nut M12 | 432 | 240 | 192 | 6100K013 | 1-1-1-1 | consumption | 2025-09-18 | SEP |  | JD01-Jeddah Central Warehouse | 2025-09-30 | 2025-09-16 | 0 | [5 empty] | Work in Process Material Issue | 7408965
4500595083-[10] | 908321106 : SWGR,SMRT RMU OD,2LBS+1CB,13.8KV,400A | RMU | ROH | DF240603014 | Hex Nut M12 | 192 | 192 | 0 | 6100K013 | 1-1-1-1 | consumption | 2025-09-18 | SEP |  | JD01-Jeddah Central Warehouse | 2025-09-30 | 2025-09-16 | 0 | [5 empty] | Work in Process Material Issue | 7419915
4500595083-[10] | 908321106 : SWGR,SMRT RMU OD,2LBS+1CB,13.8KV,400A | RMU | ROH | DF240424012 | Hexagon Socket Countersunk Head Screw M8*25 | 5712 | 1995 | 3717 | 6100K013 | BOX42-1-1-K013_SEP | inventory | 2025-10-28 | DFE-Gas Tank |  | JD01-Jeddah Central Warehouse | 2025-09-30 | 2025-09-16 | 0
4500595083-[10] | 908321106 : SWGR,SMRT RMU OD,2LBS+1CB,13.8KV,400A | RMU | ROH | DF240424012 | Hexagon Socket Countersunk Head Screw M8*25 | 3717 | 592 | 3125 | 6100K013 | BOX92-1-1-K013_SEP | inventory | 2025-10-28 | DFE-Gas Tank |  | JD01-Jeddah Central Warehouse | 2025-09-30 | 2025-09-16 | 0
4500595083-[10] | 908321106 : SWGR,SMRT RMU OD,2LBS+1CB,13.8KV,400A | RMU | ROH | DF240424012 | Hexagon Socket Countersunk Head Screw M8*25 | 3125 | 528 | 2597 | 6100K013 | 1-1-1-1 | inventory | 2025-10-28 | DFE-Gas Tank |  | JD01-Jeddah Central Warehouse | 2025-09-30 | 2025-09-16 | 0
4500595083-[10] | 908321106 : SWGR,SMRT RMU OD,2LBS+1CB,13.8KV,400A | RMU | ROH | DF240424012 | Hexagon Socket Countersunk Head Screw M8*25 | 2597 | 210 | 2387 | 6100KDP02 | BOX6-1-1-K013_SEP | inventory | 2025-10-28 | DFE-Gas Tank |  | JD01-Jeddah Central Warehouse | 2025-09-30 | 2025-09-16 | 0
4500595083-[10] | 908321106 : SWGR,SMRT RMU OD,2LBS+1CB,13.8KV,400A | RMU | ROH | DF240424012 | Hexagon Socket Countersunk Head Screw M8*25 | 2387 | 1995 | 392 | 6100KDP02 | BOX42-1-1-K013_SEP | consumption | 2025-10-13 | DFE-Gas Tank |  | JD01-Jeddah Central Warehouse | 2025-09-30 | 2025-09-16 | 0 | [5 empty] | Project Transfer | 8080525
4500595083-[10] | 908321106 : SWGR,SMRT RMU OD,2LBS+1CB,13.8KV,400A | RMU | ROH | DF240424012 | Hexagon Socket Countersunk Head Screw M8*25 | 392 | 392 | 0 | 6100K013 | 1-1-1-1 | consumption | 2025-09-21 | DFE-Gas Tank |  | JD01-Jeddah Central Warehouse | 2025-09-30 | 2025-09-16 | 0 | [5 empty] | Work in Process Material Issue | 7452506
4500595083-[10] | 908321106 : SWGR,SMRT RMU OD,2LBS+1CB,13.8KV,400A | RMU | ROH | DF240424018 | Hexagon Socket Head Cap Screw M10*35 | 4284 | 1575 | 2709 | 6100K013 | BOX42-1-1-K013_SEP | inventory | 2025-10-28 | DFE-Gas Tank |  | JD01-Jeddah Central Warehouse | 2025-09-30 | 2025-09-16 | 0
4500595083-[10] | 908321106 : SWGR,SMRT RMU OD,2LBS+1CB,13.8KV,400A | RMU | ROH | DF240424018 | Hexagon Socket Head Cap Screw M10*35 | 2709 | 444 | 2265 | 6100K013 | BOX92-1-1-K013_SEP | inventory | 2025-10-28 | DFE-Gas Tank |  | JD01-Jeddah Central Warehouse | 2025-09-30 | 2025-09-16 | 0
4500595083-[10] | 908321106 : SWGR,SMRT RMU OD,2LBS+1CB,13.8KV,400A | RMU | ROH | DF240424018 | Hexagon Socket Head Cap Screw M10*35 | 2265 | 396 | 1869 | 6100K013 | 1-1-1-1 | inventory | 2025-10-28 | DFE-Gas Tank |  | JD01-Jeddah Central Warehouse | 2025-09-30 | 2025-09-16 | 0
4500595083-[10] | 908321106 : SWGR,SMRT RMU OD,2LBS+1CB,13.8KV,400A | RMU | ROH | DF240424018 | Hexagon Socket Head Cap Screw M10*35 | 1869 | 180 | 1689 | 6100KDP02 | BOX6-1-1-K013_SEP | inventory | 2025-10-28 | DFE-Gas Tank |  | JD01-Jeddah Central Warehouse | 2025-09-30 | 2025-09-16 | 0
4500595083-[10] | 908321106 : SWGR,SMRT RMU OD,2LBS+1CB,13.8KV,400A | RMU | ROH | DF240424018 | Hexagon Socket Head Cap Screw M10*35 | 1689 | 1575 | 114 | 6100KDP02 | BOX42-1-1-K013_SEP | consumption | 2025-10-13 | DFE-Gas Tank |  | JD01-Jeddah Central Warehouse | 2025-09-30 | 2025-09-16 | 0 | [5 empty] | Project Transfer | 8080567
4500595083-[10] | 908321106 : SWGR,SMRT RMU OD,2LBS+1CB,13.8KV,400A | RMU | ROH | DF240424018 | Hexagon Socket Head Cap Screw M10*35 | 114 | 114 | 0 | 6100K013 | 1-1-1-1 | consumption | 2025-09-21 | DFE-Gas Tank |  | JD01-Jeddah Central Warehouse | 2025-09-30 | 2025-09-16 | 0 | [5 empty] | Work in Process Material Issue | 7452513
4500595083-[10] | 908321106 : SWGR,SMRT RMU OD,2LBS+1CB,13.8KV,400A | RMU | ROH | DF240424013 | Hexagon Socket Head Cap Screw M12*35 | 3213 | 1260 | 1953 | 6100K013 | BOX42-1-1-K013_SEP | inventory | 2025-10-28 | DFE-Gas Tank |  | JD01-Jeddah Central Warehouse | 2025-09-30 | 2025-09-16 | 0
4500595083-[10] | 908321106 : SWGR,SMRT RMU OD,2LBS+1CB,13.8KV,400A | RMU | ROH | DF240424013 | Hexagon Socket Head Cap Screw M12*35 | 1953 | 333 | 1620 | 6100K013 | BOX92-1-1-K013_SEP | inventory | 2025-10-28 | DFE-Gas Tank |  | JD01-Jeddah Central Warehouse | 2025-09-30 | 2025-09-16 | 0
4500595083-[10] | 908321106 : SWGR,SMRT RMU OD,2LBS+1CB,13.8KV,400A | RMU | ROH | DF240424013 | Hexagon Socket Head Cap Screw M12*35 | 1620 | 297 | 1323 | 6100K013 | 1-1-1-1 | inventory | 2025-10-28 | DFE-Gas Tank |  | JD01-Jeddah Central Warehouse | 2025-09-30 | 2025-09-16 | 0
4500595083-[10] | 908321106 : SWGR,SMRT RMU OD,2LBS+1CB,13.8KV,400A | RMU | ROH | DF240424013 | Hexagon Socket Head Cap Screw M12*35 | 1323 | 120 | 1203 | 6100KDP02 | BOX6-1-1-K013_SEP | inventory | 2025-10-28 | DFE-Gas Tank |  | JD01-Jeddah Central Warehouse | 2025-09-30 | 2025-09-16 | 0
4500595083-[10] | 908321106 : SWGR,SMRT RMU OD,2LBS+1CB,13.8KV,400A | RMU | ROH | DF240424013 | Hexagon Socket Head Cap Screw M12*35 | 1203 | 1203 | 0 | 6100KDP02 | BOX42-1-1-K013_SEP | consumption | 2025-10-13 | DFE-Gas Tank |  | JD01-Jeddah Central Warehouse | 2025-09-30 | 2025-09-16 | 0 | [5 empty] | Project Transfer | 8080531
4500595083-[10] | 908321106 : SWGR,SMRT RMU OD,2LBS+1CB,13.8KV,400A | RMU | ROH | DF240603010 | Half round head hexagon combination screw M6 * 12 | 8364 | 2000 | 6364 | 6100K013 | 1-1-1-1 | consumption | 2025-10-16 | SEP |  | JD01-Jeddah Central Warehouse | 2025-09-30 | 2025-09-16 | 0 | [5 empty] | Work in Process Pick | 8149541
4500595083-[10] | 908321106 : SWGR,SMRT RMU OD,2LBS+1CB,13.8KV,400A | RMU | ROH | DF240603010 | Half round head hexagon combination screw M6 * 12 | 6364 | 2880 | 3484 | 6100K013 | 1-1-1-1 | consumption | 2025-09-18 | SEP |  | JD01-Jeddah Central Warehouse | 2025-09-30 | 2025-09-16 | 0 | [5 empty] | Work in Process Material Issue | 7408961
4500595083-[10] | 908321106 : SWGR,SMRT RMU OD,2LBS+1CB,13.8KV,400A | RMU | ROH | DF240603010 | Half round head hexagon combination screw M6 * 12 | 3484 | 2880 | 604 | 6100K013 | 1-1-1-1 | consumption | 2025-09-18 | SEP |  | JD01-Jeddah Central Warehouse | 2025-09-30 | 2025-09-16 | 0 | [5 empty] | Work in Process Material Issue | 7419911
4500595083-[10] | 908321106 : SWGR,SMRT RMU OD,2LBS+1CB,13.8KV,400A | RMU | ROH | DF240603010 | Half round head hexagon combination screw M6 * 12 | 604 | 604 | 0 | 6100K013 | 1-1-1-1 | consumption | 2025-09-21 | SEP |  | JD01-Jeddah Central Warehouse | 2025-09-30 | 2025-09-16 | 0 | [5 empty] | Work in Process Material Issue | 7476714
4500595083-[10] | 908321106 : SWGR,SMRT RMU OD,2LBS+1CB,13.8KV,400A | RMU | ROH | DF240603019 | Hexagonal Flange Triangular Thread Self-Tapping Screw M6*16 | 12546 | 885 | 11661 | 6100K013 | R55-I-1-K013_SEP | inventory | 2025-10-28 | SEP |  | JD01-Jeddah Central Warehouse | 2025-09-30 | 2025-09-16 | 0
4500595083-[10] | 908321106 : SWGR,SMRT RMU OD,2LBS+1CB,13.8KV,400A | RMU | ROH | DF240603019 | Hexagonal Flange Triangular Thread Self-Tapping Screw M6*16 | 11661 | 4680 | 6981 | 6100K013 | 1-1-1-1 | consumption | 2025-10-16 | SEP |  | JD01-Jeddah Central Warehouse | 2025-09-30 | 2025-09-16 | 0 | [5 empty] | Work in Process Pick | 8149565
4500595083-[10] | 908321106 : SWGR,SMRT RMU OD,2LBS+1CB,13.8KV,400A | RMU | ROH | DF240603019 | Hexagonal Flange Triangular Thread Self-Tapping Screw M6*16 | 6981 | 4560 | 2421 | 6100K013 | 1-1-1-1 | consumption | 2025-09-18 | SEP |  | JD01-Jeddah Central Warehouse | 2025-09-30 | 2025-09-16 | 0 | [5 empty] | Work in Process Material Issue | 7419921
4500595083-[10] | 908321106 : SWGR,SMRT RMU OD,2LBS+1CB,13.8KV,400A | RMU | ROH | DF240603019 | Hexagonal Flange Triangular Thread Self-Tapping Screw M6*16 | 2421 | 2421 | 0 | 6100K013 | 1-1-1-1 | consumption | 2025-09-18 | SEP |  | JD01-Jeddah Central Warehouse | 2025-09-30 | 2025-09-16 | 0 | [5 empty] | Work in Process Material Issue | 7408969
4500595083-[10] | 908321106 : SWGR,SMRT RMU OD,2LBS+1CB,13.8KV,400A | RMU | ROH | DF240603036 | Hinge (F45) | 2788 | 146 | 2642 | 6100K013 | NEW.FLR-1-1-K013_SEP | inventory | 2025-10-28 | DFE-Consumables |  | JD01-Jeddah Central Warehouse | 2025-09-30 | 2025-09-16 | 0
4500595083-[10] | 908321106 : SWGR,SMRT RMU OD,2LBS+1CB,13.8KV,400A | RMU | ROH | DF240603036 | Hinge (F45) | 2642 | 124 | 2518 | 6100K013 | 1-1-1-1 | inventory | 2025-10-28 | DFE-Consumables |  | JD01-Jeddah Central Warehouse | 2025-09-30 | 2025-09-16 | 0
4500595083-[10] | 908321106 : SWGR,SMRT RMU OD,2LBS+1CB,13.8KV,400A | RMU | ROH | DF240603036 | Hinge (F45) | 2518 | 120 | 2398 | 6100KDP02 | BOX1-1-1-K013_SEP | inventory | 2025-10-28 | DFE-Consumables |  | JD01-Jeddah Central Warehouse | 2025-09-30 | 2025-09-16 | 0
4500595083-[10] | 908321106 : SWGR,SMRT RMU OD,2LBS+1CB,13.8KV,400A | RMU | ROH | DF240603036 | Hinge (F45) | 2398 | 1040 | 1358 | 6100K013 | 1-1-1-1 | consumption | 2025-10-16 | DFE-Consumables |  | JD01-Jeddah Central Warehouse | 2025-09-30 | 2025-09-16 | 0 | [5 empty] | Work in Process Pick | 8149604
4500595083-[10] | 908321106 : SWGR,SMRT RMU OD,2LBS+1CB,13.8KV,400A | RMU | ROH | DF240603036 | Hinge (F45) | 1358 | 960 | 398 | 6100K013 | 1-1-1-1 | consumption | 2025-09-18 | DFE-Consumables |  | JD01-Jeddah Central Warehouse | 2025-09-30 | 2025-09-16 | 0 | [5 empty] | Work in Process Material Issue | 7419916
4500595083-[10] | 908321106 : SWGR,SMRT RMU OD,2LBS+1CB,13.8KV,400A | RMU | ROH | DF240603036 | Hinge (F45) | 398 | 398 | 0 | 6100K013 | 1-1-1-1 | consumption | 2025-09-18 | DFE-Consumables |  | JD01-Jeddah Central Warehouse | 2025-09-30 | 2025-09-16 | 0 | [5 empty] | Work in Process Material Issue | 7408966
4500595083-[10] | 908321106 : SWGR,SMRT RMU OD,2LBS+1CB,13.8KV,400A | RMU | ROH | DF250310001 | Hinge CL209-1 Stainless Steel | 5000 | 1040 | 3960 | 6100K013 | 1-1-1-1 | inventory | 2025-10-28 | Outer Enclosure |  | JD01-Jeddah Central Warehouse | 2025-09-30 | 2025-09-16 | 0
4500595083-[10] | 908321106 : SWGR,SMRT RMU OD,2LBS+1CB,13.8KV,400A | RMU | ROH | DF250310001 | Hinge CL209-1 Stainless Steel | 3960 | 40 | 3920 | 6100K013 | R51-A-1-K013_SEP | inventory | 2025-10-28 | Outer Enclosure |  | JD01-Jeddah Central Warehouse | 2025-09-30 | 2025-09-16 | 0
4500595083-[10] | 908321106 : SWGR,SMRT RMU OD,2LBS+1CB,13.8KV,400A | RMU | ROH | DF250310001 | Hinge CL209-1 Stainless Steel | 3920 | 1660 | 2260 | 6100K013 | 1-1-1-1 | consumption | 2025-09-17 | Outer Enclosure |  | JD01-Jeddah Central Warehouse | 2025-09-30 | 2025-09-16 | 0 | [5 empty] | Work in Process Material Issue | 7370460
4500595083-[10] | 908321106 : SWGR,SMRT RMU OD,2LBS+1CB,13.8KV,400A | RMU | ROH | DF250310001 | Hinge CL209-1 Stainless Steel | 2260 | 1240 | 1020 | 6100K013 | 1-1-1-1 | consumption | 2025-09-18 | Outer Enclosure |  | JD01-Jeddah Central Warehouse | 2025-09-30 | 2025-09-16 | 0 | [5 empty] | Work in Process Material Issue | 7419951
4500595083-[10] | 908321106 : SWGR,SMRT RMU OD,2LBS+1CB,13.8KV,400A | RMU | ROH | DF250310001 | Hinge CL209-1 Stainless Steel | 1020 | 1020 | 0 | 6100K013 | R54-H-1-K013_SEP | consumption | 2025-10-18 | Outer Enclosure |  | JD01-Jeddah Central Warehouse | 2025-09-30 | 2025-09-16 | 0 | [5 empty] | Work in Process Pick | 8162706
4500595083-[10] | 908321106 : SWGR,SMRT RMU OD,2LBS+1CB,13.8KV,400A | RMU | ROH | DF240110374 | Hydraulic Rod 1000N;L=450 | 2000 | 766 | 1234 | 6100K013 | 1-1-1-1 | inventory | 2025-10-28 | Outer Enclosure |  | JD01-Jeddah Central Warehouse | 2025-09-30 | 2025-09-16 | 0
4500595083-[10] | 908321106 : SWGR,SMRT RMU OD,2LBS+1CB,13.8KV,400A | RMU | ROH | DF240110374 | Hydraulic Rod 1000N;L=450 | 1234 | 700 | 534 | 6100KDP02 | R66-Q-1-K013_SEP | inventory | 2025-10-28 | Outer Enclosure |  | JD01-Jeddah Central Warehouse | 2025-09-30 | 2025-09-16 | 0
4500595083-[10] | 908321106 : SWGR,SMRT RMU OD,2LBS+1CB,13.8KV,400A | RMU | ROH | DF240110374 | Hydraulic Rod 1000N;L=450 | 534 | 417 | 117 | free_stock | R59-P-1-MVBM_SEP | inventory | 2025-10-28 | Outer Enclosure |  | JD01-Jeddah Central Warehouse | 2025-09-30 | 2025-09-16 | 0
4500595083-[10] | 908321106 : SWGR,SMRT RMU OD,2LBS+1CB,13.8KV,400A | RMU | ROH | DF240110374 | Hydraulic Rod 1000N;L=450 | 117 | 117 | 0 | 6100K013 | INC-1-1-K013_SEP | inventory | 2025-10-28 | Outer Enclosure |  | JD01-Jeddah Central Warehouse | 2025-09-30 | 2025-09-16 | 0
4500595083-[10] | 908321106 : SWGR,SMRT RMU OD,2LBS+1CB,13.8KV,400A | RMU | ROH | 8DF.0818.0018 | Install the Stiffener in One Piece | 357 | 37 | 320 | 6100K013 | BOX92-1-1-K013_SEP | inventory | 2025-10-28 | DFE-Gas Tank |  | JD01-Jeddah Central Warehouse | 2025-09-30 | 2025-09-16 | 0
4500595083-[10] | 908321106 : SWGR,SMRT RMU OD,2LBS+1CB,13.8KV,400A | RMU | ROH | 8DF.0818.0018 | Install the Stiffener in One Piece | 320 | 33 | 287 | 6100K013 | 1-1-1-1 | inventory | 2025-10-28 | DFE-Gas Tank |  | JD01-Jeddah Central Warehouse | 2025-09-30 | 2025-09-16 | 0
4500595083-[10] | 908321106 : SWGR,SMRT RMU OD,2LBS+1CB,13.8KV,400A | RMU | ROH | 8DF.0818.0018 | Install the Stiffener in One Piece | 287 | 287 | 0 | 6100K013 | 1-1-1-1 | consumption | 2025-09-21 | DFE-Gas Tank |  | JD01-Jeddah Central Warehouse | 2025-09-30 | 2025-09-16 | 0 | [5 empty] | Work in Process Material Issue | 7452502
4500595083-[10] | 908321106 : SWGR,SMRT RMU OD,2LBS+1CB,13.8KV,400A | RMU | HALB | 8DF.0815.1105 | Interlocking Plate 3 | 1394 | 170 | 1224 | 6100K013 | 1-1-1-1 | consumption | 2025-09-21 | SEP |  | JD01-Jeddah Central Warehouse | 2025-09-30 | 2025-09-16 | 0 | [5 empty] | Work in Process Material Issue | 7476734
4500595083-[10] | 908321106 : SWGR,SMRT RMU OD,2LBS+1CB,13.8KV,400A | RMU | HALB | 8DF.0815.1105 | Interlocking Plate 3 | 1224 | 720 | 504 | 6100K013 | 1-1-1-1 | consumption | 2025-09-24 | SEP |  | JD01-Jeddah Central Warehouse | 2025-09-30 | 2025-09-16 | 0 | [5 empty] | Work in Process Material Issue | 7564918
4500595083-[10] | 908321106 : SWGR,SMRT RMU OD,2LBS+1CB,13.8KV,400A | RMU | HALB | 8DF.0815.1105 | Interlocking Plate 3 | 504 | 504 | 0 | 6100K013 | BOX4-1-1-K013_SEP | consumption | 2025-10-26 | SEP |  | JD01-Jeddah Central Warehouse | 2025-09-30 | 2025-09-16 | 0 | [5 empty] | Work in Process Pick | 8332434
4500595083-[10] | 908321106 : SWGR,SMRT RMU OD,2LBS+1CB,13.8KV,400A | RMU | ROH | 8DF.LS01.0066 | Isolation Indicator | 1071 | 420 | 651 | 6100K013 | BOX42-1-1-K013_SEP | inventory | 2025-10-28 | DFE-Gas Tank |  | JD01-Jeddah Central Warehouse | 2025-09-30 | 2025-09-16 | 0
4500595083-[10] | 908321106 : SWGR,SMRT RMU OD,2LBS+1CB,13.8KV,400A | RMU | ROH | 8DF.LS01.0066 | Isolation Indicator | 651 | 111 | 540 | 6100K013 | BOX92-1-1-K013_SEP | inventory | 2025-10-28 | DFE-Gas Tank |  | JD01-Jeddah Central Warehouse | 2025-09-30 | 2025-09-16 | 0
4500595083-[10] | 908321106 : SWGR,SMRT RMU OD,2LBS+1CB,13.8KV,400A | RMU | ROH | 8DF.LS01.0066 | Isolation Indicator | 540 | 99 | 441 | 6100K013 | 1-1-1-1 | inventory | 2025-10-28 | DFE-Gas Tank |  | JD01-Jeddah Central Warehouse | 2025-09-30 | 2025-09-16 | 0
4500595083-[10] | 908321106 : SWGR,SMRT RMU OD,2LBS+1CB,13.8KV,400A | RMU | ROH | 8DF.LS01.0066 | Isolation Indicator | 441 | 40 | 401 | 6100KDP02 | BOX6-1-1-K013_SEP | inventory | 2025-10-28 | DFE-Gas Tank |  | JD01-Jeddah Central Warehouse | 2025-09-30 | 2025-09-16 | 0
4500595083-[10] | 908321106 : SWGR,SMRT RMU OD,2LBS+1CB,13.8KV,400A | RMU | ROH | 8DF.LS01.0066 | Isolation Indicator | 401 | 401 | 0 | 6100KDP02 | BOX42-1-1-K013_SEP | consumption | 2025-10-13 | DFE-Gas Tank |  | JD01-Jeddah Central Warehouse | 2025-09-30 | 2025-09-16 | 0 | [5 empty] | Project Transfer | 8080375
4500595083-[10] | 908321106 : SWGR,SMRT RMU OD,2LBS+1CB,13.8KV,400A | RMU | ROH | 5DF.0815.0203 | Isolation Switch Mechanism | 357 | 105 | 252 | 6100K013 | BOX42-1-1-K013_SEP | inventory | 2025-10-28 | DFE-Gas Tank |  | JD01-Jeddah Central Warehouse | 2025-09-30 | 2025-09-16 | 0
4500595083-[10] | 908321106 : SWGR,SMRT RMU OD,2LBS+1CB,13.8KV,400A | RMU | ROH | 5DF.0815.0203 | Isolation Switch Mechanism | 252 | 37 | 215 | 6100K013 | BOX92-1-1-K013_SEP | inventory | 2025-10-28 | DFE-Gas Tank |  | JD01-Jeddah Central Warehouse | 2025-09-30 | 2025-09-16 | 0
4500595083-[10] | 908321106 : SWGR,SMRT RMU OD,2LBS+1CB,13.8KV,400A | RMU | ROH | 5DF.0815.0203 | Isolation Switch Mechanism | 215 | 33 | 182 | 6100K013 | 1-1-1-1 | inventory | 2025-10-28 | DFE-Gas Tank |  | JD01-Jeddah Central Warehouse | 2025-09-30 | 2025-09-16 | 0
4500595083-[10] | 908321106 : SWGR,SMRT RMU OD,2LBS+1CB,13.8KV,400A | RMU | ROH | 5DF.0815.0203 | Isolation Switch Mechanism | 182 | 20 | 162 | 6100KDP02 | BOX6-1-1-K013_SEP | inventory | 2025-10-28 | DFE-Gas Tank |  | JD01-Jeddah Central Warehouse | 2025-09-30 | 2025-09-16 | 0
4500595083-[10] | 908321106 : SWGR,SMRT RMU OD,2LBS+1CB,13.8KV,400A | RMU | ROH | 5DF.0815.0203 | Isolation Switch Mechanism | 162 | 105 | 57 | 6100KDP02 | BOX42-1-1-K013_SEP | consumption | 2025-10-13 | DFE-Gas Tank |  | JD01-Jeddah Central Warehouse | 2025-09-30 | 2025-09-16 | 0 | [5 empty] | Project Transfer | 8080687
4500595083-[10] | 908321106 : SWGR,SMRT RMU OD,2LBS+1CB,13.8KV,400A | RMU | ROH | 5DF.0815.0203 | Isolation Switch Mechanism | 57 | 57 | 0 | 6100K013 | 1-1-1-1 | consumption | 2025-09-21 | DFE-Gas Tank |  | JD01-Jeddah Central Warehouse | 2025-09-30 | 2025-09-16 | 0 | [5 empty] | Work in Process Material Issue | 7452532
4500595083-[10] | 908321106 : SWGR,SMRT RMU OD,2LBS+1CB,13.8KV,400A | RMU | ROH | DF240424007 | Isolation Switch Mechanism Mechanical Interlocking | 357 | 105 | 252 | 6100K013 | BOX42-1-1-K013_SEP | inventory | 2025-10-28 | DFE-Gas Tank |  | JD01-Jeddah Central Warehouse | 2025-09-30 | 2025-09-16 | 0
4500595083-[10] | 908321106 : SWGR,SMRT RMU OD,2LBS+1CB,13.8KV,400A | RMU | ROH | DF240424007 | Isolation Switch Mechanism Mechanical Interlocking | 252 | 37 | 215 | 6100K013 | BOX92-1-1-K013_SEP | inventory | 2025-10-28 | DFE-Gas Tank |  | JD01-Jeddah Central Warehouse | 2025-09-30 | 2025-09-16 | 0
4500595083-[10] | 908321106 : SWGR,SMRT RMU OD,2LBS+1CB,13.8KV,400A | RMU | ROH | DF240424007 | Isolation Switch Mechanism Mechanical Interlocking | 215 | 33 | 182 | 6100K013 | 1-1-1-1 | inventory | 2025-10-28 | DFE-Gas Tank |  | JD01-Jeddah Central Warehouse | 2025-09-30 | 2025-09-16 | 0
4500595083-[10] | 908321106 : SWGR,SMRT RMU OD,2LBS+1CB,13.8KV,400A | RMU | ROH | DF240424007 | Isolation Switch Mechanism Mechanical Interlocking | 182 | 20 | 162 | 6100KDP02 | BOX6-1-1-K013_SEP | inventory | 2025-10-28 | DFE-Gas Tank |  | JD01-Jeddah Central Warehouse | 2025-09-30 | 2025-09-16 | 0
4500595083-[10] | 908321106 : SWGR,SMRT RMU OD,2LBS+1CB,13.8KV,400A | RMU | ROH | DF240424007 | Isolation Switch Mechanism Mechanical Interlocking | 162 | 105 | 57 | 6100KDP02 | BOX42-1-1-K013_SEP | consumption | 2025-10-13 | DFE-Gas Tank |  | JD01-Jeddah Central Warehouse | 2025-09-30 | 2025-09-16 | 0 | [5 empty] | Project Transfer | 8080693
4500595083-[10] | 908321106 : SWGR,SMRT RMU OD,2LBS+1CB,13.8KV,400A | RMU | ROH | DF240424007 | Isolation Switch Mechanism Mechanical Interlocking | 57 | 57 | 0 | 6100K013 | 1-1-1-1 | consumption | 2025-09-21 | DFE-Gas Tank |  | JD01-Jeddah Central Warehouse | 2025-09-30 | 2025-09-16 | 0 | [5 empty] | Work in Process Material Issue | 7452533
4500595083-[10] | 908321106 : SWGR,SMRT RMU OD,2LBS+1CB,13.8KV,400A | RMU | ROH | DF211001965 | Large flat washer φ8-24 | 1428 | 1428 | 0 | free_stock | R52-A-1-MVBM_SEP | inventory | 2025-10-28 | DFE-Gas Tank |  | JD01-Jeddah Central Warehouse | 2025-09-30 | 2025-09-16 | 0
4500595083-[10] | 908321106 : SWGR,SMRT RMU OD,2LBS+1CB,13.8KV,400A | RMU | ROH | DF211001965 | Large flat washer φ8-24 | 20213 | 3338 | 16875 | 6100K013 | 1-1-1-1 | inventory | 2025-10-28 | SEP |  | JD01-Jeddah Central Warehouse | 2025-09-30 | 2025-09-16 | 0
4500595083-[10] | 908321106 : SWGR,SMRT RMU OD,2LBS+1CB,13.8KV,400A | RMU | ROH | DF211001965 | Large flat washer φ8-24 | 16875 | 2836 | 14039 | free_stock | R52-A-1-MVBM_SEP | inventory | 2025-10-28 | SEP |  | JD01-Jeddah Central Warehouse | 2025-09-30 | 2025-09-16 | 0
4500595083-[10] | 908321106 : SWGR,SMRT RMU OD,2LBS+1CB,13.8KV,400A | RMU | ROH | DF211001965 | Large flat washer φ8-24 | 14039 | 2222 | 11817 | 6100K013 | R41-H-1-K013_SEP | inventory | 2025-10-28 | SEP |  | JD01-Jeddah Central Warehouse | 2025-09-30 | 2025-09-16 | 0
4500595083-[10] | 908321106 : SWGR,SMRT RMU OD,2LBS+1CB,13.8KV,400A | RMU | ROH | DF211001965 | Large flat washer φ8-24 | 11817 | 1170 | 10647 | 6100K013 | R54-I-1-K013_SEP | inventory | 2025-10-28 | SEP |  | JD01-Jeddah Central Warehouse | 2025-09-30 | 2025-09-16 | 0
4500595083-[10] | 908321106 : SWGR,SMRT RMU OD,2LBS+1CB,13.8KV,400A | RMU | ROH | DF211001965 | Large flat washer φ8-24 | 10647 | 315 | 10332 | 6100K013 | BOX42-1-1-K013_SEP | inventory | 2025-10-28 | SEP |  | JD01-Jeddah Central Warehouse | 2025-09-30 | 2025-09-16 | 0
4500595083-[10] | 908321106 : SWGR,SMRT RMU OD,2LBS+1CB,13.8KV,400A | RMU | ROH | DF211001965 | Large flat washer φ8-24 | 10332 | 50 | 10282 | 6100KDP02 | BOX6-1-1-K013_SEP | inventory | 2025-10-28 | SEP |  | JD01-Jeddah Central Warehouse | 2025-09-30 | 2025-09-16 | 0
4500595083-[10] | 908321106 : SWGR,SMRT RMU OD,2LBS+1CB,13.8KV,400A | RMU | ROH | DF211001965 | Large flat washer φ8-24 | 10282 | 315 | 9967 | 6100KDP02 | BOX42-1-1-K013_SEP | consumption | 2025-10-13 | SEP |  | JD01-Jeddah Central Warehouse | 2025-09-30 | 2025-09-16 | 0 | [5 empty] | Project Transfer | 8080783
4500595083-[10] | 908321106 : SWGR,SMRT RMU OD,2LBS+1CB,13.8KV,400A | RMU | ROH | DF211001965 | Large flat washer φ8-24 | 9967 | 6788 | 3179 | 6100K013 | 1-1-1-1 | consumption | 2025-10-16 | SEP |  | JD01-Jeddah Central Warehouse | 2025-09-30 | 2025-09-16 | 0 | [5 empty] | Work in Process Pick | 8149474
4500595083-[10] | 908321106 : SWGR,SMRT RMU OD,2LBS+1CB,13.8KV,400A | RMU | ROH | DF211001965 | Large flat washer φ8-24 | 3179 | 752 | 2427 | 6100K013 | BOX92-1-1-K013_SEP | consumption | 2025-10-16 | SEP |  | JD01-Jeddah Central Warehouse | 2025-09-30 | 2025-09-16 | 0 | [5 empty] | Work in Process Pick | 8149471
4500595083-[10] | 908321106 : SWGR,SMRT RMU OD,2LBS+1CB,13.8KV,400A | RMU | ROH | DF211001965 | Large flat washer φ8-24 | 2427 | 1240 | 1187 | 6100K013 | 1-1-1-1 | consumption | 2025-09-18 | SEP |  | JD01-Jeddah Central Warehouse | 2025-09-30 | 2025-09-16 | 0 | [5 empty] | Work in Process Material Issue | 7419944
4500595083-[10] | 908321106 : SWGR,SMRT RMU OD,2LBS+1CB,13.8KV,400A | RMU | ROH | DF211001965 | Large flat washer φ8-24 | 1187 | 1187 | 0 | 6100K013 | 1-1-1-1 | consumption | 2025-09-21 | SEP |  | JD01-Jeddah Central Warehouse | 2025-09-30 | 2025-09-16 | 0 | [5 empty] | Work in Process Material Issue | 7452553
4500595083-[10] | 908321106 : SWGR,SMRT RMU OD,2LBS+1CB,13.8KV,400A | RMU | ROH | DF240603013 | Large flat washer φ8-24 | 2000 | 1403 | 597 | 6100K013 | R41-H-1-K013_SEP | inventory | 2025-10-28 | Outer Enclosure |  | JD01-Jeddah Central Warehouse | 2025-09-30 | 2025-09-16 | 0
4500595083-[10] | 908321106 : SWGR,SMRT RMU OD,2LBS+1CB,13.8KV,400A | RMU | ROH | DF240603013 | Large flat washer φ8-24 | 597 | 597 | 0 | 6100K013 | 1-1-1-1 | consumption | 2025-10-16 | Outer Enclosure |  | JD01-Jeddah Central Warehouse | 2025-09-30 | 2025-09-16 | 0 | [5 empty] | Work in Process Pick | 8149550
4500595083-[10] | 908321106 : SWGR,SMRT RMU OD,2LBS+1CB,13.8KV,400A | RMU | ROH | DF240603013 | Large flat washer φ8-24 | 7667 | 2263 | 5404 | 6100K013 | 1-1-1-1 | consumption | 2025-10-16 | SEP |  | JD01-Jeddah Central Warehouse | 2025-09-30 | 2025-09-16 | 0 | [5 empty] | Work in Process Pick | 8149550
4500595083-[10] | 908321106 : SWGR,SMRT RMU OD,2LBS+1CB,13.8KV,400A | RMU | ROH | DF240603013 | Large flat washer φ8-24 | 5404 | 664 | 4740 | 6100K013 | 1-1-1-1 | consumption | 2025-09-17 | SEP |  | JD01-Jeddah Central Warehouse | 2025-09-30 | 2025-09-16 | 0 | [5 empty] | Work in Process Material Issue | 7370414
4500595083-[10] | 908321106 : SWGR,SMRT RMU OD,2LBS+1CB,13.8KV,400A | RMU | ROH | DF240603013 | Large flat washer φ8-24 | 4740 | 2640 | 2100 | 6100K013 | 1-1-1-1 | consumption | 2025-09-18 | SEP |  | JD01-Jeddah Central Warehouse | 2025-09-30 | 2025-09-16 | 0 | [5 empty] | Work in Process Material Issue | 7419914
4500595083-[10] | 908321106 : SWGR,SMRT RMU OD,2LBS+1CB,13.8KV,400A | RMU | ROH | DF240603013 | Large flat washer φ8-24 | 2100 | 2100 | 0 | 6100K013 | 1-1-1-1 | consumption | 2025-09-18 | SEP |  | JD01-Jeddah Central Warehouse | 2025-09-30 | 2025-09-16 | 0 | [5 empty] | Work in Process Material Issue | 7408964
4500595083-[10] | 908321106 : SWGR,SMRT RMU OD,2LBS+1CB,13.8KV,400A | RMU | ROH | DF240510050 | Lead crystal battery (6-CNFJ-24) | 1394 | 892 | 502 | 6100K013 | 1-1-1-1 | inventory | 2025-10-28 | DFE-LV |  | JD01-Jeddah Central Warehouse | 2025-09-30 | 2025-09-16 | 0
4500595083-[10] | 908321106 : SWGR,SMRT RMU OD,2LBS+1CB,13.8KV,400A | RMU | ROH | DF240510050 | Lead crystal battery (6-CNFJ-24) | 502 | 270 | 232 | 6100K013 | INC-1-1-K013_SEP | inventory | 2025-10-28 | DFE-LV |  | JD01-Jeddah Central Warehouse | 2025-09-30 | 2025-09-16 | 0
4500595083-[10] | 908321106 : SWGR,SMRT RMU OD,2LBS+1CB,13.8KV,400A | RMU | ROH | DF240510050 | Lead crystal battery (6-CNFJ-24) | 232 | 84 | 148 | 6100K015 | 1-1-1-1 | inventory | 2025-10-28 | DFE-LV |  | JD01-Jeddah Central Warehouse | 2025-09-30 | 2025-09-16 | 0
4500595083-[10] | 908321106 : SWGR,SMRT RMU OD,2LBS+1CB,13.8KV,400A | RMU | ROH | DF240510050 | Lead crystal battery (6-CNFJ-24) | 148 | 148 | 0 | 6100K013 | 1-1-1-1 | consumption | 2025-09-15 | DFE-LV |  | JD01-Jeddah Central Warehouse | 2025-09-30 | 2025-09-16 | 0 | [5 empty] | Work in Process Material Issue | 7323451
4500595083-[10] | 908321106 : SWGR,SMRT RMU OD,2LBS+1CB,13.8KV,400A | RMU | ROH | 8DF.0818.1052 | Left and right door hooks | 4182 | 340 | 3842 | 6100K013 | NEW.FLR-1-1-K013_SEP | inventory | 2025-10-28 | SEP |  | JD01-Jeddah Central Warehouse | 2025-09-30 | 2025-09-16 | 0
4500595083-[10] | 908321106 : SWGR,SMRT RMU OD,2LBS+1CB,13.8KV,400A | RMU | ROH | 8DF.0818.1052 | Left and right door hooks | 3842 | 240 | 3602 | 6100KDP02 | BOX1-1-1-K013_SEP | inventory | 2025-10-28 | SEP |  | JD01-Jeddah Central Warehouse | 2025-09-30 | 2025-09-16 | 0
4500595083-[10] | 908321106 : SWGR,SMRT RMU OD,2LBS+1CB,13.8KV,400A | RMU | ROH | 8DF.0818.1052 | Left and right door hooks | 3602 | 1560 | 2042 | 6100K013 | 1-1-1-1 | consumption | 2025-10-16 | SEP |  | JD01-Jeddah Central Warehouse | 2025-09-30 | 2025-09-16 | 0 | [5 empty] | Work in Process Pick | 8149435
4500595083-[10] | 908321106 : SWGR,SMRT RMU OD,2LBS+1CB,13.8KV,400A | RMU | ROH | 8DF.0818.1052 | Left and right door hooks | 2042 | 2042 | 0 | 6100K013 | 1-1-1-1 | consumption | 2025-09-18 | SEP |  | JD01-Jeddah Central Warehouse | 2025-09-30 | 2025-09-16 | 0 | [5 empty] | Work in Process Material Issue | 7406397
4500595083-[10] | 908321106 : SWGR,SMRT RMU OD,2LBS+1CB,13.8KV,400A | RMU | ROH | 8DF.0816.2651 | Lifting Lug | 714 | 210 | 504 | 6100K013 | BOX42-1-1-K013_SEP | inventory | 2025-10-28 | DFE-Gas Tank |  | JD01-Jeddah Central Warehouse | 2025-09-30 | 2025-09-16 | 0
4500595083-[10] | 908321106 : SWGR,SMRT RMU OD,2LBS+1CB,13.8KV,400A | RMU | ROH | 8DF.0816.2651 | Lifting Lug | 504 | 74 | 430 | 6100K013 | BOX92-1-1-K013_SEP | inventory | 2025-10-28 | DFE-Gas Tank |  | JD01-Jeddah Central Warehouse | 2025-09-30 | 2025-09-16 | 0
4500595083-[10] | 908321106 : SWGR,SMRT RMU OD,2LBS+1CB,13.8KV,400A | RMU | ROH | 8DF.0816.2651 | Lifting Lug | 430 | 66 | 364 | 6100K013 | 1-1-1-1 | inventory | 2025-10-28 | DFE-Gas Tank |  | JD01-Jeddah Central Warehouse | 2025-09-30 | 2025-09-16 | 0
4500595083-[10] | 908321106 : SWGR,SMRT RMU OD,2LBS+1CB,13.8KV,400A | RMU | ROH | 8DF.0816.2651 | Lifting Lug | 364 | 20 | 344 | 6100KDP02 | BOX6-1-1-K013_SEP | inventory | 2025-10-28 | DFE-Gas Tank |  | JD01-Jeddah Central Warehouse | 2025-09-30 | 2025-09-16 | 0
4500595083-[10] | 908321106 : SWGR,SMRT RMU OD,2LBS+1CB,13.8KV,400A | RMU | ROH | 8DF.0816.2651 | Lifting Lug | 344 | 210 | 134 | 6100KDP02 | BOX42-1-1-K013_SEP | consumption | 2025-10-13 | DFE-Gas Tank |  | JD01-Jeddah Central Warehouse | 2025-09-30 | 2025-09-16 | 0 | [5 empty] | Project Transfer | 8080465
4500595083-[10] | 908321106 : SWGR,SMRT RMU OD,2LBS+1CB,13.8KV,400A | RMU | ROH | 8DF.0816.2651 | Lifting Lug | 134 | 134 | 0 | 6100K013 | 1-1-1-1 | consumption | 2025-09-14 | DFE-Gas Tank |  | JD01-Jeddah Central Warehouse | 2025-09-30 | 2025-09-16 | 0 | [5 empty] | Work in Process Material Issue | 7272397
4500595083-[10] | 908321106 : SWGR,SMRT RMU OD,2LBS+1CB,13.8KV,400A | RMU | ROH | 8DF.0816.2652 | Lifting Lug Holder | 714 | 210 | 504 | 6100K013 | BOX42-1-1-K013_SEP | inventory | 2025-10-28 | DFE-Gas Tank |  | JD01-Jeddah Central Warehouse | 2025-09-30 | 2025-09-16 | 0
4500595083-[10] | 908321106 : SWGR,SMRT RMU OD,2LBS+1CB,13.8KV,400A | RMU | ROH | 8DF.0816.2652 | Lifting Lug Holder | 504 | 74 | 430 | 6100K013 | BOX92-1-1-K013_SEP | inventory | 2025-10-28 | DFE-Gas Tank |  | JD01-Jeddah Central Warehouse | 2025-09-30 | 2025-09-16 | 0
4500595083-[10] | 908321106 : SWGR,SMRT RMU OD,2LBS+1CB,13.8KV,400A | RMU | ROH | 8DF.0816.2652 | Lifting Lug Holder | 430 | 66 | 364 | 6100K013 | 1-1-1-1 | inventory | 2025-10-28 | DFE-Gas Tank |  | JD01-Jeddah Central Warehouse | 2025-09-30 | 2025-09-16 | 0
4500595083-[10] | 908321106 : SWGR,SMRT RMU OD,2LBS+1CB,13.8KV,400A | RMU | ROH | 8DF.0816.2652 | Lifting Lug Holder | 364 | 20 | 344 | 6100KDP02 | BOX6-1-1-K013_SEP | inventory | 2025-10-28 | DFE-Gas Tank |  | JD01-Jeddah Central Warehouse | 2025-09-30 | 2025-09-16 | 0
4500595083-[10] | 908321106 : SWGR,SMRT RMU OD,2LBS+1CB,13.8KV,400A | RMU | ROH | 8DF.0816.2652 | Lifting Lug Holder | 344 | 210 | 134 | 6100KDP02 | BOX42-1-1-K013_SEP | consumption | 2025-10-13 | DFE-Gas Tank |  | JD01-Jeddah Central Warehouse | 2025-09-30 | 2025-09-16 | 0 | [5 empty] | Project Transfer | 8080471
4500595083-[10] | 908321106 : SWGR,SMRT RMU OD,2LBS+1CB,13.8KV,400A | RMU | ROH | 8DF.0816.2652 | Lifting Lug Holder | 134 | 134 | 0 | 6100K013 | 1-1-1-1 | consumption | 2025-09-14 | DFE-Gas Tank |  | JD01-Jeddah Central Warehouse | 2025-09-30 | 2025-09-16 | 0 | [5 empty] | Work in Process Material Issue | 7272398
4500595083-[10] | 908321106 : SWGR,SMRT RMU OD,2LBS+1CB,13.8KV,400A | RMU | ROH | 8DF.0818.1139 | Lifting Lugs (05mm Stainless Steel-304) | 2000 | 606 | 1394 | 6100K013 | INC-1-1-K006_SEP | inventory | 2025-10-28 | Outer Enclosure |  | JD01-Jeddah Central Warehouse | 2025-09-30 | 2025-09-16 | 0
4500595083-[10] | 908321106 : SWGR,SMRT RMU OD,2LBS+1CB,13.8KV,400A | RMU | ROH | 8DF.0818.1139 | Lifting Lugs (05mm Stainless Steel-304) | 1394 | 307 | 1087 | 6100K013 | INC-1-1-K013_SEP | inventory | 2025-10-28 | Outer Enclosure |  | JD01-Jeddah Central Warehouse | 2025-09-30 | 2025-09-16 | 0
4500595083-[10] | 908321106 : SWGR,SMRT RMU OD,2LBS+1CB,13.8KV,400A | RMU | ROH | 8DF.0818.1139 | Lifting Lugs (05mm Stainless Steel-304) | 1087 | 130 | 957 | 6100K013 | WH2-1-1-K013_SEP | inventory | 2025-10-28 | Outer Enclosure |  | JD01-Jeddah Central Warehouse | 2025-09-30 | 2025-09-16 | 0
4500595083-[10] | 908321106 : SWGR,SMRT RMU OD,2LBS+1CB,13.8KV,400A | RMU | ROH | 8DF.0818.1139 | Lifting Lugs (05mm Stainless Steel-304) | 957 | 124 | 833 | 6100K013 | NEW.FLR-1-1-K013_SEP | inventory | 2025-10-28 | Outer Enclosure |  | JD01-Jeddah Central Warehouse | 2025-09-30 | 2025-09-16 | 0
4500595083-[10] | 908321106 : SWGR,SMRT RMU OD,2LBS+1CB,13.8KV,400A | RMU | ROH | 8DF.0818.1139 | Lifting Lugs (05mm Stainless Steel-304) | 833 | 84 | 749 | 6100K015 | INC-1-1-K015_SEP | inventory | 2025-10-28 | Outer Enclosure |  | JD01-Jeddah Central Warehouse | 2025-09-30 | 2025-09-16 | 0
4500595083-[10] | 908321106 : SWGR,SMRT RMU OD,2LBS+1CB,13.8KV,400A | RMU | ROH | 8DF.0818.1139 | Lifting Lugs (05mm Stainless Steel-304) | 749 | 664 | 85 | 6100K013 | 1-1-1-1 | consumption | 2025-09-17 | Outer Enclosure |  | JD01-Jeddah Central Warehouse | 2025-09-30 | 2025-09-16 | 0 | [5 empty] | Work in Process Material Issue | 7370453
4500595083-[10] | 908321106 : SWGR,SMRT RMU OD,2LBS+1CB,13.8KV,400A | RMU | ROH | 8DF.0818.1139 | Lifting Lugs (05mm Stainless Steel-304) | 85 | 85 | 0 | 6100K013 | 1-1-1-1 | consumption | 2025-09-21 | Outer Enclosure |  | JD01-Jeddah Central Warehouse | 2025-09-30 | 2025-09-16 | 0 | [5 empty] | Work in Process Material Issue | 7485825
4500595083-[10] | 908321106 : SWGR,SMRT RMU OD,2LBS+1CB,13.8KV,400A | RMU | ROH | DF240510045 | Limit switch (YBLX-ME/8112) | 1394 | 590 | 804 | 6100K013 | R61-O-1-K013_SEP | inventory | 2025-10-28 | DFE-LV |  | JD01-Jeddah Central Warehouse | 2025-09-30 | 2025-09-16 | 0
4500595083-[10] | 908321106 : SWGR,SMRT RMU OD,2LBS+1CB,13.8KV,400A | RMU | ROH | DF240510045 | Limit switch (YBLX-ME/8112) | 804 | 496 | 308 | 6100K013 | R17-I-1-K013_SEP | inventory | 2025-10-28 | DFE-LV |  | JD01-Jeddah Central Warehouse | 2025-09-30 | 2025-09-16 | 0
4500595083-[10] | 908321106 : SWGR,SMRT RMU OD,2LBS+1CB,13.8KV,400A | RMU | ROH | DF240510045 | Limit switch (YBLX-ME/8112) | 308 | 308 | 0 | 6100K013 | 1-1-1-1 | inventory | 2025-10-28 | DFE-LV |  | JD01-Jeddah Central Warehouse | 2025-09-30 | 2025-09-16 | 0
4500595083-[10] | 908321106 : SWGR,SMRT RMU OD,2LBS+1CB,13.8KV,400A | RMU | HALB | 8DF.0818.1294 | Limiter holder | 1394 | 1246 | 148 | 6100K013 | 1-1-1-1 | inventory | 2025-10-28 | SEP |  | JD01-Jeddah Central Warehouse | 2025-09-30 | 2025-09-16 | 0
4500595083-[10] | 908321106 : SWGR,SMRT RMU OD,2LBS+1CB,13.8KV,400A | RMU | HALB | 8DF.0818.1294 | Limiter holder | 148 | 148 | 0 | 6100K013 | R58-J-1-K013_SEP | inventory | 2025-10-28 | SEP |  | JD01-Jeddah Central Warehouse | 2025-09-30 | 2025-09-16 | 0
4500595083-[10] | 908321106 : SWGR,SMRT RMU OD,2LBS+1CB,13.8KV,400A | RMU | ROH | DF240424005 | Load Switch Mechanism Mechanical Interlocking | 714 | 315 | 399 | 6100K013 | BOX42-1-1-K013_SEP | inventory | 2025-10-28 | DFE-Gas Tank |  | JD01-Jeddah Central Warehouse | 2025-09-30 | 2025-09-16 | 0
4500595083-[10] | 908321106 : SWGR,SMRT RMU OD,2LBS+1CB,13.8KV,400A | RMU | ROH | DF240424005 | Load Switch Mechanism Mechanical Interlocking | 399 | 74 | 325 | 6100K013 | BOX92-1-1-K013_SEP | inventory | 2025-10-28 | DFE-Gas Tank |  | JD01-Jeddah Central Warehouse | 2025-09-30 | 2025-09-16 | 0
4500595083-[10] | 908321106 : SWGR,SMRT RMU OD,2LBS+1CB,13.8KV,400A | RMU | ROH | DF240424005 | Load Switch Mechanism Mechanical Interlocking | 325 | 66 | 259 | 6100K013 | 1-1-1-1 | inventory | 2025-10-28 | DFE-Gas Tank |  | JD01-Jeddah Central Warehouse | 2025-09-30 | 2025-09-16 | 0
4500595083-[10] | 908321106 : SWGR,SMRT RMU OD,2LBS+1CB,13.8KV,400A | RMU | ROH | DF240424005 | Load Switch Mechanism Mechanical Interlocking | 259 | 20 | 239 | 6100KDP02 | BOX6-1-1-K013_SEP | inventory | 2025-10-28 | DFE-Gas Tank |  | JD01-Jeddah Central Warehouse | 2025-09-30 | 2025-09-16 | 0
4500595083-[10] | 908321106 : SWGR,SMRT RMU OD,2LBS+1CB,13.8KV,400A | RMU | ROH | DF240424005 | Load Switch Mechanism Mechanical Interlocking | 239 | 239 | 0 | 6100KDP02 | BOX42-1-1-K013_SEP | consumption | 2025-10-13 | DFE-Gas Tank |  | JD01-Jeddah Central Warehouse | 2025-09-30 | 2025-09-16 | 0 | [5 empty] | Project Transfer | 8080675
4500595083-[10] | 908321106 : SWGR,SMRT RMU OD,2LBS+1CB,13.8KV,400A | RMU | ROH | DF240424006 | Load Switch Mechanism Mounting Assembly | 1071 | 480 | 591 | 6100K013 | BOX58-1-1-K013_SEP | inventory | 2025-10-28 | DFE-Gas Tank |  | JD01-Jeddah Central Warehouse | 2025-09-30 | 2025-09-16 | 0
4500595083-[10] | 908321106 : SWGR,SMRT RMU OD,2LBS+1CB,13.8KV,400A | RMU | ROH | DF240424006 | Load Switch Mechanism Mounting Assembly | 591 | 420 | 171 | 6100K013 | BOX42-1-1-K013_SEP | inventory | 2025-10-28 | DFE-Gas Tank |  | JD01-Jeddah Central Warehouse | 2025-09-30 | 2025-09-16 | 0
4500595083-[10] | 908321106 : SWGR,SMRT RMU OD,2LBS+1CB,13.8KV,400A | RMU | ROH | DF240424006 | Load Switch Mechanism Mounting Assembly | 171 | 111 | 60 | 6100K013 | BOX92-1-1-K013_SEP | inventory | 2025-10-28 | DFE-Gas Tank |  | JD01-Jeddah Central Warehouse | 2025-09-30 | 2025-09-16 | 0
4500595083-[10] | 908321106 : SWGR,SMRT RMU OD,2LBS+1CB,13.8KV,400A | RMU | ROH | DF240424006 | Load Switch Mechanism Mounting Assembly | 60 | 60 | 0 | 6100K013 | 1-1-1-1 | inventory | 2025-10-28 | DFE-Gas Tank |  | JD01-Jeddah Central Warehouse | 2025-09-30 | 2025-09-16 | 0
4500595083-[10] | 908321106 : SWGR,SMRT RMU OD,2LBS+1CB,13.8KV,400A | RMU | ROH | 5DF.0815.0202 | Load Switching Mechanism | 714 | 315 | 399 | 6100K013 | BOX42-1-1-K013_SEP | inventory | 2025-10-28 | DFE-Gas Tank |  | JD01-Jeddah Central Warehouse | 2025-09-30 | 2025-09-16 | 0
4500595083-[10] | 908321106 : SWGR,SMRT RMU OD,2LBS+1CB,13.8KV,400A | RMU | ROH | 5DF.0815.0202 | Load Switching Mechanism | 399 | 74 | 325 | 6100K013 | BOX92-1-1-K013_SEP | inventory | 2025-10-28 | DFE-Gas Tank |  | JD01-Jeddah Central Warehouse | 2025-09-30 | 2025-09-16 | 0
4500595083-[10] | 908321106 : SWGR,SMRT RMU OD,2LBS+1CB,13.8KV,400A | RMU | ROH | 5DF.0815.0202 | Load Switching Mechanism | 325 | 66 | 259 | 6100K013 | 1-1-1-1 | inventory | 2025-10-28 | DFE-Gas Tank |  | JD01-Jeddah Central Warehouse | 2025-09-30 | 2025-09-16 | 0
4500595083-[10] | 908321106 : SWGR,SMRT RMU OD,2LBS+1CB,13.8KV,400A | RMU | ROH | 5DF.0815.0202 | Load Switching Mechanism | 259 | 20 | 239 | 6100KDP02 | BOX6-1-1-K013_SEP | inventory | 2025-10-28 | DFE-Gas Tank |  | JD01-Jeddah Central Warehouse | 2025-09-30 | 2025-09-16 | 0
4500595083-[10] | 908321106 : SWGR,SMRT RMU OD,2LBS+1CB,13.8KV,400A | RMU | ROH | 5DF.0815.0202 | Load Switching Mechanism | 239 | 239 | 0 | 6100KDP02 | BOX42-1-1-K013_SEP | consumption | 2025-10-13 | DFE-Gas Tank |  | JD01-Jeddah Central Warehouse | 2025-09-30 | 2025-09-16 | 0 | [5 empty] | Project Transfer | 8080369
4500595083-[10] | 908321106 : SWGR,SMRT RMU OD,2LBS+1CB,13.8KV,400A | RMU | HALB | 8DF.0818.1046 | Lock Tongue | 1394 | 230 | 1164 | 6100K013 | 1-1-1-1 | consumption | 2025-09-21 | SEP |  | JD01-Jeddah Central Warehouse | 2025-09-30 | 2025-09-16 | 0 | [5 empty] | Work in Process Material Issue | 7476735
4500595083-[10] | 908321106 : SWGR,SMRT RMU OD,2LBS+1CB,13.8KV,400A | RMU | HALB | 8DF.0818.1046 | Lock Tongue | 1164 | 570 | 594 | 6100K013 | 1-1-1-1 | consumption | 2025-09-24 | SEP |  | JD01-Jeddah Central Warehouse | 2025-09-30 | 2025-09-16 | 0 | [5 empty] | Work in Process Material Issue | 7564919
4500595083-[10] | 908321106 : SWGR,SMRT RMU OD,2LBS+1CB,13.8KV,400A | RMU | HALB | 8DF.0818.1046 | Lock Tongue | 594 | 150 | 444 | 6100K013 | 1-1-1-1 | consumption | 2025-09-25 | SEP |  | JD01-Jeddah Central Warehouse | 2025-09-30 | 2025-09-16 | 0 | [5 empty] | Work in Process Material Issue | 7581632
4500595083-[10] | 908321106 : SWGR,SMRT RMU OD,2LBS+1CB,13.8KV,400A | RMU | HALB | 8DF.0818.1046 | Lock Tongue | 444 | 444 | 0 | 6100K013 | BOX6-1-1-K013_SEP | consumption | 2025-10-26 | SEP |  | JD01-Jeddah Central Warehouse | 2025-09-30 | 2025-09-16 | 0 | [5 empty] | Work in Process Pick | 8332431
4500595083-[10] | 908321106 : SWGR,SMRT RMU OD,2LBS+1CB,13.8KV,400A | RMU | ROH | DF241118005 | Low pressure lockout indicator light;Red | 697 | 298 | 399 | 6100K013 | R18-S-1-K013_SEP | inventory | 2025-10-28 | DFE-LV |  | JD01-Jeddah Central Warehouse | 2025-09-30 | 2025-09-16 | 0
4500595083-[10] | 908321106 : SWGR,SMRT RMU OD,2LBS+1CB,13.8KV,400A | RMU | ROH | DF241118005 | Low pressure lockout indicator light;Red | 399 | 222 | 177 | 6100K013 | 1-1-1-1 | inventory | 2025-10-28 | DFE-LV |  | JD01-Jeddah Central Warehouse | 2025-09-30 | 2025-09-16 | 0
4500595083-[10] | 908321106 : SWGR,SMRT RMU OD,2LBS+1CB,13.8KV,400A | RMU | ROH | DF241118005 | Low pressure lockout indicator light;Red | 177 | 160 | 17 | 6100K013 | NEW.FLR-1-1-K013_SEP | inventory | 2025-10-28 | DFE-LV |  | JD01-Jeddah Central Warehouse | 2025-09-30 | 2025-09-16 | 0
4500595083-[10] | 908321106 : SWGR,SMRT RMU OD,2LBS+1CB,13.8KV,400A | RMU | ROH | DF241118005 | Low pressure lockout indicator light;Red | 17 | 17 | 0 | 6100K013 | R61-O-1-K013_SEP | inventory | 2025-10-28 | DFE-LV |  | JD01-Jeddah Central Warehouse | 2025-09-30 | 2025-09-16 | 0
4500595083-[10] | 908321106 : SWGR,SMRT RMU OD,2LBS+1CB,13.8KV,400A | RMU | ROH | DF241118004 | Low pressure warning indicator light;Yellow | 697 | 245 | 452 | 6100K013 | 1-1-1-1 | consumption | 2025-09-15 | DFE-LV |  | JD01-Jeddah Central Warehouse | 2025-09-30 | 2025-09-16 | 0 | [5 empty] | Work in Process Material Issue | 7323483
4500595083-[10] | 908321106 : SWGR,SMRT RMU OD,2LBS+1CB,13.8KV,400A | RMU | ROH | DF241118004 | Low pressure warning indicator light;Yellow | 452 | 452 | 0 | 6100K013 | 1-1-1-1 | consumption | 2025-09-18 | DFE-LV |  | JD01-Jeddah Central Warehouse | 2025-09-30 | 2025-09-16 | 0 | [5 empty] | Work in Process Material Issue | 7402130
4500595083-[10] | 908321106 : SWGR,SMRT RMU OD,2LBS+1CB,13.8KV,400A | RMU | ROH | 8DF.0818.1054 | Lower door hook | 2091 | 170 | 1921 | 6100K013 | NEW.FLR-1-1-K013_SEP | inventory | 2025-10-28 | SEP |  | JD01-Jeddah Central Warehouse | 2025-09-30 | 2025-09-16 | 0
4500595083-[10] | 908321106 : SWGR,SMRT RMU OD,2LBS+1CB,13.8KV,400A | RMU | ROH | 8DF.0818.1054 | Lower door hook | 1921 | 120 | 1801 | 6100KDP02 | BOX1-1-1-K013_SEP | inventory | 2025-10-28 | SEP |  | JD01-Jeddah Central Warehouse | 2025-09-30 | 2025-09-16 | 0
4500595083-[10] | 908321106 : SWGR,SMRT RMU OD,2LBS+1CB,13.8KV,400A | RMU | ROH | 8DF.0818.1054 | Lower door hook | 1801 | 780 | 1021 | 6100K013 | 1-1-1-1 | consumption | 2025-10-16 | SEP |  | JD01-Jeddah Central Warehouse | 2025-09-30 | 2025-09-16 | 0 | [5 empty] | Work in Process Pick | 8149441
4500595083-[10] | 908321106 : SWGR,SMRT RMU OD,2LBS+1CB,13.8KV,400A | RMU | ROH | 8DF.0818.1054 | Lower door hook | 1021 | 1021 | 0 | 6100K013 | 1-1-1-1 | consumption | 2025-09-18 | SEP |  | JD01-Jeddah Central Warehouse | 2025-09-30 | 2025-09-16 | 0 | [5 empty] | Work in Process Material Issue | 7406398
4500595083-[10] | 908321106 : SWGR,SMRT RMU OD,2LBS+1CB,13.8KV,400A | RMU | ROH | DF205039106 | M10 Hex nuts Stainless steel | 8000 | 8000 | 0 | free_stock | R34-I-1-MBM_SEP | inventory | 2025-10-28 | Outer Enclosure |  | JD01-Jeddah Central Warehouse | 2025-09-30 | 2025-09-16 | 0
4500595083-[10] | 908321106 : SWGR,SMRT RMU OD,2LBS+1CB,13.8KV,400A | RMU | ROH | 211003152 | M10*30 Hex bolts Stainless steel | 8000 | 1064 | 6936 | 6100K013 | 1-1-1-1 | inventory | 2025-10-28 | Outer Enclosure |  | JD01-Jeddah Central Warehouse | 2025-09-30 | 2025-09-16 | 0
4500595083-[10] | 908321106 : SWGR,SMRT RMU OD,2LBS+1CB,13.8KV,400A | RMU | ROH | 211003152 | M10*30 Hex bolts Stainless steel | 6936 | 983 | 5953 | free_stock | R52-A-1-MVBM_SEP | inventory | 2025-10-28 | Outer Enclosure |  | JD01-Jeddah Central Warehouse | 2025-09-30 | 2025-09-16 | 0
4500595083-[10] | 908321106 : SWGR,SMRT RMU OD,2LBS+1CB,13.8KV,400A | RMU | ROH | 211003152 | M10*30 Hex bolts Stainless steel | 5953 | 488 | 5465 | 6100K013 | R40-I-1-K013_SEP | inventory | 2025-10-28 | Outer Enclosure |  | JD01-Jeddah Central Warehouse | 2025-09-30 | 2025-09-16 | 0
4500595083-[10] | 908321106 : SWGR,SMRT RMU OD,2LBS+1CB,13.8KV,400A | RMU | ROH | 211003152 | M10*30 Hex bolts Stainless steel | 5465 | 2656 | 2809 | 6100K013 | 1-1-1-1 | consumption | 2025-09-17 | Outer Enclosure |  | JD01-Jeddah Central Warehouse | 2025-09-30 | 2025-09-16 | 0 | [5 empty] | Work in Process Material Issue | 7370439
4500595083-[10] | 908321106 : SWGR,SMRT RMU OD,2LBS+1CB,13.8KV,400A | RMU | ROH | 211003152 | M10*30 Hex bolts Stainless steel | 2809 | 1240 | 1569 | 6100K013 | 1-1-1-1 | consumption | 2025-09-18 | Outer Enclosure |  | JD01-Jeddah Central Warehouse | 2025-09-30 | 2025-09-16 | 0 | [5 empty] | Work in Process Material Issue | 7419946
4500595083-[10] | 908321106 : SWGR,SMRT RMU OD,2LBS+1CB,13.8KV,400A | RMU | ROH | 211003152 | M10*30 Hex bolts Stainless steel | 1569 | 1569 | 0 | 6100K013 | 1-1-1-1 | consumption | 2025-09-21 | Outer Enclosure |  | JD01-Jeddah Central Warehouse | 2025-09-30 | 2025-09-16 | 0 | [5 empty] | Work in Process Material Issue | 7485811
4500595083-[10] | 908321106 : SWGR,SMRT RMU OD,2LBS+1CB,13.8KV,400A | RMU | ROH | DF240110367 | M12*110 Expansion bolt hot dip galvanized | 6000 | 1836 | 4164 | 6100K013 | R54-P-1-K013_SEP | inventory | 2025-10-28 | Outer Enclosure |  | JD01-Jeddah Central Warehouse | 2025-09-30 | 2025-09-16 | 0
4500595083-[10] | 908321106 : SWGR,SMRT RMU OD,2LBS+1CB,13.8KV,400A | RMU | ROH | DF240110367 | M12*110 Expansion bolt hot dip galvanized | 4164 | 685 | 3479 | 6100K013 | 1-1-1-1 | inventory | 2025-10-28 | Outer Enclosure |  | JD01-Jeddah Central Warehouse | 2025-09-30 | 2025-09-16 | 0
4500595083-[10] | 908321106 : SWGR,SMRT RMU OD,2LBS+1CB,13.8KV,400A | RMU | ROH | DF240110367 | M12*110 Expansion bolt hot dip galvanized | 3479 | 1992 | 1487 | 6100K013 | 1-1-1-1 | consumption | 2025-09-17 | Outer Enclosure |  | JD01-Jeddah Central Warehouse | 2025-09-30 | 2025-09-16 | 0 | [5 empty] | Work in Process Material Issue | 7370440
4500595083-[10] | 908321106 : SWGR,SMRT RMU OD,2LBS+1CB,13.8KV,400A | RMU | ROH | DF240110367 | M12*110 Expansion bolt hot dip galvanized | 1487 | 1487 | 0 | 6100K013 | 1-1-1-1 | consumption | 2025-09-21 | Outer Enclosure |  | JD01-Jeddah Central Warehouse | 2025-09-30 | 2025-09-16 | 0 | [5 empty] | Work in Process Material Issue | 7485812
4500595083-[10] | 908321106 : SWGR,SMRT RMU OD,2LBS+1CB,13.8KV,400A | RMU | ROH | DF240110385 | M24 Gran head nylon | 3000 | 186 | 2814 | free_stock | R61-B-1-MVBM_SEP | inventory | 2025-10-28 | Outer Enclosure |  | JD01-Jeddah Central Warehouse | 2025-09-30 | 2025-09-16 | 0
4500595083-[10] | 908321106 : SWGR,SMRT RMU OD,2LBS+1CB,13.8KV,400A | RMU | ROH | DF240110385 | M24 Gran head nylon | 2814 | 996 | 1818 | 6100K013 | 1-1-1-1 | consumption | 2025-09-17 | Outer Enclosure |  | JD01-Jeddah Central Warehouse | 2025-09-30 | 2025-09-16 | 0 | [5 empty] | Work in Process Material Issue | 7370443
4500595083-[10] | 908321106 : SWGR,SMRT RMU OD,2LBS+1CB,13.8KV,400A | RMU | ROH | DF240110385 | M24 Gran head nylon | 1818 | 960 | 858 | 6100K013 | 1-1-1-1 | consumption | 2025-09-21 | Outer Enclosure |  | JD01-Jeddah Central Warehouse | 2025-09-30 | 2025-09-16 | 0 | [5 empty] | Work in Process Material Issue | 7485815
4500595083-[10] | 908321106 : SWGR,SMRT RMU OD,2LBS+1CB,13.8KV,400A | RMU | ROH | DF240110385 | M24 Gran head nylon | 858 | 480 | 378 | 6100K013 | 1-1-1-1 | consumption | 2025-09-22 | Outer Enclosure |  | JD01-Jeddah Central Warehouse | 2025-09-30 | 2025-09-16 | 0 | [5 empty] | Work in Process Material Issue | 7513362
4500595083-[10] | 908321106 : SWGR,SMRT RMU OD,2LBS+1CB,13.8KV,400A | RMU | ROH | DF240110385 | M24 Gran head nylon | 378 | 378 | 0 | 6100K013 | 1-1-1-1 | consumption | 2025-09-24 | Outer Enclosure |  | JD01-Jeddah Central Warehouse | 2025-09-30 | 2025-09-16 | 0 | [5 empty] | Work in Process Material Issue | 7562528
4500595083-[10] | 908321106 : SWGR,SMRT RMU OD,2LBS+1CB,13.8KV,400A | RMU | ROH | 205040650 | M4 Hex Self-locking nuts Stainless steel | 20000 | 9190 | 10810 | 6100K013 | 1-1-1-1 | consumption | 2025-09-21 | Outer Enclosure |  | JD01-Jeddah Central Warehouse | 2025-09-30 | 2025-09-16 | 0 | [5 empty] | Work in Process Material Issue | 7485796
4500595083-[10] | 908321106 : SWGR,SMRT RMU OD,2LBS+1CB,13.8KV,400A | RMU | ROH | 205040650 | M4 Hex Self-locking nuts Stainless steel | 10810 | 2560 | 8250 | 6100K013 | 1-1-1-1 | consumption | 2025-09-22 | Outer Enclosure |  | JD01-Jeddah Central Warehouse | 2025-09-30 | 2025-09-16 | 0 | [5 empty] | Work in Process Material Issue | 7513347
4500595083-[10] | 908321106 : SWGR,SMRT RMU OD,2LBS+1CB,13.8KV,400A | RMU | ROH | 205040650 | M4 Hex Self-locking nuts Stainless steel | 8250 | 4500 | 3750 | 6100K013 | 1-1-1-1 | consumption | 2025-09-24 | Outer Enclosure |  | JD01-Jeddah Central Warehouse | 2025-09-30 | 2025-09-16 | 0 | [5 empty] | Work in Process Material Issue | 7562507
4500595083-[10] | 908321106 : SWGR,SMRT RMU OD,2LBS+1CB,13.8KV,400A | RMU | ROH | 205040650 | M4 Hex Self-locking nuts Stainless steel | 3750 | 3750 | 0 | 6100K013 | 1-1-1-1 | consumption | 2025-09-25 | Outer Enclosure |  | JD01-Jeddah Central Warehouse | 2025-09-30 | 2025-09-16 | 0 | [5 empty] | Work in Process Material Issue | 7581640
4500595083-[10] | 908321106 : SWGR,SMRT RMU OD,2LBS+1CB,13.8KV,400A | RMU | ROH | 205040951 | M4*16 Phillips countersunk head screw Stainless steel | 12000 | 3999 | 8001 | 6100K013 | R40-I-1-K013_SEP | inventory | 2025-10-28 | Outer Enclosure |  | JD01-Jeddah Central Warehouse | 2025-09-30 | 2025-09-16 | 0
4500595083-[10] | 908321106 : SWGR,SMRT RMU OD,2LBS+1CB,13.8KV,400A | RMU | ROH | 205040951 | M4*16 Phillips countersunk head screw Stainless steel | 8001 | 3564 | 4437 | 6100K013 | R55-Q-1-K013_SEP | inventory | 2025-10-28 | Outer Enclosure |  | JD01-Jeddah Central Warehouse | 2025-09-30 | 2025-09-16 | 0
4500595083-[10] | 908321106 : SWGR,SMRT RMU OD,2LBS+1CB,13.8KV,400A | RMU | ROH | 205040951 | M4*16 Phillips countersunk head screw Stainless steel | 4437 | 1044 | 3393 | 6100K013 | 1-1-1-1 | inventory | 2025-10-28 | Outer Enclosure |  | JD01-Jeddah Central Warehouse | 2025-09-30 | 2025-09-16 | 0
4500595083-[10] | 908321106 : SWGR,SMRT RMU OD,2LBS+1CB,13.8KV,400A | RMU | ROH | 205040951 | M4*16 Phillips countersunk head screw Stainless steel | 3393 | 3393 | 0 | 6100K013 | 1-1-1-1 | consumption | 2025-09-17 | Outer Enclosure |  | JD01-Jeddah Central Warehouse | 2025-09-30 | 2025-09-16 | 0 | [5 empty] | Work in Process Material Issue | 7370423
4500595083-[10] | 908321106 : SWGR,SMRT RMU OD,2LBS+1CB,13.8KV,400A | RMU | ROH | 211002077 | M6 Hex nuts Stainless steel | 4000 | 1812 | 2188 | 6100K013 | 1-1-1-1 | consumption | 2025-09-18 | Outer Enclosure |  | JD01-Jeddah Central Warehouse | 2025-09-30 | 2025-09-16 | 0 | [5 empty] | Work in Process Material Issue | 7419940
4500595083-[10] | 908321106 : SWGR,SMRT RMU OD,2LBS+1CB,13.8KV,400A | RMU | ROH | 211002077 | M6 Hex nuts Stainless steel | 2188 | 536 | 1652 | 6100K013 | 1-1-1-1 | consumption | 2025-09-18 | Outer Enclosure |  | JD01-Jeddah Central Warehouse | 2025-09-30 | 2025-09-16 | 0 | [5 empty] | Work in Process Material Issue | 7399330
4500595083-[10] | 908321106 : SWGR,SMRT RMU OD,2LBS+1CB,13.8KV,400A | RMU | ROH | 211002077 | M6 Hex nuts Stainless steel | 1652 | 480 | 1172 | 6100K013 | 1-1-1-1 | consumption | 2025-09-18 | Outer Enclosure |  | JD01-Jeddah Central Warehouse | 2025-09-30 | 2025-09-16 | 0 | [5 empty] | Work in Process Material Issue | 7406390
4500595083-[10] | 908321106 : SWGR,SMRT RMU OD,2LBS+1CB,13.8KV,400A | RMU | ROH | 211002077 | M6 Hex nuts Stainless steel | 1172 | 120 | 1052 | 6100K008 | INC-1-1-K017_SEP | consumption | 2025-10-18 | Outer Enclosure |  | JD01-Jeddah Central Warehouse | 2025-09-30 | 2025-09-16 | 0 | [5 empty] | Work in Process Pick | 8161231
4500595083-[10] | 908321106 : SWGR,SMRT RMU OD,2LBS+1CB,13.8KV,400A | RMU | ROH | 211002077 | M6 Hex nuts Stainless steel | 1052 | 1000 | 52 | 6100K013 | 1-1-1-1 | consumption | 2025-09-24 | Outer Enclosure |  | JD01-Jeddah Central Warehouse | 2025-09-30 | 2025-09-16 | 0 | [5 empty] | Work in Process Material Issue | 7562511
4500595083-[10] | 908321106 : SWGR,SMRT RMU OD,2LBS+1CB,13.8KV,400A | RMU | ROH | 211002077 | M6 Hex nuts Stainless steel | 52 | 52 | 0 | 6100K013 | 1-1-1-1 | consumption | 2025-09-25 | Outer Enclosure |  | JD01-Jeddah Central Warehouse | 2025-09-30 | 2025-09-16 | 0 | [5 empty] | Work in Process Material Issue | 7587911
4500595083-[10] | 908321106 : SWGR,SMRT RMU OD,2LBS+1CB,13.8KV,400A | RMU | ROH | 211002077 | Hex Nut M6 | 12546 | 2468 | 10078 | 6100K013 | 1-1-1-1 | consumption | 2025-09-25 | DFE-LV |  | JD01-Jeddah Central Warehouse | 2025-09-30 | 2025-09-16 | 0 | [5 empty] | Work in Process Material Issue | 7587911
4500595083-[10] | 908321106 : SWGR,SMRT RMU OD,2LBS+1CB,13.8KV,400A | RMU | ROH | 211002077 | Hex Nut M6 | 10078 | 1000 | 9078 | 6100K013 | 1-1-1-1 | consumption | 2025-09-25 | DFE-LV |  | JD01-Jeddah Central Warehouse | 2025-09-30 | 2025-09-16 | 0 | [5 empty] | Work in Process Material Issue | 7581643
4500595083-[10] | 908321106 : SWGR,SMRT RMU OD,2LBS+1CB,13.8KV,400A | RMU | ROH | 211002077 | Hex Nut M6 | 9078 | 240 | 8838 | 6100K013 | 1-1-1-1 | consumption | 2025-09-25 | DFE-LV |  | JD01-Jeddah Central Warehouse | 2025-09-30 | 2025-09-16 | 0 | [5 empty] | Work in Process Material Issue | 7591040
4500595083-[10] | 908321106 : SWGR,SMRT RMU OD,2LBS+1CB,13.8KV,400A | RMU | ROH | 211002077 | Hex Nut M6 | 8838 | 168 | 8670 | 6100K015 | 1-1-1-1 | consumption | 2025-09-25 | DFE-LV |  | JD01-Jeddah Central Warehouse | 2025-09-30 | 2025-09-16 | 0 | [5 empty] | Work in Process Material Issue | 7592472
4500595083-[10] | 908321106 : SWGR,SMRT RMU OD,2LBS+1CB,13.8KV,400A | RMU | ROH | 211002077 | Hex Nut M6 | 8670 | 292 | 8378 | 6100K006 | 1-1-1-1 | consumption | 2025-10-25 | DFE-LV |  | JD01-Jeddah Central Warehouse | 2025-09-30 | 2025-09-16 | 0 | [5 empty] | Work in Process Material Issue | 8296209
4500595083-[10] | 908321106 : SWGR,SMRT RMU OD,2LBS+1CB,13.8KV,400A | RMU | ROH | 211002077 | Hex Nut M6 | 8378 | 76 | 8302 | 6100K006 | 1-1-1-1 | consumption | 2025-10-25 | DFE-LV |  | JD01-Jeddah Central Warehouse | 2025-09-30 | 2025-09-16 | 0 | [5 empty] | Work in Process Material Issue | 8298398
4500595083-[10] | 908321106 : SWGR,SMRT RMU OD,2LBS+1CB,13.8KV,400A | RMU | ROH | 211002077 | Hex Nut M6 | 8302 | 520 | 7782 | 6100K013 | 1-1-1-1 | consumption | 2025-10-26 | DFE-LV |  | JD01-Jeddah Central Warehouse | 2025-09-30 | 2025-09-16 | 0 | [5 empty] | Work in Process Material Issue | 8329475
4500595083-[10] | 908321106 : SWGR,SMRT RMU OD,2LBS+1CB,13.8KV,400A | RMU | ROH | SEP30183 | Nut, G.I, M6 | 7782 | 500 | 7282 | 6010J577 | R34-A-1-MBM_ISKAN | consumption | 2025-02-09 | DFE-LV | Automated: Replaced 211002077 by SEP30698. Automated: Replaced SEP30698 by SEP10851. Automated: Replaced SEP10851 by SEP30183. | JD01-Jeddah Central Warehouse | 2025-09-30 | 2025-09-16 | 0 | [5 empty] | Material Issue Order_MIO | 6982170
4500595083-[10] | 908321106 : SWGR,SMRT RMU OD,2LBS+1CB,13.8KV,400A | RMU | ROH | SEP30183 | Nut, G.I, M6 | 7282 | 28 | 7254 | 6030M864 | R34-A-1-MBM_ISKAN | consumption | 2025-02-09 | DFE-LV | Automated: Replaced 211002077 by SEP30698. Automated: Replaced SEP30698 by SEP10851. Automated: Replaced SEP10851 by SEP30183. | JD01-Jeddah Central Warehouse | 2025-09-30 | 2025-09-16 | 0 | [5 empty] | Material Issue Order_MIO | 6979174
4500595083-[10] | 908321106 : SWGR,SMRT RMU OD,2LBS+1CB,13.8KV,400A | RMU | ROH | SEP30183 | Nut, G.I, M6 | 7254 | 28 | 7226 | 6030M859 | R34-A-1-MBM_ISKAN | consumption | 2025-02-09 | DFE-LV | Automated: Replaced 211002077 by SEP30698. Automated: Replaced SEP30698 by SEP10851. Automated: Replaced SEP10851 by SEP30183. | JD01-Jeddah Central Warehouse | 2025-09-30 | 2025-09-16 | 0 | [5 empty] | Material Issue Order_MIO | 6979216
4500595083-[10] | 908321106 : SWGR,SMRT RMU OD,2LBS+1CB,13.8KV,400A | RMU | ROH | SEP30183 | Nut, G.I, M6 | 7226 | 28 | 7198 | 6030M863 | R34-A-1-MBM_ISKAN | consumption | 2025-02-09 | DFE-LV | Automated: Replaced 211002077 by SEP30698. Automated: Replaced SEP30698 by SEP10851. Automated: Replaced SEP10851 by SEP30183. | JD01-Jeddah Central Warehouse | 2025-09-30 | 2025-09-16 | 0 | [5 empty] | Material Issue Order_MIO | 6979237
4500595083-[10] | 908321106 : SWGR,SMRT RMU OD,2LBS+1CB,13.8KV,400A | RMU | ROH | SEP30183 | Nut, G.I, M6 | 7198 | 700 | 6498 | 6010J604 | PLT4-1-1-MBM_ISKAN | consumption | 2025-08-20 | DFE-LV | Automated: Replaced 211002077 by SEP30698. Automated: Replaced SEP30698 by SEP10851. Automated: Replaced SEP10851 by SEP30183. | JD01-Jeddah Central Warehouse | 2025-09-30 | 2025-09-16 | 0 | [5 empty] | Material Issue Order_MIO | 6692172
4500595083-[10] | 908321106 : SWGR,SMRT RMU OD,2LBS+1CB,13.8KV,400A | RMU | ROH | SEP30183 | Nut, G.I, M6 | 6498 | 336 | 6162 | 6070T034 | PLT4-1-1-MBM_ISKAN | consumption | 2025-08-20 | DFE-LV | Automated: Replaced 211002077 by SEP30698. Automated: Replaced SEP30698 by SEP10851. Automated: Replaced SEP10851 by SEP30183. | JD01-Jeddah Central Warehouse | 2025-09-30 | 2025-09-16 | 0 | [5 empty] | Material Issue Order_MIO | 6694241
4500595083-[10] | 908321106 : SWGR,SMRT RMU OD,2LBS+1CB,13.8KV,400A | RMU | ROH | SEP30183 | Nut, G.I, M6 | 6162 | 650 | 5512 | 6010J577 | PLT4-1-1-MBM_ISKAN | consumption | 2025-08-25 | DFE-LV | Automated: Replaced 211002077 by SEP30698. Automated: Replaced SEP30698 by SEP10851. Automated: Replaced SEP10851 by SEP30183. | JD01-Jeddah Central Warehouse | 2025-09-30 | 2025-09-16 | 0 | [5 empty] | Material Issue Order_MIO | 6782240
4500595083-[10] | 908321106 : SWGR,SMRT RMU OD,2LBS+1CB,13.8KV,400A | RMU | ROH | SEP30183 | Nut, G.I, M6 | 5512 | 40 | 5472 | 6010J584 | PLT4-1-1-MBM_ISKAN | consumption | 2025-08-25 | DFE-LV | Automated: Replaced 211002077 by SEP30698. Automated: Replaced SEP30698 by SEP10851. Automated: Replaced SEP10851 by SEP30183. | JD01-Jeddah Central Warehouse | 2025-09-30 | 2025-09-16 | 0 | [5 empty] | Material Issue Order_MIO | 6782173
4500595083-[10] | 908321106 : SWGR,SMRT RMU OD,2LBS+1CB,13.8KV,400A | RMU | ROH | SEP30183 | Nut, G.I, M6 | 5472 | 40 | 5432 | 6010J592 | PLT4-1-1-MBM_ISKAN | consumption | 2025-08-25 | DFE-LV | Automated: Replaced 211002077 by SEP30698. Automated: Replaced SEP30698 by SEP10851. Automated: Replaced SEP10851 by SEP30183. | JD01-Jeddah Central Warehouse | 2025-09-30 | 2025-09-16 | 0 | [5 empty] | Material Issue Order_MIO | 6782186
4500595083-[10] | 908321106 : SWGR,SMRT RMU OD,2LBS+1CB,13.8KV,400A | RMU | ROH | SEP30183 | Nut, G.I, M6 | 5432 | 5000 | 432 |  | R34-A-1-MVBM_SEP | consumption | 2025-10-26 | DFE-LV | Automated: Replaced 211002077 by SEP30698. Automated: Replaced SEP30698 by SEP10851. Automated: Replaced SEP10851 by SEP30183. | JD01-Jeddah Central Warehouse | 2025-09-30 | 2025-09-16 | 0 | [5 empty] | Miscellaneous issue | 8326282
4500595083-[10] | 908321106 : SWGR,SMRT RMU OD,2LBS+1CB,13.8KV,400A | RMU | ROH | SEP30183 | Nut, G.I, M6 | 432 | 432 | 0 | 6020Z091 | R26-T-1-LV\-BULK_SEP | consumption | 2025-08-30 | DFE-LV | Automated: Replaced 211002077 by SEP30698. Automated: Replaced SEP30698 by SEP10851. Automated: Replaced SEP10851 by SEP30183. | JD01-Jeddah Central Warehouse | 2025-09-30 | 2025-09-16 | 0 | [5 empty] | Material Issue Order_MIO | 6895675
4500595083-[10] | 908321106 : SWGR,SMRT RMU OD,2LBS+1CB,13.8KV,400A | RMU | ROH | SEP30183 | Nut, G.I, M6 | 16728 | 28 | 16700 | 6030M864 | R34-A-1-MBM_ISKAN | consumption | 2025-02-09 | SEP | Automated: Replaced 211002077 by SEP30698. Automated: Replaced SEP30698 by SEP10851. Automated: Replaced SEP10851 by SEP30183. | JD01-Jeddah Central Warehouse | 2025-09-30 | 2025-09-16 | 0 | [5 empty] | Material Issue Order_MIO | 6979174
4500595083-[10] | 908321106 : SWGR,SMRT RMU OD,2LBS+1CB,13.8KV,400A | RMU | ROH | SEP30183 | Nut, G.I, M6 | 16700 | 28 | 16672 | 6030M859 | R34-A-1-MBM_ISKAN | consumption | 2025-02-09 | SEP | Automated: Replaced 211002077 by SEP30698. Automated: Replaced SEP30698 by SEP10851. Automated: Replaced SEP10851 by SEP30183. | JD01-Jeddah Central Warehouse | 2025-09-30 | 2025-09-16 | 0 | [5 empty] | Material Issue Order_MIO | 6979216
4500595083-[10] | 908321106 : SWGR,SMRT RMU OD,2LBS+1CB,13.8KV,400A | RMU | ROH | SEP30183 | Nut, G.I, M6 | 16672 | 28 | 16644 | 6030M863 | R34-A-1-MBM_ISKAN | consumption | 2025-02-09 | SEP | Automated: Replaced 211002077 by SEP30698. Automated: Replaced SEP30698 by SEP10851. Automated: Replaced SEP10851 by SEP30183. | JD01-Jeddah Central Warehouse | 2025-09-30 | 2025-09-16 | 0 | [5 empty] | Material Issue Order_MIO | 6979237
4500595083-[10] | 908321106 : SWGR,SMRT RMU OD,2LBS+1CB,13.8KV,400A | RMU | ROH | SEP30183 | Nut, G.I, M6 | 16644 | 700 | 15944 | 6010J604 | PLT4-1-1-MBM_ISKAN | consumption | 2025-08-20 | SEP | Automated: Replaced 211002077 by SEP30698. Automated: Replaced SEP30698 by SEP10851. Automated: Replaced SEP10851 by SEP30183. | JD01-Jeddah Central Warehouse | 2025-09-30 | 2025-09-16 | 0 | [5 empty] | Material Issue Order_MIO | 6692172
4500595083-[10] | 908321106 : SWGR,SMRT RMU OD,2LBS+1CB,13.8KV,400A | RMU | ROH | SEP30183 | Nut, G.I, M6 | 15944 | 336 | 15608 | 6070T034 | PLT4-1-1-MBM_ISKAN | consumption | 2025-08-20 | SEP | Automated: Replaced 211002077 by SEP30698. Automated: Replaced SEP30698 by SEP10851. Automated: Replaced SEP10851 by SEP30183. | JD01-Jeddah Central Warehouse | 2025-09-30 | 2025-09-16 | 0 | [5 empty] | Material Issue Order_MIO | 6694241
4500595083-[10] | 908321106 : SWGR,SMRT RMU OD,2LBS+1CB,13.8KV,400A | RMU | ROH | SEP30183 | Nut, G.I, M6 | 15608 | 650 | 14958 | 6010J577 | PLT4-1-1-MBM_ISKAN | consumption | 2025-08-25 | SEP | Automated: Replaced 211002077 by SEP30698. Automated: Replaced SEP30698 by SEP10851. Automated: Replaced SEP10851 by SEP30183. | JD01-Jeddah Central Warehouse | 2025-09-30 | 2025-09-16 | 0 | [5 empty] | Material Issue Order_MIO | 6782240
4500595083-[10] | 908321106 : SWGR,SMRT RMU OD,2LBS+1CB,13.8KV,400A | RMU | ROH | SEP30183 | Nut, G.I, M6 | 14958 | 40 | 14918 | 6010J584 | PLT4-1-1-MBM_ISKAN | consumption | 2025-08-25 | SEP | Automated: Replaced 211002077 by SEP30698. Automated: Replaced SEP30698 by SEP10851. Automated: Replaced SEP10851 by SEP30183. | JD01-Jeddah Central Warehouse | 2025-09-30 | 2025-09-16 | 0 | [5 empty] | Material Issue Order_MIO | 6782173
4500595083-[10] | 908321106 : SWGR,SMRT RMU OD,2LBS+1CB,13.8KV,400A | RMU | ROH | SEP30183 | Nut, G.I, M6 | 14918 | 40 | 14878 | 6010J592 | PLT4-1-1-MBM_ISKAN | consumption | 2025-08-25 | SEP | Automated: Replaced 211002077 by SEP30698. Automated: Replaced SEP30698 by SEP10851. Automated: Replaced SEP10851 by SEP30183. | JD01-Jeddah Central Warehouse | 2025-09-30 | 2025-09-16 | 0 | [5 empty] | Material Issue Order_MIO | 6782186
4500595083-[10] | 908321106 : SWGR,SMRT RMU OD,2LBS+1CB,13.8KV,400A | RMU | ROH | SEP30183 | Nut, G.I, M6 | 14878 | 5000 | 9878 |  | R34-A-1-MVBM_SEP | consumption | 2025-10-26 | SEP | Automated: Replaced 211002077 by SEP30698. Automated: Replaced SEP30698 by SEP10851. Automated: Replaced SEP10851 by SEP30183. | JD01-Jeddah Central Warehouse | 2025-09-30 | 2025-09-16 | 0 | [5 empty] | Miscellaneous issue | 8326282
4500595083-[10] | 908321106 : SWGR,SMRT RMU OD,2LBS+1CB,13.8KV,400A | RMU | ROH | SEP30183 | Nut, G.I, M6 | 9878 | 5000 | 4878 | 6020Z091 | R26-T-1-LV\-BULK_SEP | consumption | 2025-08-30 | SEP | Automated: Replaced 211002077 by SEP30698. Automated: Replaced SEP30698 by SEP10851. Automated: Replaced SEP10851 by SEP30183. | JD01-Jeddah Central Warehouse | 2025-09-30 | 2025-09-16 | 0 | [5 empty] | Material Issue Order_MIO | 6895675
4500595083-[10] | 908321106 : SWGR,SMRT RMU OD,2LBS+1CB,13.8KV,400A | RMU | ROH | SEP30183 | Nut, G.I, M6 | 4878 | 65 | 4813 | 6030M865 | R34-A-1-MBM_ISKAN | consumption | 2025-08-30 | SEP | Automated: Replaced 211002077 by SEP30698. Automated: Replaced SEP30698 by SEP10851. Automated: Replaced SEP10851 by SEP30183. | JD01-Jeddah Central Warehouse | 2025-09-30 | 2025-09-16 | 0 | [5 empty] | Material Issue Order_MIO | 6901202
4500595083-[10] | 908321106 : SWGR,SMRT RMU OD,2LBS+1CB,13.8KV,400A | RMU | ROH | SEP30183 | Nut, G.I, M6 | 4813 | 300 | 4513 | 6030M853 | R34-A-1-MBM_ISKAN | consumption | 2025-08-31 | SEP | Automated: Replaced 211002077 by SEP30698. Automated: Replaced SEP30698 by SEP10851. Automated: Replaced SEP10851 by SEP30183. | JD01-Jeddah Central Warehouse | 2025-09-30 | 2025-09-16 | 0 | [5 empty] | Material Issue Order_MIO | 6907798
4500595083-[10] | 908321106 : SWGR,SMRT RMU OD,2LBS+1CB,13.8KV,400A | RMU | ROH | 211002081 | Hex Bolt M6*12 | 12546 | 12546 | 0 | free_stock | R51-I-1-MVBM_SEP | inventory | 2025-10-28 | SEP |  | JD01-Jeddah Central Warehouse | 2025-09-30 | 2025-09-16 | 0
4500595083-[10] | 908321106 : SWGR,SMRT RMU OD,2LBS+1CB,13.8KV,400A | RMU | ROH | DF211002080 | M6*15 Blind rivet nut Stainless steel (GB/T17880.3) | 81000 | 18800 | 62200 | free_stock | R52-A-1-MVBM_SEP | inventory | 2025-10-28 | Outer Enclosure |  | JD01-Jeddah Central Warehouse | 2025-09-30 | 2025-09-16 | 0
4500595083-[10] | 908321106 : SWGR,SMRT RMU OD,2LBS+1CB,13.8KV,400A | RMU | ROH | DF211002080 | M6*15 Blind rivet nut Stainless steel (GB/T17880.3) | 62200 | 7555 | 54645 | 6100K013 | R55-A-1-K013_SEP | inventory | 2025-10-28 | Outer Enclosure |  | JD01-Jeddah Central Warehouse | 2025-09-30 | 2025-09-16 | 0
4500595083-[10] | 908321106 : SWGR,SMRT RMU OD,2LBS+1CB,13.8KV,400A | RMU | ROH | DF211002080 | M6*15 Blind rivet nut Stainless steel (GB/T17880.3) | 54645 | 26892 | 27753 | 6100K013 | 1-1-1-1 | consumption | 2025-09-17 | Outer Enclosure |  | JD01-Jeddah Central Warehouse | 2025-09-30 | 2025-09-16 | 0 | [5 empty] | Work in Process Material Issue | 7370427
4500595083-[10] | 908321106 : SWGR,SMRT RMU OD,2LBS+1CB,13.8KV,400A | RMU | ROH | DF211002080 | M6*15 Blind rivet nut Stainless steel (GB/T17880.3) | 27753 | 27753 | 0 | 6100K013 | 1-1-1-1 | consumption | 2025-09-21 | Outer Enclosure |  | JD01-Jeddah Central Warehouse | 2025-09-30 | 2025-09-16 | 0 | [5 empty] | Work in Process Material Issue | 7485801
4500595083-[10] | 908321106 : SWGR,SMRT RMU OD,2LBS+1CB,13.8KV,400A | RMU | ROH | 205039200 | Hex Bolt M6*20 | 9061 | 9061 | 0 | 6100K013 | R55-Q-1-K013_SEP | inventory | 2025-10-28 | DFE-LV |  | JD01-Jeddah Central Warehouse | 2025-09-30 | 2025-09-16 | 0
4500595083-[10] | 908321106 : SWGR,SMRT RMU OD,2LBS+1CB,13.8KV,400A | RMU | ROH | 205039200 | M6*20 Hex bolts Stainless steel | 81000 | 31887 | 49113 | 6100K013 | R55-Q-1-K013_SEP | inventory | 2025-10-28 | Outer Enclosure |  | JD01-Jeddah Central Warehouse | 2025-09-30 | 2025-09-16 | 0
4500595083-[10] | 908321106 : SWGR,SMRT RMU OD,2LBS+1CB,13.8KV,400A | RMU | ROH | 205039200 | M6*20 Hex bolts Stainless steel | 49113 | 28800 | 20313 | free_stock | R51-H-1-MVBM_SEP | inventory | 2025-10-28 | Outer Enclosure |  | JD01-Jeddah Central Warehouse | 2025-09-30 | 2025-09-16 | 0
4500595083-[10] | 908321106 : SWGR,SMRT RMU OD,2LBS+1CB,13.8KV,400A | RMU | ROH | 205039200 | M6*20 Hex bolts Stainless steel | 20313 | 7827 | 12486 | 6100K013 | R50-A-1-K013_SEP | inventory | 2025-10-28 | Outer Enclosure |  | JD01-Jeddah Central Warehouse | 2025-09-30 | 2025-09-16 | 0
4500595083-[10] | 908321106 : SWGR,SMRT RMU OD,2LBS+1CB,13.8KV,400A | RMU | ROH | 205039200 | M6*20 Hex bolts Stainless steel | 12486 | 330 | 12156 | 6100KDP02 | BOX1-1-1-K013_SEP | inventory | 2025-10-28 | Outer Enclosure |  | JD01-Jeddah Central Warehouse | 2025-09-30 | 2025-09-16 | 0
4500595083-[10] | 908321106 : SWGR,SMRT RMU OD,2LBS+1CB,13.8KV,400A | RMU | ROH | 205039200 | M6*20 Hex bolts Stainless steel | 12156 | 12156 | 0 | 6100K013 | 1-1-1-1 | consumption | 2025-11-09 | Outer Enclosure |  | JD01-Jeddah Central Warehouse | 2025-09-30 | 2025-09-16 | 0 | [5 empty] | Work in Process Material Issue | 7226789
4500595083-[10] | 908321106 : SWGR,SMRT RMU OD,2LBS+1CB,13.8KV,400A | RMU | ROH | DF205040952 | M6*20 Phillips countersunk head screw Stainless steel | 4000 | 1600 | 2400 | free_stock | R52-A-1-MVBM_SEP | inventory | 2025-10-28 | Outer Enclosure |  | JD01-Jeddah Central Warehouse | 2025-09-30 | 2025-09-16 | 0
4500595083-[10] | 908321106 : SWGR,SMRT RMU OD,2LBS+1CB,13.8KV,400A | RMU | ROH | DF205040952 | M6*20 Phillips countersunk head screw Stainless steel | 2400 | 1418 | 982 | 6100K013 | R55-Q-1-K013_SEP | inventory | 2025-10-28 | Outer Enclosure |  | JD01-Jeddah Central Warehouse | 2025-09-30 | 2025-09-16 | 0
4500595083-[10] | 908321106 : SWGR,SMRT RMU OD,2LBS+1CB,13.8KV,400A | RMU | ROH | DF205040952 | M6*20 Phillips countersunk head screw Stainless steel | 982 | 982 | 0 | 6100K013 | 1-1-1-1 | consumption | 2025-09-17 | Outer Enclosure |  | JD01-Jeddah Central Warehouse | 2025-09-30 | 2025-09-16 | 0 | [5 empty] | Work in Process Material Issue | 7370429
4500595083-[10] | 908321106 : SWGR,SMRT RMU OD,2LBS+1CB,13.8KV,400A | RMU | ROH | 205041930 | Hex Bolt M6*25 | 2091 | 2091 | 0 | free_stock | R51-I-1-MVBM_SEP | inventory | 2025-10-28 | SEP |  | JD01-Jeddah Central Warehouse | 2025-09-30 | 2025-09-16 | 0
4500595083-[10] | 908321106 : SWGR,SMRT RMU OD,2LBS+1CB,13.8KV,400A | RMU | ROH | 211002074 | Hex Nut M8 | 697 | 467 | 230 | 6100K013 | 1-1-1-1 | inventory | 2025-10-28 | SEP |  | JD01-Jeddah Central Warehouse | 2025-09-30 | 2025-09-16 | 0
4500595083-[10] | 908321106 : SWGR,SMRT RMU OD,2LBS+1CB,13.8KV,400A | RMU | ROH | 211002074 | Hex Nut M8 | 230 | 70 | 160 | 6100K013 | R40-J-1-K013_SEP | inventory | 2025-10-28 | SEP |  | JD01-Jeddah Central Warehouse | 2025-09-30 | 2025-09-16 | 0
4500595083-[10] | 908321106 : SWGR,SMRT RMU OD,2LBS+1CB,13.8KV,400A | RMU | ROH | 211002074 | Hex Nut M8 | 160 | 56 | 104 | 6100K013 | R40-G-1-K013_SEP | inventory | 2025-10-28 | SEP |  | JD01-Jeddah Central Warehouse | 2025-09-30 | 2025-09-16 | 0
4500595083-[10] | 908321106 : SWGR,SMRT RMU OD,2LBS+1CB,13.8KV,400A | RMU | ROH | 211002074 | Hex Nut M8 | 104 | 104 | 0 | 6100K013 | 1-1-1-1 | consumption | 2025-10-16 | SEP |  | JD01-Jeddah Central Warehouse | 2025-09-30 | 2025-09-16 | 0 | [5 empty] | Work in Process Pick | 8149405
4500595083-[10] | 908321106 : SWGR,SMRT RMU OD,2LBS+1CB,13.8KV,400A | RMU | ROH | 211002074 | Hex nutsM8 | 2000 | 156 | 1844 | 6100K013 | 1-1-1-1 | consumption | 2025-10-16 | Outer Enclosure |  | JD01-Jeddah Central Warehouse | 2025-09-30 | 2025-09-16 | 0 | [5 empty] | Work in Process Pick | 8149405
4500595083-[10] | 908321106 : SWGR,SMRT RMU OD,2LBS+1CB,13.8KV,400A | RMU | ROH | 211002074 | Hex nutsM8 | 1844 | 664 | 1180 | 6100K013 | 1-1-1-1 | consumption | 2025-09-17 | Outer Enclosure |  | JD01-Jeddah Central Warehouse | 2025-09-30 | 2025-09-16 | 0 | [5 empty] | Work in Process Material Issue | 7370458
4500595083-[10] | 908321106 : SWGR,SMRT RMU OD,2LBS+1CB,13.8KV,400A | RMU | ROH | 211002074 | Hex nutsM8 | 1180 | 480 | 700 | 6100K013 | 1-1-1-1 | consumption | 2025-09-18 | Outer Enclosure |  | JD01-Jeddah Central Warehouse | 2025-09-30 | 2025-09-16 | 0 | [5 empty] | Work in Process Material Issue | 7406395
4500595083-[10] | 908321106 : SWGR,SMRT RMU OD,2LBS+1CB,13.8KV,400A | RMU | ROH | 211002074 | Hex nutsM8 | 700 | 500 | 200 | 6100K013 | 1-1-1-1 | consumption | 2025-09-24 | Outer Enclosure |  | JD01-Jeddah Central Warehouse | 2025-09-30 | 2025-09-16 | 0 | [5 empty] | Work in Process Material Issue | 7562539
4500595083-[10] | 908321106 : SWGR,SMRT RMU OD,2LBS+1CB,13.8KV,400A | RMU | ROH | 211002074 | Hex nutsM8 | 200 | 200 | 0 | 6100K013 | 1-1-1-1 | consumption | 2025-09-25 | Outer Enclosure |  | JD01-Jeddah Central Warehouse | 2025-09-30 | 2025-09-16 | 0 | [5 empty] | Work in Process Material Issue | 7581672
4500595083-[10] | 908321106 : SWGR,SMRT RMU OD,2LBS+1CB,13.8KV,400A | RMU | ROH | 205042589 | Hex Bolt M8*25 | 7667 | 4900 | 2767 | 6100K013 | R54-Q-1-K013_SEP | inventory | 2025-10-28 | SEP |  | JD01-Jeddah Central Warehouse | 2025-09-30 | 2025-09-16 | 0
4500595083-[10] | 908321106 : SWGR,SMRT RMU OD,2LBS+1CB,13.8KV,400A | RMU | ROH | 205042589 | Hex Bolt M8*25 | 2767 | 2767 | 0 | 6100K013 | 1-1-1-1 | inventory | 2025-10-28 | SEP |  | JD01-Jeddah Central Warehouse | 2025-09-30 | 2025-09-16 | 0
4500595083-[10] | 908321106 : SWGR,SMRT RMU OD,2LBS+1CB,13.8KV,400A | RMU | ROH | DF250227001 | MCB-NDB1-63 C16/2(DFST) | 697 | 519 | 178 | free_stock | R17-I-1-K013_SEP | inventory | 2025-10-28 | DFE-LV |  | JD01-Jeddah Central Warehouse | 2025-09-30 | 2025-09-16 | 0
4500595083-[10] | 908321106 : SWGR,SMRT RMU OD,2LBS+1CB,13.8KV,400A | RMU | ROH | DF250227001 | MCB-NDB1-63 C16/2(DFST) | 178 | 178 | 0 | 6100K013 | 1-1-1-1 | inventory | 2025-10-28 | DFE-LV |  | JD01-Jeddah Central Warehouse | 2025-09-30 | 2025-09-16 | 0
4500595083-[10] | 908321106 : SWGR,SMRT RMU OD,2LBS+1CB,13.8KV,400A | RMU | ROH | DF250227004 | MCB-NDB1Z-63 C16/2+OF1(DFST) | 697 | 476 | 221 | free_stock | 1-1-1-1 | inventory | 2025-10-28 | DFE-LV |  | JD01-Jeddah Central Warehouse | 2025-09-30 | 2025-09-16 | 0
4500595083-[10] | 908321106 : SWGR,SMRT RMU OD,2LBS+1CB,13.8KV,400A | RMU | ROH | DF250227004 | MCB-NDB1Z-63 C16/2+OF1(DFST) | 221 | 221 | 0 | 6100K013 | 1-1-1-1 | inventory | 2025-10-28 | DFE-LV |  | JD01-Jeddah Central Warehouse | 2025-09-30 | 2025-09-16 | 0
4500595083-[10] | 908321106 : SWGR,SMRT RMU OD,2LBS+1CB,13.8KV,400A | RMU | ROH | DF250227003 | MCB-NDB1Z-63 C6/2(DFST) | 2091 | 1065 | 1026 | free_stock | R61-J-1-K013_SEP | inventory | 2025-10-28 | DFE-LV |  | JD01-Jeddah Central Warehouse | 2025-09-30 | 2025-09-16 | 0
4500595083-[10] | 908321106 : SWGR,SMRT RMU OD,2LBS+1CB,13.8KV,400A | RMU | ROH | DF250227003 | MCB-NDB1Z-63 C6/2(DFST) | 1026 | 1026 | 0 | 6100K013 | 1-1-1-1 | inventory | 2025-10-28 | DFE-LV |  | JD01-Jeddah Central Warehouse | 2025-09-30 | 2025-09-16 | 0
4500595083-[10] | 908321106 : SWGR,SMRT RMU OD,2LBS+1CB,13.8KV,400A | RMU | ROH | DF250227002 | MCB-NDB1Z-63 C6/2+FS1(DFST) | 697 | 431 | 266 | 6100K013 | 1-1-1-1 | inventory | 2025-10-28 | DFE-LV |  | JD01-Jeddah Central Warehouse | 2025-09-30 | 2025-09-16 | 0
4500595083-[10] | 908321106 : SWGR,SMRT RMU OD,2LBS+1CB,13.8KV,400A | RMU | ROH | DF250227002 | MCB-NDB1Z-63 C6/2+FS1(DFST) | 266 | 266 | 0 | free_stock | R17-I-1-K013_SEP | inventory | 2025-10-28 | DFE-LV |  | JD01-Jeddah Central Warehouse | 2025-09-30 | 2025-09-16 | 0
4500595083-[10] | 908321106 : SWGR,SMRT RMU OD,2LBS+1CB,13.8KV,400A | RMU | ROH | DF205041560 | Nameplate Stainless Steel | 1000 | 107 | 893 | 6100K013 | 1-1-1-1 | consumption | 2025-09-21 | Outer Enclosure |  | JD01-Jeddah Central Warehouse | 2025-09-30 | 2025-09-16 | 0 | [5 empty] | Work in Process Material Issue | 7485823
4500595083-[10] | 908321106 : SWGR,SMRT RMU OD,2LBS+1CB,13.8KV,400A | RMU | ROH | DF205041560 | Nameplate Stainless Steel | 893 | 88 | 805 | 6100K013 | 1-1-1-1 | consumption | 2025-09-22 | Outer Enclosure |  | JD01-Jeddah Central Warehouse | 2025-09-30 | 2025-09-16 | 0 | [5 empty] | Work in Process Material Issue | 7513369
4500595083-[10] | 908321106 : SWGR,SMRT RMU OD,2LBS+1CB,13.8KV,400A | RMU | ROH | DF205041560 | Nameplate Stainless Steel | 805 | 250 | 555 | 6100K013 | 1-1-1-1 | consumption | 2025-09-25 | Outer Enclosure |  | JD01-Jeddah Central Warehouse | 2025-09-30 | 2025-09-16 | 0 | [5 empty] | Work in Process Material Issue | 7581669
4500595083-[10] | 908321106 : SWGR,SMRT RMU OD,2LBS+1CB,13.8KV,400A | RMU | ROH | DF205041560 | Nameplate Stainless Steel | 555 | 60 | 495 | 6100K013 | 1-1-1-1 | consumption | 2025-09-25 | Outer Enclosure |  | JD01-Jeddah Central Warehouse | 2025-09-30 | 2025-09-16 | 0 | [5 empty] | Work in Process Material Issue | 7591066
4500595083-[10] | 908321106 : SWGR,SMRT RMU OD,2LBS+1CB,13.8KV,400A | RMU | ROH | RMU000000258 | Name Plate, Stainless Steel | 495 | 495 | 0 | 6100K013 | IFLR-1-1-K013_SEP | inventory | 2025-10-28 | Outer Enclosure | Automated: Replaced DF205041560 by RMU000000258. | JD01-Jeddah Central Warehouse | 2025-09-30 | 2025-09-16 | 0
4500595083-[10] | 908321106 : SWGR,SMRT RMU OD,2LBS+1CB,13.8KV,400A | RMU | ROH | DF241126028 | OTTA6-T-P/P marking strip (1-10)ZB10 LGS:1-10(1053014:0001) | 1394 | 604 | 790 | 6100K013 | 1-1-1-1 | inventory | 2025-10-28 | DFE-LV |  | JD01-Jeddah Central Warehouse | 2025-09-30 | 2025-09-16 | 0
4500595083-[10] | 908321106 : SWGR,SMRT RMU OD,2LBS+1CB,13.8KV,400A | RMU | ROH | DF241126028 | OTTA6-T-P/P marking strip (1-10)ZB10 LGS:1-10(1053014:0001) | 790 | 590 | 200 | 6100K013 | R61-O-1-K013_SEP | inventory | 2025-10-28 | DFE-LV |  | JD01-Jeddah Central Warehouse | 2025-09-30 | 2025-09-16 | 0
4500595083-[10] | 908321106 : SWGR,SMRT RMU OD,2LBS+1CB,13.8KV,400A | RMU | ROH | DF241126028 | OTTA6-T-P/P marking strip (1-10)ZB10 LGS:1-10(1053014:0001) | 200 | 200 | 0 | 6100K013 | R18-S-1-K013_SEP | inventory | 2025-10-28 | DFE-LV |  | JD01-Jeddah Central Warehouse | 2025-09-30 | 2025-09-16 | 0
4500595083-[10] | 908321106 : SWGR,SMRT RMU OD,2LBS+1CB,13.8KV,400A | RMU | ROH | DF250303003 | OTTA6-T-P/P marking strip (12)ZB10 LGS:12(1053014:0001) | 1394 | 960 | 434 | free_stock | 1-1-1-1 | inventory | 2025-10-28 | DFE-LV |  | JD01-Jeddah Central Warehouse | 2025-09-30 | 2025-09-16 | 0
4500595083-[10] | 908321106 : SWGR,SMRT RMU OD,2LBS+1CB,13.8KV,400A | RMU | ROH | DF250303003 | OTTA6-T-P/P marking strip (12)ZB10 LGS:12(1053014:0001) | 434 | 434 | 0 | free_stock | R18-S-1-K013_SEP | inventory | 2025-10-28 | DFE-LV |  | JD01-Jeddah Central Warehouse | 2025-09-30 | 2025-09-16 | 0
4500595083-[10] | 908321106 : SWGR,SMRT RMU OD,2LBS+1CB,13.8KV,400A | RMU | ROH | DF241118003 | Open button indicator light | 2091 | 894 | 1197 | 6100K013 | R18-B-1-K013_SEP | inventory | 2025-10-28 | DFE-LV |  | JD01-Jeddah Central Warehouse | 2025-09-30 | 2025-09-16 | 0
4500595083-[10] | 908321106 : SWGR,SMRT RMU OD,2LBS+1CB,13.8KV,400A | RMU | ROH | DF241118003 | Open button indicator light | 1197 | 666 | 531 | 6100K013 | 1-1-1-1 | inventory | 2025-10-28 | DFE-LV |  | JD01-Jeddah Central Warehouse | 2025-09-30 | 2025-09-16 | 0
4500595083-[10] | 908321106 : SWGR,SMRT RMU OD,2LBS+1CB,13.8KV,400A | RMU | ROH | DF241118003 | Open button indicator light | 531 | 480 | 51 | 6100K013 | NEW.FLR-1-1-K013_SEP | inventory | 2025-10-28 | DFE-LV |  | JD01-Jeddah Central Warehouse | 2025-09-30 | 2025-09-16 | 0
4500595083-[10] | 908321106 : SWGR,SMRT RMU OD,2LBS+1CB,13.8KV,400A | RMU | ROH | DF241118003 | Open button indicator light | 51 | 51 | 0 | 6100K013 | R61-J-1-K013_SEP | inventory | 2025-10-28 | DFE-LV |  | JD01-Jeddah Central Warehouse | 2025-09-30 | 2025-09-16 | 0
4500595083-[10] | 908321106 : SWGR,SMRT RMU OD,2LBS+1CB,13.8KV,400A | RMU | ROH | DF240510025 | Cable 2*2.5 | 8364 | 8040 | 324 | 6100K013 | R16-J-1-K013_SEP | inventory | 2025-10-28 | DFE-LV |  | JD01-Jeddah Central Warehouse | 2025-09-30 | 2025-09-16 | 0
4500595083-[10] | 908321106 : SWGR,SMRT RMU OD,2LBS+1CB,13.8KV,400A | RMU | ROH | DF240510025 | Cable 2*2.5 | 324 | 324 | 0 | 6100K013 | 1-1-1-1 | inventory | 2025-10-28 | DFE-LV |  | JD01-Jeddah Central Warehouse | 2025-09-30 | 2025-09-16 | 0
4500595083-[10] | 908321106 : SWGR,SMRT RMU OD,2LBS+1CB,13.8KV,400A | RMU | ROH | DF240929001 | Paste | 3.57 | 3.5 | 0.07 | 6100K013 | 1-1-1-1 | inventory | 2025-10-28 | DFE-Gas Tank |  | JD01-Jeddah Central Warehouse | 2025-09-30 | 2025-09-16 | 0
4500595083-[10] | 908321106 : SWGR,SMRT RMU OD,2LBS+1CB,13.8KV,400A | RMU | ROH | DF240929001 | Paste | 0.07 | 0.07 | 0 | 6100K013 | BOX92-1-1-K013_SEP | inventory | 2025-10-28 | DFE-Gas Tank |  | JD01-Jeddah Central Warehouse | 2025-09-30 | 2025-09-16 | 0
4500595083-[10] | 908321106 : SWGR,SMRT RMU OD,2LBS+1CB,13.8KV,400A | RMU | ROH | DF240510008 | Paw pad φ6 | 1394 | 310 | 1084 | 6100K013 | R55-P-1-K013_SEP | inventory | 2025-10-28 | DFE-LV |  | JD01-Jeddah Central Warehouse | 2025-09-30 | 2025-09-16 | 0
4500595083-[10] | 908321106 : SWGR,SMRT RMU OD,2LBS+1CB,13.8KV,400A | RMU | ROH | DF240510008 | Paw pad φ6 | 1084 | 295 | 789 | 6100K013 | R54-I-1-K013_SEP | inventory | 2025-10-28 | DFE-LV |  | JD01-Jeddah Central Warehouse | 2025-09-30 | 2025-09-16 | 0
4500595083-[10] | 908321106 : SWGR,SMRT RMU OD,2LBS+1CB,13.8KV,400A | RMU | ROH | DF240510008 | Paw pad φ6 | 789 | 270 | 519 | 6100K013 | PLT1-1-1-K013_SEP | inventory | 2025-10-28 | DFE-LV |  | JD01-Jeddah Central Warehouse | 2025-09-30 | 2025-09-16 | 0
4500595083-[10] | 908321106 : SWGR,SMRT RMU OD,2LBS+1CB,13.8KV,400A | RMU | ROH | DF240510008 | Paw pad φ6 | 519 | 40 | 479 | 6100K013 | 1-1-1-1 | inventory | 2025-10-28 | DFE-LV |  | JD01-Jeddah Central Warehouse | 2025-09-30 | 2025-09-16 | 0
4500595083-[10] | 908321106 : SWGR,SMRT RMU OD,2LBS+1CB,13.8KV,400A | RMU | ROH | DF240510008 | Paw pad φ6 | 479 | 30 | 449 | 6100KDP02 | BOX1-1-1-K013_SEP | inventory | 2025-10-28 | DFE-LV |  | JD01-Jeddah Central Warehouse | 2025-09-30 | 2025-09-16 | 0
4500595083-[10] | 908321106 : SWGR,SMRT RMU OD,2LBS+1CB,13.8KV,400A | RMU | ROH | DF240510008 | Paw pad φ6 | 449 | 240 | 209 | 6100K013 | 1-1-1-1 | consumption | 2025-02-10 | DFE-LV |  | JD01-Jeddah Central Warehouse | 2025-09-30 | 2025-09-16 | 0 | [5 empty] | Work in Process Material Issue | 7793418
4500595083-[10] | 908321106 : SWGR,SMRT RMU OD,2LBS+1CB,13.8KV,400A | RMU | ROH | DF240510008 | Paw pad φ6 | 209 | 209 | 0 | 6100K013 | 1-1-1-1 | consumption | 2025-11-09 | DFE-LV |  | JD01-Jeddah Central Warehouse | 2025-09-30 | 2025-09-16 | 0 | [5 empty] | Work in Process Material Issue | 7226770
4500595083-[10] | 908321106 : SWGR,SMRT RMU OD,2LBS+1CB,13.8KV,400A | RMU | ROH | DF240510008 | Paw pad φ6 | 1394 | 991 | 403 | 6100K013 | 1-1-1-1 | consumption | 2025-11-09 | SEP |  | JD01-Jeddah Central Warehouse | 2025-09-30 | 2025-09-16 | 0 | [5 empty] | Work in Process Material Issue | 7226770
4500595083-[10] | 908321106 : SWGR,SMRT RMU OD,2LBS+1CB,13.8KV,400A | RMU | ROH | DF240510008 | Paw pad φ6 | 403 | 403 | 0 | 6100K013 | 1-1-1-1 | consumption | 2025-10-16 | SEP |  | JD01-Jeddah Central Warehouse | 2025-09-30 | 2025-09-16 | 0 | [5 empty] | Work in Process Pick | 8149502
4500595083-[10] | 908321106 : SWGR,SMRT RMU OD,2LBS+1CB,13.8KV,400A | RMU | ROH | 8DF-580-0056 | Phase-to-phase Bonding | 2142 | 945 | 1197 | 6100K013 | BOX42-1-1-K013_SEP | inventory | 2025-10-28 | DFE-Gas Tank |  | JD01-Jeddah Central Warehouse | 2025-09-30 | 2025-09-16 | 0
4500595083-[10] | 908321106 : SWGR,SMRT RMU OD,2LBS+1CB,13.8KV,400A | RMU | ROH | 8DF-580-0056 | Phase-to-phase Bonding | 1197 | 222 | 975 | 6100K013 | BOX92-1-1-K013_SEP | inventory | 2025-10-28 | DFE-Gas Tank |  | JD01-Jeddah Central Warehouse | 2025-09-30 | 2025-09-16 | 0
4500595083-[10] | 908321106 : SWGR,SMRT RMU OD,2LBS+1CB,13.8KV,400A | RMU | ROH | 8DF-580-0056 | Phase-to-phase Bonding | 975 | 198 | 777 | 6100K013 | 1-1-1-1 | inventory | 2025-10-28 | DFE-Gas Tank |  | JD01-Jeddah Central Warehouse | 2025-09-30 | 2025-09-16 | 0
4500595083-[10] | 908321106 : SWGR,SMRT RMU OD,2LBS+1CB,13.8KV,400A | RMU | ROH | 8DF-580-0056 | Phase-to-phase Bonding | 777 | 60 | 717 | 6100KDP02 | BOX6-1-1-K013_SEP | inventory | 2025-10-28 | DFE-Gas Tank |  | JD01-Jeddah Central Warehouse | 2025-09-30 | 2025-09-16 | 0
4500595083-[10] | 908321106 : SWGR,SMRT RMU OD,2LBS+1CB,13.8KV,400A | RMU | ROH | 8DF-580-0056 | Phase-to-phase Bonding | 717 | 717 | 0 | 6100KDP02 | BOX42-1-1-K013_SEP | consumption | 2025-10-13 | DFE-Gas Tank |  | JD01-Jeddah Central Warehouse | 2025-09-30 | 2025-09-16 | 0 | [5 empty] | Project Transfer | 8080741
4500595083-[10] | 908321106 : SWGR,SMRT RMU OD,2LBS+1CB,13.8KV,400A | RMU | ROH | DF240510032 | Phoenix current terminal (OTTA-6-P/P) | 8364 | 3540 | 4824 | 6100K013 | R62-B-1-K013_SEP | inventory | 2025-10-28 | DFE-LV |  | JD01-Jeddah Central Warehouse | 2025-09-30 | 2025-09-16 | 0
4500595083-[10] | 908321106 : SWGR,SMRT RMU OD,2LBS+1CB,13.8KV,400A | RMU | ROH | DF240510032 | Phoenix current terminal (OTTA-6-P/P) | 4824 | 3086 | 1738 | 6100K013 | R18-L-1-K013_SEP | inventory | 2025-10-28 | DFE-LV |  | JD01-Jeddah Central Warehouse | 2025-09-30 | 2025-09-16 | 0
4500595083-[10] | 908321106 : SWGR,SMRT RMU OD,2LBS+1CB,13.8KV,400A | RMU | ROH | DF240510032 | Phoenix current terminal (OTTA-6-P/P) | 1738 | 1738 | 0 | 6100K013 | 1-1-1-1 | inventory | 2025-10-28 | DFE-LV |  | JD01-Jeddah Central Warehouse | 2025-09-30 | 2025-09-16 | 0
4500595083-[10] | 908321106 : SWGR,SMRT RMU OD,2LBS+1CB,13.8KV,400A | RMU | ROH | DF240510033 | Phoenix current terminal partition (D-OTTA6-T) | 697 | 416 | 281 | 6100K013 | 1-1-1-1 | inventory | 2025-10-28 | DFE-LV |  | JD01-Jeddah Central Warehouse | 2025-09-30 | 2025-09-16 | 0
4500595083-[10] | 908321106 : SWGR,SMRT RMU OD,2LBS+1CB,13.8KV,400A | RMU | ROH | DF240510033 | Phoenix current terminal partition (D-OTTA6-T) | 281 | 281 | 0 | 6100K013 | R61-O-1-K013_SEP | inventory | 2025-10-28 | DFE-LV |  | JD01-Jeddah Central Warehouse | 2025-09-30 | 2025-09-16 | 0
4500595083-[10] | 908321106 : SWGR,SMRT RMU OD,2LBS+1CB,13.8KV,400A | RMU | ROH | DF240510028 | Phoenix voltage terminal (UK-2.5B) | 19516 | 9716 | 9800 | 6100K013 | 1-1-1-1 | inventory | 2025-10-28 | DFE-LV |  | JD01-Jeddah Central Warehouse | 2025-09-30 | 2025-09-16 | 0
4500595083-[10] | 908321106 : SWGR,SMRT RMU OD,2LBS+1CB,13.8KV,400A | RMU | ROH | DF240510028 | Phoenix voltage terminal (UK-2.5B) | 9800 | 8344 | 1456 | 6100K013 | R17-B-1-K013_SEP | inventory | 2025-10-28 | DFE-LV |  | JD01-Jeddah Central Warehouse | 2025-09-30 | 2025-09-16 | 0
4500595083-[10] | 908321106 : SWGR,SMRT RMU OD,2LBS+1CB,13.8KV,400A | RMU | ROH | DF240510028 | Phoenix voltage terminal (UK-2.5B) | 1456 | 1456 | 0 | 6100K013 | R62-B-1-K013_SEP | inventory | 2025-10-28 | DFE-LV |  | JD01-Jeddah Central Warehouse | 2025-09-30 | 2025-09-16 | 0
4500595083-[10] | 908321106 : SWGR,SMRT RMU OD,2LBS+1CB,13.8KV,400A | RMU | ROH | DF240510049 | Power module (DFE500A-AC220D24-ST-X) | 303 | 303 | 0 | 6100K013 | 1-1-1-1 | inventory | 2025-10-28 | Charger |  | JD01-Jeddah Central Warehouse | 2025-09-30 | 2025-09-16 | 0
4500595083-[10] | 908321106 : SWGR,SMRT RMU OD,2LBS+1CB,13.8KV,400A | RMU | ROH | DF240510049 | Power module (DFE500A-AC220D24-ST-X) | 697 | 267 | 430 | 6100K013 | R59-R-1-K013_SEP | inventory | 2025-10-28 | SEP |  | JD01-Jeddah Central Warehouse | 2025-09-30 | 2025-09-16 | 0
4500595083-[10] | 908321106 : SWGR,SMRT RMU OD,2LBS+1CB,13.8KV,400A | RMU | ROH | DF240510049 | Power module (DFE500A-AC220D24-ST-X) | 430 | 266 | 164 | 6100K013 | INC-1-1-K013_SEP | inventory | 2025-10-28 | SEP |  | JD01-Jeddah Central Warehouse | 2025-09-30 | 2025-09-16 | 0
4500595083-[10] | 908321106 : SWGR,SMRT RMU OD,2LBS+1CB,13.8KV,400A | RMU | ROH | DF240510049 | Power module (DFE500A-AC220D24-ST-X) | 164 | 48 | 116 | 6100K013 | 1-1-1-1 | inventory | 2025-10-28 | SEP |  | JD01-Jeddah Central Warehouse | 2025-09-30 | 2025-09-16 | 0
4500595083-[10] | 908321106 : SWGR,SMRT RMU OD,2LBS+1CB,13.8KV,400A | RMU | ROH | DF240510049 | Power module (DFE500A-AC220D24-ST-X) | 116 | 42 | 74 | 6100K015 | 1-1-1-1 | inventory | 2025-10-28 | SEP |  | JD01-Jeddah Central Warehouse | 2025-09-30 | 2025-09-16 | 0
4500595083-[10] | 908321106 : SWGR,SMRT RMU OD,2LBS+1CB,13.8KV,400A | RMU | ROH | DF240510049 | Power module (DFE500A-AC220D24-ST-X) | 74 | 74 | 0 | 6100K013 | 1-1-1-1 | consumption | 2025-09-15 | SEP |  | JD01-Jeddah Central Warehouse | 2025-09-30 | 2025-09-16 | 0 | [5 empty] | Work in Process Material Issue | 7323456
4500595083-[10] | 908321106 : SWGR,SMRT RMU OD,2LBS+1CB,13.8KV,400A | RMU | ROH | DF240612107 | Pre insulated terminal O-type HRV1.25-6 (BLUE) | 8364 | 6200 | 2164 | 6100K013 | PLT2-1-1-K013_SEP | inventory | 2025-10-28 | DFE-LV |  | JD01-Jeddah Central Warehouse | 2025-09-30 | 2025-09-16 | 0
4500595083-[10] | 908321106 : SWGR,SMRT RMU OD,2LBS+1CB,13.8KV,400A | RMU | ROH | DF240612107 | Pre insulated terminal O-type HRV1.25-6 (BLUE) | 2164 | 2164 | 0 | 6100K013 | BOX5-1-1-K013_SEP | inventory | 2025-10-28 | DFE-LV |  | JD01-Jeddah Central Warehouse | 2025-09-30 | 2025-09-16 | 0
4500595083-[10] | 908321106 : SWGR,SMRT RMU OD,2LBS+1CB,13.8KV,400A | RMU | ROH | DF240612104 | Pre insulated terminal O-type HRV2-10 (BLUE) | 4182 | 3195 | 987 | 6100K013 | BOX5-1-1-K013_SEP | inventory | 2025-10-28 | DFE-LV |  | JD01-Jeddah Central Warehouse | 2025-09-30 | 2025-09-16 | 0
4500595083-[10] | 908321106 : SWGR,SMRT RMU OD,2LBS+1CB,13.8KV,400A | RMU | ROH | DF240612104 | Pre insulated terminal O-type HRV2-10 (BLUE) | 987 | 987 | 0 | 6100K013 | 1-1-1-1 | inventory | 2025-10-28 | DFE-LV |  | JD01-Jeddah Central Warehouse | 2025-09-30 | 2025-09-16 | 0
4500595083-[10] | 908321106 : SWGR,SMRT RMU OD,2LBS+1CB,13.8KV,400A | RMU | ROH | DF240612101 | Pre insulated terminal O-type HRV2-4S (BLUE) | 2788 | 2788 | 0 | 6100K013 | 1-1-1-1 | inventory | 2025-10-28 | DFE-LV |  | JD01-Jeddah Central Warehouse | 2025-09-30 | 2025-09-16 | 0
4500595083-[10] | 908321106 : SWGR,SMRT RMU OD,2LBS+1CB,13.8KV,400A | RMU | ROH | DF240612102 | Pre insulated terminal O-type HRV2-5S (BLUE) | 4879 | 4830 | 49 | 6100K013 | PLT2-1-1-K013_SEP | inventory | 2025-10-28 | DFE-LV |  | JD01-Jeddah Central Warehouse | 2025-09-30 | 2025-09-16 | 0
4500595083-[10] | 908321106 : SWGR,SMRT RMU OD,2LBS+1CB,13.8KV,400A | RMU | ROH | DF240612102 | Pre insulated terminal O-type HRV2-5S (BLUE) | 49 | 49 | 0 | 6100K013 | 1-1-1-1 | inventory | 2025-10-28 | DFE-LV |  | JD01-Jeddah Central Warehouse | 2025-09-30 | 2025-09-16 | 0
4500595083-[10] | 908321106 : SWGR,SMRT RMU OD,2LBS+1CB,13.8KV,400A | RMU | ROH | DF240612103 | Pre insulated terminal O-type HRV2-6 (BLUE) | 4182 | 2145 | 2037 | 6100K013 | 1-1-1-1 | consumption | 2025-09-21 | DFE-LV |  | JD01-Jeddah Central Warehouse | 2025-09-30 | 2025-09-16 | 0 | [5 empty] | Work in Process Material Issue | 7480554
4500595083-[10] | 908321106 : SWGR,SMRT RMU OD,2LBS+1CB,13.8KV,400A | RMU | ROH | DF250303005 | Pre insulated terminal O-type HRV3.5-4 (BLUE) | 15334 | 9190 | 6144 | 6100K013 | 1-1-1-1 | inventory | 2025-10-28 | DFE-LV |  | JD01-Jeddah Central Warehouse | 2025-09-30 | 2025-09-16 | 0
4500595083-[10] | 908321106 : SWGR,SMRT RMU OD,2LBS+1CB,13.8KV,400A | RMU | ROH | DF250303005 | Pre insulated terminal O-type HRV3.5-4 (BLUE) | 6144 | 6144 | 0 | free_stock | 1-1-1-1 | inventory | 2025-10-28 | DFE-LV |  | JD01-Jeddah Central Warehouse | 2025-09-30 | 2025-09-16 | 0
4500595083-[10] | 908321106 : SWGR,SMRT RMU OD,2LBS+1CB,13.8KV,400A | RMU | ROH | DF240612106 | Pre insulated terminal O-type HRV3.5-5S (BARE COPPER) | 2788 | 2300 | 488 | 6100K013 | PLT2-1-1-K013_SEP | inventory | 2025-10-28 | DFE-LV |  | JD01-Jeddah Central Warehouse | 2025-09-30 | 2025-09-16 | 0
4500595083-[10] | 908321106 : SWGR,SMRT RMU OD,2LBS+1CB,13.8KV,400A | RMU | ROH | DF240612106 | Pre insulated terminal O-type HRV3.5-5S (BARE COPPER) | 488 | 488 | 0 | 6100K013 | 1-1-1-1 | inventory | 2025-10-28 | DFE-LV |  | JD01-Jeddah Central Warehouse | 2025-09-30 | 2025-09-16 | 0
4500595083-[10] | 908321106 : SWGR,SMRT RMU OD,2LBS+1CB,13.8KV,400A | RMU | ROH | DF250303004 | Pre insulated terminal O-type HRV3.5-6 (BLUE) | 4182 | 3340 | 842 | free_stock | 1-1-1-1 | inventory | 2025-10-28 | DFE-LV |  | JD01-Jeddah Central Warehouse | 2025-09-30 | 2025-09-16 | 0
4500595083-[10] | 908321106 : SWGR,SMRT RMU OD,2LBS+1CB,13.8KV,400A | RMU | ROH | DF250303004 | Pre insulated terminal O-type HRV3.5-6 (BLUE) | 842 | 842 | 0 | 6100K013 | PLT2-1-1-K013_SEP | inventory | 2025-10-28 | DFE-LV |  | JD01-Jeddah Central Warehouse | 2025-09-30 | 2025-09-16 | 0
4500595083-[10] | 908321106 : SWGR,SMRT RMU OD,2LBS+1CB,13.8KV,400A | RMU | ROH | DF240612105 | Pre insulated terminal O-type HRV5.5-6 (YELLOW) | 5576 | 4304 | 1272 | 6100K013 | PLT2-1-1-K013_SEP | inventory | 2025-10-28 | DFE-LV |  | JD01-Jeddah Central Warehouse | 2025-09-30 | 2025-09-16 | 0
4500595083-[10] | 908321106 : SWGR,SMRT RMU OD,2LBS+1CB,13.8KV,400A | RMU | ROH | DF240612105 | Pre insulated terminal O-type HRV5.5-6 (YELLOW) | 1272 | 1272 | 0 | 6100K013 | 1-1-1-1 | inventory | 2025-10-28 | DFE-LV |  | JD01-Jeddah Central Warehouse | 2025-09-30 | 2025-09-16 | 0
4500595083-[10] | 908321106 : SWGR,SMRT RMU OD,2LBS+1CB,13.8KV,400A | RMU | ROH | DF240907101 | Pre insulated terminal O-type red HRV1.25-5 (Red) | 2142 | 2142 | 0 | 6100K013 | 1-1-1-1 | inventory | 2025-10-28 | DFE-Gas Tank |  | JD01-Jeddah Central Warehouse | 2025-09-30 | 2025-09-16 | 0
4500595083-[10] | 908321106 : SWGR,SMRT RMU OD,2LBS+1CB,13.8KV,400A | RMU | ROH | DF240612110 | Pre insulated terminal U-type HSV2-4S(BLUE) | 21607 | 18350 | 3257 | 6100K013 | PLT2-1-1-K013_SEP | inventory | 2025-10-28 | DFE-LV |  | JD01-Jeddah Central Warehouse | 2025-09-30 | 2025-09-16 | 0
4500595083-[10] | 908321106 : SWGR,SMRT RMU OD,2LBS+1CB,13.8KV,400A | RMU | ROH | DF240612110 | Pre insulated terminal U-type HSV2-4S(BLUE) | 3257 | 3257 | 0 | 6100K013 | 1-1-1-1 | inventory | 2025-10-28 | DFE-LV |  | JD01-Jeddah Central Warehouse | 2025-09-30 | 2025-09-16 | 0
4500595083-[10] | 908321106 : SWGR,SMRT RMU OD,2LBS+1CB,13.8KV,400A | RMU | ROH | DF240612111 | Pre insulated terminal U-type HSV3.5-3.2S(BLACK) | 2788 | 2600 | 188 | 6100K013 | PLT2-1-1-K013_SEP | inventory | 2025-10-28 | DFE-LV |  | JD01-Jeddah Central Warehouse | 2025-09-30 | 2025-09-16 | 0
4500595083-[10] | 908321106 : SWGR,SMRT RMU OD,2LBS+1CB,13.8KV,400A | RMU | ROH | DF240612111 | Pre insulated terminal U-type HSV3.5-3.2S(BLACK) | 188 | 188 | 0 | 6100K013 | 1-1-1-1 | inventory | 2025-10-28 | DFE-LV |  | JD01-Jeddah Central Warehouse | 2025-09-30 | 2025-09-16 | 0
4500595083-[10] | 908321106 : SWGR,SMRT RMU OD,2LBS+1CB,13.8KV,400A | RMU | ROH | DF240612117 | Pre insulated terminal tube type HE0510 (RED) | 5576 | 4616 | 960 | 6100K013 | 1-1-1-1 | inventory | 2025-10-28 | DFE-LV |  | JD01-Jeddah Central Warehouse | 2025-09-30 | 2025-09-16 | 0
4500595083-[10] | 908321106 : SWGR,SMRT RMU OD,2LBS+1CB,13.8KV,400A | RMU | ROH | DF240612117 | Pre insulated terminal tube type HE0510 (RED) | 960 | 960 | 0 | 6100K013 | PLT2-1-1-K013_SEP | inventory | 2025-10-28 | DFE-LV |  | JD01-Jeddah Central Warehouse | 2025-09-30 | 2025-09-16 | 0
4500595083-[10] | 908321106 : SWGR,SMRT RMU OD,2LBS+1CB,13.8KV,400A | RMU | ROH | DF241126026 | Pre insulated terminal tube type HE1510 (BULE) | 8364 | 7800 | 564 | 6100K013 | PLT2-1-1-K013_SEP | inventory | 2025-10-28 | DFE-LV |  | JD01-Jeddah Central Warehouse | 2025-09-30 | 2025-09-16 | 0
4500595083-[10] | 908321106 : SWGR,SMRT RMU OD,2LBS+1CB,13.8KV,400A | RMU | ROH | DF241126026 | Pre insulated terminal tube type HE1510 (BULE) | 564 | 564 | 0 | 6100K013 | 1-1-1-1 | inventory | 2025-10-28 | DFE-LV |  | JD01-Jeddah Central Warehouse | 2025-09-30 | 2025-09-16 | 0
4500595083-[10] | 908321106 : SWGR,SMRT RMU OD,2LBS+1CB,13.8KV,400A | RMU | ROH | DF240612116 | Pre insulated terminal tube type HE2510 (BLUE) | 18819 | 12285 | 6534 | 6100K013 | 1-1-1-1 | inventory | 2025-10-28 | DFE-LV |  | JD01-Jeddah Central Warehouse | 2025-09-30 | 2025-09-16 | 0
4500595083-[10] | 908321106 : SWGR,SMRT RMU OD,2LBS+1CB,13.8KV,400A | RMU | ROH | DF240612116 | Pre insulated terminal tube type HE2510 (BLUE) | 6534 | 6534 | 0 | free_stock | 1-1-1-1 | inventory | 2025-10-28 | DFE-LV |  | JD01-Jeddah Central Warehouse | 2025-09-30 | 2025-09-16 | 0
4500595083-[10] | 908321106 : SWGR,SMRT RMU OD,2LBS+1CB,13.8KV,400A | RMU | ROH | DF240612119 | Pre insulated terminal tube type HE4009 (BLACK) | 1394 | 1394 | 0 | 6100K013 | 1-1-1-1 | inventory | 2025-10-28 | DFE-LV |  | JD01-Jeddah Central Warehouse | 2025-09-30 | 2025-09-16 | 0
4500595083-[10] | 908321106 : SWGR,SMRT RMU OD,2LBS+1CB,13.8KV,400A | RMU | ROH | DF250303006 | Pre insulated terminal tube type HE4009 (BLUE) | 5576 | 5576 | 0 | 6100K013 | 1-1-1-1 | inventory | 2025-10-28 | DFE-LV |  | JD01-Jeddah Central Warehouse | 2025-09-30 | 2025-09-16 | 0
4500595083-[10] | 908321106 : SWGR,SMRT RMU OD,2LBS+1CB,13.8KV,400A | RMU | ROH | 8DF.0816.0045 | Pressure Gauge Pad | 714 | 210 | 504 | 6100K013 | BOX42-1-1-K013_SEP | inventory | 2025-10-28 | DFE-Gas Tank |  | JD01-Jeddah Central Warehouse | 2025-09-30 | 2025-09-16 | 0
4500595083-[10] | 908321106 : SWGR,SMRT RMU OD,2LBS+1CB,13.8KV,400A | RMU | ROH | 8DF.0816.0045 | Pressure Gauge Pad | 504 | 74 | 430 | 6100K013 | BOX92-1-1-K013_SEP | inventory | 2025-10-28 | DFE-Gas Tank |  | JD01-Jeddah Central Warehouse | 2025-09-30 | 2025-09-16 | 0
4500595083-[10] | 908321106 : SWGR,SMRT RMU OD,2LBS+1CB,13.8KV,400A | RMU | ROH | 8DF.0816.0045 | Pressure Gauge Pad | 430 | 66 | 364 | 6100K013 | 1-1-1-1 | inventory | 2025-10-28 | DFE-Gas Tank |  | JD01-Jeddah Central Warehouse | 2025-09-30 | 2025-09-16 | 0
4500595083-[10] | 908321106 : SWGR,SMRT RMU OD,2LBS+1CB,13.8KV,400A | RMU | ROH | 8DF.0816.0045 | Pressure Gauge Pad | 364 | 20 | 344 | 6100KDP02 | BOX6-1-1-K013_SEP | inventory | 2025-10-28 | DFE-Gas Tank |  | JD01-Jeddah Central Warehouse | 2025-09-30 | 2025-09-16 | 0
4500595083-[10] | 908321106 : SWGR,SMRT RMU OD,2LBS+1CB,13.8KV,400A | RMU | ROH | 8DF.0816.0045 | Pressure Gauge Pad | 344 | 210 | 134 | 6100KDP02 | BOX42-1-1-K013_SEP | consumption | 2025-10-13 | DFE-Gas Tank |  | JD01-Jeddah Central Warehouse | 2025-09-30 | 2025-09-16 | 0 | [5 empty] | Project Transfer | 8080591
4500595083-[10] | 908321106 : SWGR,SMRT RMU OD,2LBS+1CB,13.8KV,400A | RMU | ROH | 8DF.0816.0045 | Pressure Gauge Pad | 134 | 134 | 0 | 6100K013 | 1-1-1-1 | consumption | 2025-09-14 | DFE-Gas Tank |  | JD01-Jeddah Central Warehouse | 2025-09-30 | 2025-09-16 | 0 | [5 empty] | Work in Process Material Issue | 7272404
4500595083-[10] | 908321106 : SWGR,SMRT RMU OD,2LBS+1CB,13.8KV,400A | RMU | ROH | 5DF.0816.0230 | Pressure Relief Valve | 357 | 188 | 169 | 6100K013 | BOX92-1-1-K013_SEP | inventory | 2025-10-28 | DFE-Gas Tank |  | JD01-Jeddah Central Warehouse | 2025-09-30 | 2025-09-16 | 0
4500595083-[10] | 908321106 : SWGR,SMRT RMU OD,2LBS+1CB,13.8KV,400A | RMU | ROH | 5DF.0816.0230 | Pressure Relief Valve | 169 | 59 | 110 | 6100K013 | BOX42-1-1-K013_SEP | inventory | 2025-10-28 | DFE-Gas Tank |  | JD01-Jeddah Central Warehouse | 2025-09-30 | 2025-09-16 | 0
4500595083-[10] | 908321106 : SWGR,SMRT RMU OD,2LBS+1CB,13.8KV,400A | RMU | ROH | 5DF.0816.0230 | Pressure Relief Valve | 110 | 33 | 77 | 6100K013 | 1-1-1-1 | inventory | 2025-10-28 | DFE-Gas Tank |  | JD01-Jeddah Central Warehouse | 2025-09-30 | 2025-09-16 | 0
4500595083-[10] | 908321106 : SWGR,SMRT RMU OD,2LBS+1CB,13.8KV,400A | RMU | ROH | 5DF.0816.0230 | Pressure Relief Valve | 77 | 20 | 57 | 6100KDP02 | BOX6-1-1-K013_SEP | inventory | 2025-10-28 | DFE-Gas Tank |  | JD01-Jeddah Central Warehouse | 2025-09-30 | 2025-09-16 | 0
4500595083-[10] | 908321106 : SWGR,SMRT RMU OD,2LBS+1CB,13.8KV,400A | RMU | ROH | 5DF.0816.0230 | Pressure Relief Valve | 57 | 57 | 0 | 6100KDP02 | BOX42-1-1-K013_SEP | consumption | 2025-10-13 | DFE-Gas Tank |  | JD01-Jeddah Central Warehouse | 2025-09-30 | 2025-09-16 | 0 | [5 empty] | Project Transfer | 8080507
4500595083-[10] | 908321106 : SWGR,SMRT RMU OD,2LBS+1CB,13.8KV,400A | RMU | ROH | DF240603004 | Rivet Nut M8*18 | 9061 | 3100 | 5961 | 6100K013 | 1-1-1-1 | consumption | 2025-10-16 | SEP |  | JD01-Jeddah Central Warehouse | 2025-09-30 | 2025-09-16 | 0 | [5 empty] | Work in Process Pick | 8149529
4500595083-[10] | 908321106 : SWGR,SMRT RMU OD,2LBS+1CB,13.8KV,400A | RMU | ROH | DF240603004 | Rivet Nut M8*18 | 5961 | 5961 | 0 | 6100K013 | 1-1-1-1 | consumption | 2025-09-18 | SEP |  | JD01-Jeddah Central Warehouse | 2025-09-30 | 2025-09-16 | 0 | [5 empty] | Work in Process Material Issue | 7406371
4500595083-[10] | 908321106 : SWGR,SMRT RMU OD,2LBS+1CB,13.8KV,400A | RMU | ROH | RMU0000000005 | RMU EFI, Make: KRIES, Ord: 2510201_H007 IKI-10-light-W with LED and Flag | 303 | 303 | 0 | 6100K013 | PLT5-1-1-K013_SEP | inventory | 2025-10-28 | EFI |  | JD01-Jeddah Central Warehouse | 2025-09-30 | 2025-09-16 | 0
4500595083-[10] | 908321106 : SWGR,SMRT RMU OD,2LBS+1CB,13.8KV,400A | RMU | ROH | RMU0000000005 | fault indicator (IKI-101light) | 697 | 355 | 342 | 6100KDP02 | R61-Q-1-K013_SEP | inventory | 2025-10-28 | SEP |  | JD01-Jeddah Central Warehouse | 2025-09-30 | 2025-09-16 | 0
4500595083-[10] | 908321106 : SWGR,SMRT RMU OD,2LBS+1CB,13.8KV,400A | RMU | ROH | RMU0000000005 | fault indicator (IKI-101light) | 342 | 342 | 0 | 6100K013 | 1-1-1-1 | inventory | 2025-10-28 | SEP |  | JD01-Jeddah Central Warehouse | 2025-09-30 | 2025-09-16 | 0
4500595083-[10] | 908321106 : SWGR,SMRT RMU OD,2LBS+1CB,13.8KV,400A | RMU | ROH | RMU0000000004 | RMU Over Current Relay, Make: FANOX, Ord: SIA B 1 1 0 F C 2 3 2 A C | 303 | 303 | 0 | 6100K013 | INC-1-1-K013_SEP | inventory | 2025-10-28 | Fanox Relay |  | JD01-Jeddah Central Warehouse | 2025-09-30 | 2025-09-16 | 0
4500595083-[10] | 908321106 : SWGR,SMRT RMU OD,2LBS+1CB,13.8KV,400A | RMU | ROH | RMU0000000004 | Protect (SIAB110FC232AC) | 697 | 240 | 457 | 6100K013 | R60-F-1-KDP2_SEP | inventory | 2025-10-28 | SEP |  | JD01-Jeddah Central Warehouse | 2025-09-30 | 2025-09-16 | 0
4500595083-[10] | 908321106 : SWGR,SMRT RMU OD,2LBS+1CB,13.8KV,400A | RMU | ROH | RMU0000000004 | Protect (SIAB110FC232AC) | 457 | 84 | 373 | 6100K015 | 1-1-1-1 | inventory | 2025-10-28 | SEP |  | JD01-Jeddah Central Warehouse | 2025-09-30 | 2025-09-16 | 0
4500595083-[10] | 908321106 : SWGR,SMRT RMU OD,2LBS+1CB,13.8KV,400A | RMU | ROH | RMU0000000004 | Protect (SIAB110FC232AC) | 373 | 62 | 311 | 6100K013 | INC-1-1-K013_SEP | inventory | 2025-10-28 | SEP |  | JD01-Jeddah Central Warehouse | 2025-09-30 | 2025-09-16 | 0
4500595083-[10] | 908321106 : SWGR,SMRT RMU OD,2LBS+1CB,13.8KV,400A | RMU | ROH | RMU0000000004 | Protect (SIAB110FC232AC) | 311 | 50 | 261 | 6100K013 | R60-C-1-KDP2_SEP | inventory | 2025-10-28 | SEP |  | JD01-Jeddah Central Warehouse | 2025-09-30 | 2025-09-16 | 0
4500595083-[10] | 908321106 : SWGR,SMRT RMU OD,2LBS+1CB,13.8KV,400A | RMU | ROH | RMU0000000004 | Protect (SIAB110FC232AC) | 261 | 50 | 211 | 6100K013 | R60-K-1-KDP2_SEP | inventory | 2025-10-28 | SEP |  | JD01-Jeddah Central Warehouse | 2025-09-30 | 2025-09-16 | 0
4500595083-[10] | 908321106 : SWGR,SMRT RMU OD,2LBS+1CB,13.8KV,400A | RMU | ROH | RMU0000000004 | Protect (SIAB110FC232AC) | 211 | 50 | 161 | 6100K013 | R61-C-1-KDP2_SEP | inventory | 2025-10-28 | SEP |  | JD01-Jeddah Central Warehouse | 2025-09-30 | 2025-09-16 | 0
4500595083-[10] | 908321106 : SWGR,SMRT RMU OD,2LBS+1CB,13.8KV,400A | RMU | ROH | RMU0000000004 | Protect (SIAB110FC232AC) | 161 | 50 | 111 | 6100K013 | R61-F-1-KDP2_SEP | inventory | 2025-10-28 | SEP |  | JD01-Jeddah Central Warehouse | 2025-09-30 | 2025-09-16 | 0
4500595083-[10] | 908321106 : SWGR,SMRT RMU OD,2LBS+1CB,13.8KV,400A | RMU | ROH | RMU0000000004 | Protect (SIAB110FC232AC) | 111 | 45 | 66 | 6100K013 | R61-H-1-KDP2_SEP | inventory | 2025-10-28 | SEP |  | JD01-Jeddah Central Warehouse | 2025-09-30 | 2025-09-16 | 0
4500595083-[10] | 908321106 : SWGR,SMRT RMU OD,2LBS+1CB,13.8KV,400A | RMU | ROH | RMU0000000004 | Protect (SIAB110FC232AC) | 66 | 22 | 44 | 6100K013 | 1-1-1-1 | inventory | 2025-10-28 | SEP |  | JD01-Jeddah Central Warehouse | 2025-09-30 | 2025-09-16 | 0
4500595083-[10] | 908321106 : SWGR,SMRT RMU OD,2LBS+1CB,13.8KV,400A | RMU | ROH | RMU0000000004 | Protect (SIAB110FC232AC) | 44 | 44 | 0 | 6100K013 | 1-1-1-1 | consumption | 2025-09-15 | SEP |  | JD01-Jeddah Central Warehouse | 2025-09-30 | 2025-09-16 | 0 | [5 empty] | Work in Process Material Issue | 7323494
4500595083-[10] | 908321106 : SWGR,SMRT RMU OD,2LBS+1CB,13.8KV,400A | RMU | ROH | DF241126010 | Communication line | 3833.5 | 3833.5 | 0 | 6100K013 | R16-J-1-K013_SEP | inventory | 2025-10-28 | DFE-LV |  | JD01-Jeddah Central Warehouse | 2025-09-30 | 2025-09-16 | 0
4500595083-[10] | 908321106 : SWGR,SMRT RMU OD,2LBS+1CB,13.8KV,400A | RMU | ROH | DF205041498 | Rectangular Sealing Strip D-07 T-79 EPDM | 4000 | 600 | 3400 | free_stock | 1-1-1-1 | inventory | 2025-10-28 | Outer Enclosure |  | JD01-Jeddah Central Warehouse | 2025-09-30 | 2025-09-16 | 0
4500595083-[10] | 908321106 : SWGR,SMRT RMU OD,2LBS+1CB,13.8KV,400A | RMU | ROH | DF205041498 | Rectangular Sealing Strip D-07 T-79 EPDM | 3400 | 376 | 3024 | 6100K013 | R51-J-1-K013_SEP | inventory | 2025-10-28 | Outer Enclosure |  | JD01-Jeddah Central Warehouse | 2025-09-30 | 2025-09-16 | 0
4500595083-[10] | 908321106 : SWGR,SMRT RMU OD,2LBS+1CB,13.8KV,400A | RMU | ROH | DF205041498 | Rectangular Sealing Strip D-07 T-79 EPDM | 3024 | 218.4 | 2805.6 | 6100K015 | R54-G-1-K015_SEP | inventory | 2025-10-28 | Outer Enclosure |  | JD01-Jeddah Central Warehouse | 2025-09-30 | 2025-09-16 | 0
4500595083-[10] | 908321106 : SWGR,SMRT RMU OD,2LBS+1CB,13.8KV,400A | RMU | ROH | DF205041498 | Rectangular Sealing Strip D-07 T-79 EPDM | 2805.6 | 95.2 | 2710.4 | 6100K013 | R54-G-1-K013_SEP | inventory | 2025-10-28 | Outer Enclosure |  | JD01-Jeddah Central Warehouse | 2025-09-30 | 2025-09-16 | 0
4500595083-[10] | 908321106 : SWGR,SMRT RMU OD,2LBS+1CB,13.8KV,400A | RMU | ROH | DF205041498 | Rectangular Sealing Strip D-07 T-79 EPDM | 2710.4 | 1328 | 1382.4 | 6100K013 | 1-1-1-1 | consumption | 2025-09-17 | Outer Enclosure |  | JD01-Jeddah Central Warehouse | 2025-09-30 | 2025-09-16 | 0 | [5 empty] | Work in Process Material Issue | 7370446
4500595083-[10] | 908321106 : SWGR,SMRT RMU OD,2LBS+1CB,13.8KV,400A | RMU | ROH | DF205041498 | Rectangular Sealing Strip D-07 T-79 EPDM | 1382.4 | 960 | 422.4 | 6100K013 | 1-1-1-1 | consumption | 2025-09-21 | Outer Enclosure |  | JD01-Jeddah Central Warehouse | 2025-09-30 | 2025-09-16 | 0 | [5 empty] | Work in Process Material Issue | 7485819
4500595083-[10] | 908321106 : SWGR,SMRT RMU OD,2LBS+1CB,13.8KV,400A | RMU | ROH | DF205041498 | Rectangular Sealing Strip D-07 T-79 EPDM | 422.4 | 422.4 | 0 | 6100K013 | 1-1-1-1 | consumption | 2025-09-22 | Outer Enclosure |  | JD01-Jeddah Central Warehouse | 2025-09-30 | 2025-09-16 | 0 | [5 empty] | Work in Process Material Issue | 7513365
4500595083-[10] | 908321106 : SWGR,SMRT RMU OD,2LBS+1CB,13.8KV,400A | RMU | ROH | DF241124007 | Rectangular plastic buckle 6*18 | 697 | 95 | 602 | 6100K013 | 1-1-1-1 | inventory | 2025-10-28 | DFE-Consumables |  | JD01-Jeddah Central Warehouse | 2025-09-30 | 2025-09-16 | 0
4500595083-[10] | 908321106 : SWGR,SMRT RMU OD,2LBS+1CB,13.8KV,400A | RMU | ROH | DF241124007 | Rectangular plastic buckle 6*18 | 602 | 60 | 542 | 6100KDP02 | BOX1-1-1-K013_SEP | inventory | 2025-10-28 | DFE-Consumables |  | JD01-Jeddah Central Warehouse | 2025-09-30 | 2025-09-16 | 0
4500595083-[10] | 908321106 : SWGR,SMRT RMU OD,2LBS+1CB,13.8KV,400A | RMU | ROH | DF241124007 | Rectangular plastic buckle 6*18 | 542 | 260 | 282 | 6100K013 | R54-R-1-K013_SEP | consumption | 2025-10-16 | DFE-Consumables |  | JD01-Jeddah Central Warehouse | 2025-09-30 | 2025-09-16 | 0 | [5 empty] | Work in Process Pick | 8151128
4500595083-[10] | 908321106 : SWGR,SMRT RMU OD,2LBS+1CB,13.8KV,400A | RMU | ROH | DF241124007 | Rectangular plastic buckle 6*18 | 282 | 240 | 42 | 6100K013 | 1-1-1-1 | consumption | 2025-09-18 | DFE-Consumables |  | JD01-Jeddah Central Warehouse | 2025-09-30 | 2025-09-16 | 0 | [5 empty] | Work in Process Material Issue | 7408993
4500595083-[10] | 908321106 : SWGR,SMRT RMU OD,2LBS+1CB,13.8KV,400A | RMU | ROH | DF241124007 | Rectangular plastic buckle 6*18 | 42 | 42 | 0 | 6100K013 | 1-1-1-1 | consumption | 2025-09-21 | DFE-Consumables |  | JD01-Jeddah Central Warehouse | 2025-09-30 | 2025-09-16 | 0 | [5 empty] | Work in Process Material Issue | 7476738
4500595083-[10] | 908321106 : SWGR,SMRT RMU OD,2LBS+1CB,13.8KV,400A | RMU | ROH | DF240603030 | Rectangular plastic buckle 19.8*15 | 1394 | 50 | 1344 | 6100K013 | NEW.FLR-1-1-K013_SEP | inventory | 2025-10-28 | DFE-Consumables |  | JD01-Jeddah Central Warehouse | 2025-09-30 | 2025-09-16 | 0
4500595083-[10] | 908321106 : SWGR,SMRT RMU OD,2LBS+1CB,13.8KV,400A | RMU | ROH | DF240603030 | Rectangular plastic buckle 19.8*15 | 1344 | 20 | 1324 | 6100K013 | 1-1-1-1 | inventory | 2025-10-28 | DFE-Consumables |  | JD01-Jeddah Central Warehouse | 2025-09-30 | 2025-09-16 | 0
4500595083-[10] | 908321106 : SWGR,SMRT RMU OD,2LBS+1CB,13.8KV,400A | RMU | ROH | DF240603030 | Rectangular plastic buckle 19.8*15 | 1324 | 520 | 804 | 6100K013 | 1-1-1-1 | consumption | 2025-10-16 | DFE-Consumables |  | JD01-Jeddah Central Warehouse | 2025-09-30 | 2025-09-16 | 0 | [5 empty] | Work in Process Pick | 8149592
4500595083-[10] | 908321106 : SWGR,SMRT RMU OD,2LBS+1CB,13.8KV,400A | RMU | ROH | DF240603030 | Rectangular plastic buckle 19.8*15 | 804 | 480 | 324 | 6100K013 | 1-1-1-1 | consumption | 2025-09-18 | DFE-Consumables |  | JD01-Jeddah Central Warehouse | 2025-09-30 | 2025-09-16 | 0 | [5 empty] | Work in Process Material Issue | 7419924
4500595083-[10] | 908321106 : SWGR,SMRT RMU OD,2LBS+1CB,13.8KV,400A | RMU | ROH | DF240603030 | Rectangular plastic buckle 19.8*15 | 324 | 324 | 0 | 6100K013 | 1-1-1-1 | consumption | 2025-09-18 | DFE-Consumables |  | JD01-Jeddah Central Warehouse | 2025-09-30 | 2025-09-16 | 0 | [5 empty] | Work in Process Material Issue | 7408972
4500595083-[10] | 908321106 : SWGR,SMRT RMU OD,2LBS+1CB,13.8KV,400A | RMU | ROH | DF241124008 | Round plastic buckle φ54 | 697 | 15 | 682 | 6100K013 | 1-1-1-1 | consumption | 2025-10-16 | DFE-Consumables |  | JD01-Jeddah Central Warehouse | 2025-09-30 | 2025-09-16 | 0 | [5 empty] | Work in Process Pick | 8151131
4500595083-[10] | 908321106 : SWGR,SMRT RMU OD,2LBS+1CB,13.8KV,400A | RMU | ROH | DF241124008 | Round plastic buckle φ54 | 682 | 240 | 442 | 6100K013 | 1-1-1-1 | consumption | 2025-09-18 | DFE-Consumables |  | JD01-Jeddah Central Warehouse | 2025-09-30 | 2025-09-16 | 0 | [5 empty] | Work in Process Material Issue | 7408992
4500595083-[10] | 908321106 : SWGR,SMRT RMU OD,2LBS+1CB,13.8KV,400A | RMU | ROH | DF241124008 | Round plastic buckle φ54 | 442 | 240 | 202 | 6100K013 | 1-1-1-1 | consumption | 2025-09-18 | DFE-Consumables |  | JD01-Jeddah Central Warehouse | 2025-09-30 | 2025-09-16 | 0 | [5 empty] | Work in Process Material Issue | 7419938
4500595083-[10] | 908321106 : SWGR,SMRT RMU OD,2LBS+1CB,13.8KV,400A | RMU | ROH | DF241124008 | Round plastic buckle φ54 | 202 | 160 | 42 | 6100K013 | 1-1-1-1 | consumption | 2025-09-21 | DFE-Consumables |  | JD01-Jeddah Central Warehouse | 2025-09-30 | 2025-09-16 | 0 | [5 empty] | Work in Process Material Issue | 7476737
4500595083-[10] | 908321106 : SWGR,SMRT RMU OD,2LBS+1CB,13.8KV,400A | RMU | ROH | DF241124008 | Round plastic buckle φ54 | 42 | 42 | 0 | 6100K013 | 1-1-1-1 | consumption | 2025-09-24 | DFE-Consumables |  | JD01-Jeddah Central Warehouse | 2025-09-30 | 2025-09-16 | 0 | [5 empty] | Work in Process Material Issue | 7564928
4500595083-[10] | 908321106 : SWGR,SMRT RMU OD,2LBS+1CB,13.8KV,400A | RMU | ROH | DF240603028 | Round plastic buckle 40° | 2091 | 680 | 1411 | 6100K013 | 1-1-1-1 | consumption | 2025-10-16 | DFE-Consumables |  | JD01-Jeddah Central Warehouse | 2025-09-30 | 2025-09-16 | 0 | [5 empty] | Work in Process Pick | 8149589
4500595083-[10] | 908321106 : SWGR,SMRT RMU OD,2LBS+1CB,13.8KV,400A | RMU | ROH | DF240603028 | Round plastic buckle 40° | 1411 | 720 | 691 | 6100K013 | 1-1-1-1 | consumption | 2025-09-18 | DFE-Consumables |  | JD01-Jeddah Central Warehouse | 2025-09-30 | 2025-09-16 | 0 | [5 empty] | Work in Process Material Issue | 7408948
4500595083-[10] | 908321106 : SWGR,SMRT RMU OD,2LBS+1CB,13.8KV,400A | RMU | ROH | DF240603028 | Round plastic buckle 40° | 691 | 691 | 0 | 6100K013 | 1-1-1-1 | consumption | 2025-09-18 | DFE-Consumables |  | JD01-Jeddah Central Warehouse | 2025-09-30 | 2025-09-16 | 0 | [5 empty] | Work in Process Material Issue | 7419895
4500595083-[10] | 908321106 : SWGR,SMRT RMU OD,2LBS+1CB,13.8KV,400A | RMU | ROH | DF240603027 | Round plastic buckle φ23 | 4182 | 1000 | 3182 | 6100K013 | 1-1-1-1 | consumption | 2025-10-16 | DFE-Consumables |  | JD01-Jeddah Central Warehouse | 2025-09-30 | 2025-09-16 | 0 | [5 empty] | Work in Process Pick | 8149586
4500595083-[10] | 908321106 : SWGR,SMRT RMU OD,2LBS+1CB,13.8KV,400A | RMU | ROH | DF240603027 | Round plastic buckle φ23 | 3182 | 1440 | 1742 | 6100K013 | 1-1-1-1 | consumption | 2025-09-18 | DFE-Consumables |  | JD01-Jeddah Central Warehouse | 2025-09-30 | 2025-09-16 | 0 | [5 empty] | Work in Process Material Issue | 7419894
4500595083-[10] | 908321106 : SWGR,SMRT RMU OD,2LBS+1CB,13.8KV,400A | RMU | ROH | DF240603027 | Round plastic buckle φ23 | 1742 | 1440 | 302 | 6100K013 | 1-1-1-1 | consumption | 2025-09-18 | DFE-Consumables |  | JD01-Jeddah Central Warehouse | 2025-09-30 | 2025-09-16 | 0 | [5 empty] | Work in Process Material Issue | 7408947
4500595083-[10] | 908321106 : SWGR,SMRT RMU OD,2LBS+1CB,13.8KV,400A | RMU | ROH | DF240603027 | Round plastic buckle φ23 | 302 | 302 | 0 | 6100K013 | 1-1-1-1 | consumption | 2025-09-21 | DFE-Consumables |  | JD01-Jeddah Central Warehouse | 2025-09-30 | 2025-09-16 | 0 | [5 empty] | Work in Process Material Issue | 7476698
4500595083-[10] | 908321106 : SWGR,SMRT RMU OD,2LBS+1CB,13.8KV,400A | RMU | ROH | DF241217001 | Rubber pad 200*360*3 | 697 | 697 | 0 | 6100K013 | R16-K-1-K013_SEP | inventory | 2025-10-28 | DFE-LV |  | JD01-Jeddah Central Warehouse | 2025-09-30 | 2025-09-16 | 0
4500595083-[10] | 908321106 : SWGR,SMRT RMU OD,2LBS+1CB,13.8KV,400A | RMU | ROH | DF205041559 | SEC Logo Board Print + Outdoor Protection | 2000 | 188 | 1812 | 6100K013 | 1-1-1-1 | inventory | 2025-10-28 | Outer Enclosure |  | JD01-Jeddah Central Warehouse | 2025-09-30 | 2025-09-16 | 0
4500595083-[10] | 908321106 : SWGR,SMRT RMU OD,2LBS+1CB,13.8KV,400A | RMU | ROH | DF205041559 | SEC Logo Board Print + Outdoor Protection | 1812 | 84 | 1728 | 6100K015 | R66-F-1-K015_SEP | inventory | 2025-10-28 | Outer Enclosure |  | JD01-Jeddah Central Warehouse | 2025-09-30 | 2025-09-16 | 0
4500595083-[10] | 908321106 : SWGR,SMRT RMU OD,2LBS+1CB,13.8KV,400A | RMU | ROH | DF205041559 | SEC Logo Board Print + Outdoor Protection | 1728 | 10 | 1718 | free_stock | 1-1-1-1 | inventory | 2025-10-28 | Outer Enclosure |  | JD01-Jeddah Central Warehouse | 2025-09-30 | 2025-09-16 | 0
4500595083-[10] | 908321106 : SWGR,SMRT RMU OD,2LBS+1CB,13.8KV,400A | RMU | ROH | DF205041559 | SEC Logo Board Print + Outdoor Protection | 1718 | 664 | 1054 | 6100K013 | 1-1-1-1 | consumption | 2025-09-17 | Outer Enclosure |  | JD01-Jeddah Central Warehouse | 2025-09-30 | 2025-09-16 | 0 | [5 empty] | Work in Process Material Issue | 7370450
4500595083-[10] | 908321106 : SWGR,SMRT RMU OD,2LBS+1CB,13.8KV,400A | RMU | ROH | DF205041559 | SEC Logo Board Print + Outdoor Protection | 1054 | 960 | 94 | 6100K013 | 1-1-1-1 | consumption | 2025-09-21 | Outer Enclosure |  | JD01-Jeddah Central Warehouse | 2025-09-30 | 2025-09-16 | 0 | [5 empty] | Work in Process Material Issue | 7485822
4500595083-[10] | 908321106 : SWGR,SMRT RMU OD,2LBS+1CB,13.8KV,400A | RMU | ROH | DF205041559 | SEC Logo Board Print + Outdoor Protection | 94 | 94 | 0 | 6100K013 | 1-1-1-1 | consumption | 2025-09-22 | Outer Enclosure |  | JD01-Jeddah Central Warehouse | 2025-09-30 | 2025-09-16 | 0 | [5 empty] | Work in Process Material Issue | 7513368
4500595083-[10] | 908321106 : SWGR,SMRT RMU OD,2LBS+1CB,13.8KV,400A | RMU | ROH | DF240424001 | SF6 Gas Density Meter | 357 | 105 | 252 | 6100K013 | BOX42-1-1-K013_SEP | inventory | 2025-10-28 | DFE-Gas Tank |  | JD01-Jeddah Central Warehouse | 2025-09-30 | 2025-09-16 | 0
4500595083-[10] | 908321106 : SWGR,SMRT RMU OD,2LBS+1CB,13.8KV,400A | RMU | ROH | DF240424001 | SF6 Gas Density Meter | 252 | 37 | 215 | 6100K013 | BOX92-1-1-K013_SEP | inventory | 2025-10-28 | DFE-Gas Tank |  | JD01-Jeddah Central Warehouse | 2025-09-30 | 2025-09-16 | 0
4500595083-[10] | 908321106 : SWGR,SMRT RMU OD,2LBS+1CB,13.8KV,400A | RMU | ROH | DF240424001 | SF6 Gas Density Meter | 215 | 33 | 182 | 6100K013 | 1-1-1-1 | inventory | 2025-10-28 | DFE-Gas Tank |  | JD01-Jeddah Central Warehouse | 2025-09-30 | 2025-09-16 | 0
4500595083-[10] | 908321106 : SWGR,SMRT RMU OD,2LBS+1CB,13.8KV,400A | RMU | ROH | DF240424001 | SF6 Gas Density Meter | 182 | 10 | 172 | 6100KDP02 | BOX6-1-1-K013_SEP | inventory | 2025-10-28 | DFE-Gas Tank |  | JD01-Jeddah Central Warehouse | 2025-09-30 | 2025-09-16 | 0
4500595083-[10] | 908321106 : SWGR,SMRT RMU OD,2LBS+1CB,13.8KV,400A | RMU | ROH | DF240424001 | SF6 Gas Density Meter | 172 | 105 | 67 | 6100KDP02 | BOX42-1-1-K013_SEP | consumption | 2025-10-13 | DFE-Gas Tank |  | JD01-Jeddah Central Warehouse | 2025-09-30 | 2025-09-16 | 0 | [5 empty] | Project Transfer | 8080621
4500595083-[10] | 908321106 : SWGR,SMRT RMU OD,2LBS+1CB,13.8KV,400A | RMU | ROH | DF240424001 | SF6 Gas Density Meter | 67 | 67 | 0 | 6100K013 | 1-1-1-1 | consumption | 2025-09-21 | DFE-Gas Tank |  | JD01-Jeddah Central Warehouse | 2025-09-30 | 2025-09-16 | 0 | [5 empty] | Work in Process Material Issue | 7452519
4500595083-[10] | 908321106 : SWGR,SMRT RMU OD,2LBS+1CB,13.8KV,400A | RMU | ROH | RMU000000105 | SRMU Breaker Operating Handle ¦ 8DF-253-0001 | 697 | 697 | 0 | 6100K013 | BOX12-1-1-K013_SEP | consumption | 2025-04-08 | DFE-Consumables |  | JD01-Jeddah Central Warehouse | 2025-09-30 | 2025-09-16 | 0 | [5 empty] | Miscellaneous issue | 6415161
4500595083-[10] | 908321106 : SWGR,SMRT RMU OD,2LBS+1CB,13.8KV,400A | RMU | ROH | DF240510012 | Seahorse rivet (φ6.4*10.5) | 27880 | 27880 | 0 | 6100K013 | R55-H-1-K013_SEP | inventory | 2025-10-28 | DFE-LV |  | JD01-Jeddah Central Warehouse | 2025-09-30 | 2025-09-16 | 0
4500595083-[10] | 908321106 : SWGR,SMRT RMU OD,2LBS+1CB,13.8KV,400A | RMU | ROH | DF240510012 | Seahorse rivet (φ6.4*10.5) | 74579 | 24678 | 49901 | 6100K013 | R40-H-1-K013_SEP | inventory | 2025-10-28 | SEP |  | JD01-Jeddah Central Warehouse | 2025-09-30 | 2025-09-16 | 0
4500595083-[10] | 908321106 : SWGR,SMRT RMU OD,2LBS+1CB,13.8KV,400A | RMU | ROH | DF240510012 | Seahorse rivet (φ6.4*10.5) | 49901 | 5208 | 44693 | 6100K013 | R55-H-1-K013_SEP | inventory | 2025-10-28 | SEP |  | JD01-Jeddah Central Warehouse | 2025-09-30 | 2025-09-16 | 0
4500595083-[10] | 908321106 : SWGR,SMRT RMU OD,2LBS+1CB,13.8KV,400A | RMU | ROH | DF240510012 | Seahorse rivet (φ6.4*10.5) | 44693 | 1200 | 43493 | 6100KDP02 | BOX1-1-1-K013_SEP | inventory | 2025-10-28 | SEP |  | JD01-Jeddah Central Warehouse | 2025-09-30 | 2025-09-16 | 0
4500595083-[10] | 908321106 : SWGR,SMRT RMU OD,2LBS+1CB,13.8KV,400A | RMU | ROH | DF240510012 | Seahorse rivet (φ6.4*10.5) | 43493 | 1029 | 42464 | 6100K013 | 1-1-1-1 | inventory | 2025-10-28 | SEP |  | JD01-Jeddah Central Warehouse | 2025-09-30 | 2025-09-16 | 0
4500595083-[10] | 908321106 : SWGR,SMRT RMU OD,2LBS+1CB,13.8KV,400A | RMU | ROH | DF240510012 | Seahorse rivet (φ6.4*10.5) | 42464 | 36480 | 5984 | 6100K013 | 1-1-1-1 | consumption | 2025-11-09 | SEP |  | JD01-Jeddah Central Warehouse | 2025-09-30 | 2025-09-16 | 0 | [5 empty] | Work in Process Material Issue | 7226774
4500595083-[10] | 908321106 : SWGR,SMRT RMU OD,2LBS+1CB,13.8KV,400A | RMU | ROH | DF240510012 | Seahorse rivet (φ6.4*10.5) | 5984 | 5984 | 0 | 6100K013 | 1-1-1-1 | consumption | 2025-10-16 | SEP |  | JD01-Jeddah Central Warehouse | 2025-09-30 | 2025-09-16 | 0 | [5 empty] | Work in Process Pick | 8149514
4500595083-[10] | 908321106 : SWGR,SMRT RMU OD,2LBS+1CB,13.8KV,400A | RMU | ROH | DF240603001 | Seahorse rivet (φ5*10) | 2091 | 1484 | 607 | 6100K013 | BOX12-1-1-K013_SEP | inventory | 2025-10-28 | DFE-LV |  | JD01-Jeddah Central Warehouse | 2025-09-30 | 2025-09-16 | 0
4500595083-[10] | 908321106 : SWGR,SMRT RMU OD,2LBS+1CB,13.8KV,400A | RMU | ROH | DF240603001 | Seahorse rivet (φ5*10) | 607 | 607 | 0 | 6100K013 | R54-I-1-K013_SEP | inventory | 2025-10-28 | DFE-LV |  | JD01-Jeddah Central Warehouse | 2025-09-30 | 2025-09-16 | 0
4500595083-[10] | 908321106 : SWGR,SMRT RMU OD,2LBS+1CB,13.8KV,400A | RMU | ROH | DF240603001 | Seahorse rivet (φ5*10) | 2788 | 512 | 2276 | 6100K013 | R40-H-1-K013_SEP | inventory | 2025-10-28 | SEP |  | JD01-Jeddah Central Warehouse | 2025-09-30 | 2025-09-16 | 0
4500595083-[10] | 908321106 : SWGR,SMRT RMU OD,2LBS+1CB,13.8KV,400A | RMU | ROH | DF240603001 | Seahorse rivet (φ5*10) | 2276 | 505 | 1771 | 6100K013 | 1-1-1-1 | inventory | 2025-10-28 | SEP |  | JD01-Jeddah Central Warehouse | 2025-09-30 | 2025-09-16 | 0
4500595083-[10] | 908321106 : SWGR,SMRT RMU OD,2LBS+1CB,13.8KV,400A | RMU | ROH | DF240603001 | Seahorse rivet (φ5*10) | 1771 | 477 | 1294 | 6100K013 | R54-I-1-K013_SEP | inventory | 2025-10-28 | SEP |  | JD01-Jeddah Central Warehouse | 2025-09-30 | 2025-09-16 | 0
4500595083-[10] | 908321106 : SWGR,SMRT RMU OD,2LBS+1CB,13.8KV,400A | RMU | ROH | DF240603001 | Seahorse rivet (φ5*10) | 1294 | 400 | 894 | free_stock | 1-1-1-1 | inventory | 2025-10-28 | SEP |  | JD01-Jeddah Central Warehouse | 2025-09-30 | 2025-09-16 | 0
4500595083-[10] | 908321106 : SWGR,SMRT RMU OD,2LBS+1CB,13.8KV,400A | RMU | ROH | DF240603001 | Seahorse rivet (φ5*10) | 894 | 120 | 774 | 6100K013 | R54-G-1-K013_SEP | inventory | 2025-10-28 | SEP |  | JD01-Jeddah Central Warehouse | 2025-09-30 | 2025-09-16 | 0
4500595083-[10] | 908321106 : SWGR,SMRT RMU OD,2LBS+1CB,13.8KV,400A | RMU | ROH | DF240603001 | Seahorse rivet (φ5*10) | 774 | 90 | 684 | 6100KDP02 | BOX1-1-1-K013_SEP | inventory | 2025-10-28 | SEP |  | JD01-Jeddah Central Warehouse | 2025-09-30 | 2025-09-16 | 0
4500595083-[10] | 908321106 : SWGR,SMRT RMU OD,2LBS+1CB,13.8KV,400A | RMU | ROH | DF240603001 | Seahorse rivet (φ5*10) | 684 | 684 | 0 | 6100K013 | 1-1-1-1 | consumption | 2025-10-16 | SEP |  | JD01-Jeddah Central Warehouse | 2025-09-30 | 2025-09-16 | 0 | [5 empty] | Work in Process Pick | 8149523
4500595083-[10] | 908321106 : SWGR,SMRT RMU OD,2LBS+1CB,13.8KV,400A | RMU | ROH | DF240907002 | Seahorse rivet φ6.4*12.5 | 9061 | 4240 | 4821 | 6100K013 | 1-1-1-1 | consumption | 2025-09-18 | SEP |  | JD01-Jeddah Central Warehouse | 2025-09-30 | 2025-09-16 | 0 | [5 empty] | Work in Process Material Issue | 7419950
4500595083-[10] | 908321106 : SWGR,SMRT RMU OD,2LBS+1CB,13.8KV,400A | RMU | ROH | DF240907002 | Seahorse rivet φ6.4*12.5 | 4821 | 1596 | 3225 | 6100K013 | 1-1-1-1 | consumption | 2025-09-18 | SEP |  | JD01-Jeddah Central Warehouse | 2025-09-30 | 2025-09-16 | 0 | [5 empty] | Work in Process Material Issue | 7406403
4500595083-[10] | 908321106 : SWGR,SMRT RMU OD,2LBS+1CB,13.8KV,400A | RMU | ROH | DF240907002 | Seahorse rivet φ6.4*12.5 | 3225 | 2080 | 1145 | 6100K013 | 1-1-1-1 | consumption | 2025-09-21 | SEP |  | JD01-Jeddah Central Warehouse | 2025-09-30 | 2025-09-16 | 0 | [5 empty] | Work in Process Material Issue | 7476754
4500595083-[10] | 908321106 : SWGR,SMRT RMU OD,2LBS+1CB,13.8KV,400A | RMU | ROH | DF240907002 | Seahorse rivet φ6.4*12.5 | 1145 | 980 | 165 | 6100K013 | 1-1-1-1 | consumption | 2025-09-24 | SEP |  | JD01-Jeddah Central Warehouse | 2025-09-30 | 2025-09-16 | 0 | [5 empty] | Work in Process Material Issue | 7564952
4500595083-[10] | 908321106 : SWGR,SMRT RMU OD,2LBS+1CB,13.8KV,400A | RMU | ROH | DF240907002 | Seahorse rivet φ6.4*12.5 | 165 | 165 | 0 | 6100K013 | 1-1-1-1 | consumption | 2025-09-25 | SEP |  | JD01-Jeddah Central Warehouse | 2025-09-30 | 2025-09-16 | 0 | [5 empty] | Work in Process Material Issue | 7591072
4500595083-[10] | 908321106 : SWGR,SMRT RMU OD,2LBS+1CB,13.8KV,400A | RMU | ROH | DF240907001 | Seahorse rivet φ6.4*16.5 | 8364 | 900 | 7464 | 6100K013 | 1-1-1-1 | consumption | 2025-09-21 | SEP |  | JD01-Jeddah Central Warehouse | 2025-09-30 | 2025-09-16 | 0 | [5 empty] | Work in Process Material Issue | 7476753
4500595083-[10] | 908321106 : SWGR,SMRT RMU OD,2LBS+1CB,13.8KV,400A | RMU | ROH | DF240603046 | Seahorse countersunk rivet φ6.4*10.5 | 6970 | 1150 | 5820 | free_stock | 1-1-1-1 | inventory | 2025-10-28 | SEP |  | JD01-Jeddah Central Warehouse | 2025-09-30 | 2025-09-16 | 0
4500595083-[10] | 908321106 : SWGR,SMRT RMU OD,2LBS+1CB,13.8KV,400A | RMU | ROH | DF240603046 | Seahorse countersunk rivet φ6.4*10.5 | 5820 | 1622 | 4198 | 6100K013 | R54-H-1-RMU/\-BULK_SEP | consumption | 2025-10-16 | SEP |  | JD01-Jeddah Central Warehouse | 2025-09-30 | 2025-09-16 | 0 | [5 empty] | Work in Process Pick | 8149616
4500595083-[10] | 908321106 : SWGR,SMRT RMU OD,2LBS+1CB,13.8KV,400A | RMU | ROH | DF240603046 | Seahorse countersunk rivet φ6.4*10.5 | 4198 | 1100 | 3098 | 6100K013 | R40-H-1-K013_SEP | consumption | 2025-10-16 | SEP |  | JD01-Jeddah Central Warehouse | 2025-09-30 | 2025-09-16 | 0 | [5 empty] | Work in Process Pick | 8151095
4500595083-[10] | 908321106 : SWGR,SMRT RMU OD,2LBS+1CB,13.8KV,400A | RMU | ROH | DF240603046 | Seahorse countersunk rivet φ6.4*10.5 | 3098 | 730 | 2368 | 6100K013 | R55-H-1-K013_SEP | consumption | 2025-10-16 | SEP |  | JD01-Jeddah Central Warehouse | 2025-09-30 | 2025-09-16 | 0 | [5 empty] | Work in Process Pick | 8151098
4500595083-[10] | 908321106 : SWGR,SMRT RMU OD,2LBS+1CB,13.8KV,400A | RMU | ROH | DF240603046 | Seahorse countersunk rivet φ6.4*10.5 | 2368 | 420 | 1948 | 6100K013 | R73-I-1-K013_SEP | consumption | 2025-10-16 | SEP |  | JD01-Jeddah Central Warehouse | 2025-09-30 | 2025-09-16 | 0 | [5 empty] | Work in Process Pick | 8149619
4500595083-[10] | 908321106 : SWGR,SMRT RMU OD,2LBS+1CB,13.8KV,400A | RMU | ROH | DF240603046 | Seahorse countersunk rivet φ6.4*10.5 | 1948 | 288 | 1660 | 6100K013 | 1-1-1-1 | consumption | 2025-10-16 | SEP |  | JD01-Jeddah Central Warehouse | 2025-09-30 | 2025-09-16 | 0 | [5 empty] | Work in Process Pick | 8151101
4500595083-[10] | 908321106 : SWGR,SMRT RMU OD,2LBS+1CB,13.8KV,400A | RMU | ROH | DF240603046 | Seahorse countersunk rivet φ6.4*10.5 | 1660 | 1440 | 220 | 6100K013 | 1-1-1-1 | consumption | 2025-09-18 | SEP |  | JD01-Jeddah Central Warehouse | 2025-09-30 | 2025-09-16 | 0 | [5 empty] | Work in Process Material Issue | 7408953
4500595083-[10] | 908321106 : SWGR,SMRT RMU OD,2LBS+1CB,13.8KV,400A | RMU | ROH | DF240603046 | Seahorse countersunk rivet φ6.4*10.5 | 220 | 220 | 0 | 6100K013 | 1-1-1-1 | consumption | 2025-09-18 | SEP |  | JD01-Jeddah Central Warehouse | 2025-09-30 | 2025-09-16 | 0 | [5 empty] | Work in Process Material Issue | 7419899
4500595083-[10] | 908321106 : SWGR,SMRT RMU OD,2LBS+1CB,13.8KV,400A | RMU | ROH | 8DF-580-0057 | Secondary grounding bar | 697 | 697 | 0 | 6100K013 | NEW.FLR-1-1-K013_SEP | inventory | 2025-10-28 | SEP |  | JD01-Jeddah Central Warehouse | 2025-09-30 | 2025-09-16 | 0
4500595083-[10] | 908321106 : SWGR,SMRT RMU OD,2LBS+1CB,13.8KV,400A | RMU | ROH | DF241115001 | Self-locking Nut M8 | 6069 | 2205 | 3864 | 6100K013 | BOX42-1-1-K013_SEP | inventory | 2025-10-28 | DFE-Gas Tank |  | JD01-Jeddah Central Warehouse | 2025-09-30 | 2025-09-16 | 0
4500595083-[10] | 908321106 : SWGR,SMRT RMU OD,2LBS+1CB,13.8KV,400A | RMU | ROH | DF241115001 | Self-locking Nut M8 | 3864 | 629 | 3235 | 6100K013 | BOX92-1-1-K013_SEP | inventory | 2025-10-28 | DFE-Gas Tank |  | JD01-Jeddah Central Warehouse | 2025-09-30 | 2025-09-16 | 0
4500595083-[10] | 908321106 : SWGR,SMRT RMU OD,2LBS+1CB,13.8KV,400A | RMU | ROH | DF241115001 | Self-locking Nut M8 | 3235 | 561 | 2674 | 6100K013 | 1-1-1-1 | inventory | 2025-10-28 | DFE-Gas Tank |  | JD01-Jeddah Central Warehouse | 2025-09-30 | 2025-09-16 | 0
4500595083-[10] | 908321106 : SWGR,SMRT RMU OD,2LBS+1CB,13.8KV,400A | RMU | ROH | DF241115001 | Self-locking Nut M8 | 2674 | 250 | 2424 | 6100KDP02 | BOX6-1-1-K013_SEP | inventory | 2025-10-28 | DFE-Gas Tank |  | JD01-Jeddah Central Warehouse | 2025-09-30 | 2025-09-16 | 0
4500595083-[10] | 908321106 : SWGR,SMRT RMU OD,2LBS+1CB,13.8KV,400A | RMU | ROH | DF241115001 | Self-locking Nut M8 | 2424 | 2205 | 219 | 6100KDP02 | BOX42-1-1-K013_SEP | consumption | 2025-10-13 | DFE-Gas Tank |  | JD01-Jeddah Central Warehouse | 2025-09-30 | 2025-09-16 | 0 | [5 empty] | Project Transfer | 8080411
4500595083-[10] | 908321106 : SWGR,SMRT RMU OD,2LBS+1CB,13.8KV,400A | RMU | ROH | DF241115001 | Self-locking Nut M8 | 219 | 219 | 0 | 6100K013 | 1-1-1-1 | consumption | 2025-09-21 | DFE-Gas Tank |  | JD01-Jeddah Central Warehouse | 2025-09-30 | 2025-09-16 | 0 | [5 empty] | Work in Process Material Issue | 7452550
4500595083-[10] | 908321106 : SWGR,SMRT RMU OD,2LBS+1CB,13.8KV,400A | RMU | ROH | DF240907006 | Self-locking nut M3 | 4000 | 1244 | 2756 | 6100K013 | R40-G-1-K013_SEP | inventory | 2025-10-28 | Outer Enclosure |  | JD01-Jeddah Central Warehouse | 2025-09-30 | 2025-09-16 | 0
4500595083-[10] | 908321106 : SWGR,SMRT RMU OD,2LBS+1CB,13.8KV,400A | RMU | ROH | DF240907006 | Self-locking nut M3 | 2756 | 1140 | 1616 | 6100K013 | R55-Q-1-K013_SEP | inventory | 2025-10-28 | Outer Enclosure |  | JD01-Jeddah Central Warehouse | 2025-09-30 | 2025-09-16 | 0
4500595083-[10] | 908321106 : SWGR,SMRT RMU OD,2LBS+1CB,13.8KV,400A | RMU | ROH | DF240907006 | Self-locking nut M3 | 1616 | 756 | 860 | 6100K013 | BOX12-1-1-K013_SEP | inventory | 2025-10-28 | Outer Enclosure |  | JD01-Jeddah Central Warehouse | 2025-09-30 | 2025-09-16 | 0
4500595083-[10] | 908321106 : SWGR,SMRT RMU OD,2LBS+1CB,13.8KV,400A | RMU | ROH | DF240907006 | Self-locking nut M3 | 860 | 624 | 236 | free_stock | R58-A-1-K11A_SEP | inventory | 2025-10-28 | Outer Enclosure |  | JD01-Jeddah Central Warehouse | 2025-09-30 | 2025-09-16 | 0
4500595083-[10] | 908321106 : SWGR,SMRT RMU OD,2LBS+1CB,13.8KV,400A | RMU | ROH | DF240907006 | Self-locking nut M3 | 236 | 236 | 0 | 6100K013 | PLT1-1-1-K013_SEP | inventory | 2025-10-28 | Outer Enclosure |  | JD01-Jeddah Central Warehouse | 2025-09-30 | 2025-09-16 | 0
4500595083-[10] | 908321106 : SWGR,SMRT RMU OD,2LBS+1CB,13.8KV,400A | RMU | ROH | DF240907006 | Self-locking Nut M3 | 5576 | 400 | 5176 | 6100K006 | 1-1-1-1 | inventory | 2025-10-28 | DFE-LV |  | JD01-Jeddah Central Warehouse | 2025-09-30 | 2025-09-16 | 0
4500595083-[10] | 908321106 : SWGR,SMRT RMU OD,2LBS+1CB,13.8KV,400A | RMU | ROH | DF240907006 | Self-locking Nut M3 | 5176 | 300 | 4876 | 6100KDP02 | BOX1-1-1-K013_SEP | inventory | 2025-10-28 | DFE-LV |  | JD01-Jeddah Central Warehouse | 2025-09-30 | 2025-09-16 | 0
4500595083-[10] | 908321106 : SWGR,SMRT RMU OD,2LBS+1CB,13.8KV,400A | RMU | ROH | DF240907006 | Self-locking Nut M3 | 4876 | 180 | 4696 | 6100K013 | PLT1-1-1-K013_SEP | inventory | 2025-10-28 | DFE-LV |  | JD01-Jeddah Central Warehouse | 2025-09-30 | 2025-09-16 | 0
4500595083-[10] | 908321106 : SWGR,SMRT RMU OD,2LBS+1CB,13.8KV,400A | RMU | ROH | DF240907006 | Self-locking Nut M3 | 4696 | 168 | 4528 | 6100K015 | R55-Q-1-K015_SEP | inventory | 2025-10-28 | DFE-LV |  | JD01-Jeddah Central Warehouse | 2025-09-30 | 2025-09-16 | 0
4500595083-[10] | 908321106 : SWGR,SMRT RMU OD,2LBS+1CB,13.8KV,400A | RMU | ROH | DF240907006 | Self-locking Nut M3 | 4528 | 60 | 4468 | free_stock | R58-A-1-K12A_SEP | inventory | 2025-10-28 | DFE-LV |  | JD01-Jeddah Central Warehouse | 2025-09-30 | 2025-09-16 | 0
4500595083-[10] | 908321106 : SWGR,SMRT RMU OD,2LBS+1CB,13.8KV,400A | RMU | ROH | DF240907006 | Self-locking Nut M3 | 4468 | 4000 | 468 | 6100K013 | 1-1-1-1 | consumption | 2025-11-09 | DFE-LV |  | JD01-Jeddah Central Warehouse | 2025-09-30 | 2025-09-16 | 0 | [5 empty] | Work in Process Material Issue | 7226785
4500595083-[10] | 908321106 : SWGR,SMRT RMU OD,2LBS+1CB,13.8KV,400A | RMU | ROH | DF240907006 | Self-locking Nut M3 | 468 | 468 | 0 | 6100K013 | 1-1-1-1 | consumption | 2025-10-16 | DFE-LV |  | JD01-Jeddah Central Warehouse | 2025-09-30 | 2025-09-16 | 0 | [5 empty] | Work in Process Pick | 8151116
4500595083-[10] | 908321106 : SWGR,SMRT RMU OD,2LBS+1CB,13.8KV,400A | RMU | ROH | DF240510009 | Self-locking Nut M4 | 11152 | 2116 | 9036 | 6100K013 | R55-P-1-K013_SEP | inventory | 2025-10-28 | DFE-LV |  | JD01-Jeddah Central Warehouse | 2025-09-30 | 2025-09-16 | 0
4500595083-[10] | 908321106 : SWGR,SMRT RMU OD,2LBS+1CB,13.8KV,400A | RMU | ROH | DF240510009 | Self-locking Nut M4 | 9036 | 1600 | 7436 | 6100K013 | R40-J-1-K013_SEP | inventory | 2025-10-28 | DFE-LV |  | JD01-Jeddah Central Warehouse | 2025-09-30 | 2025-09-16 | 0
4500595083-[10] | 908321106 : SWGR,SMRT RMU OD,2LBS+1CB,13.8KV,400A | RMU | ROH | DF240510009 | Self-locking Nut M4 | 7436 | 1428 | 6008 | 6100K013 | PLT1-1-1-K013_SEP | inventory | 2025-10-28 | DFE-LV |  | JD01-Jeddah Central Warehouse | 2025-09-30 | 2025-09-16 | 0
4500595083-[10] | 908321106 : SWGR,SMRT RMU OD,2LBS+1CB,13.8KV,400A | RMU | ROH | DF240510009 | Self-locking Nut M4 | 6008 | 872 | 5136 | free_stock | R58-A-1-K017_SEP | inventory | 2025-10-28 | DFE-LV |  | JD01-Jeddah Central Warehouse | 2025-09-30 | 2025-09-16 | 0
4500595083-[10] | 908321106 : SWGR,SMRT RMU OD,2LBS+1CB,13.8KV,400A | RMU | ROH | DF240510009 | Self-locking Nut M4 | 5136 | 640 | 4496 | 6100K013 | R61-G-1-KDP2_SEP | inventory | 2025-10-28 | DFE-LV |  | JD01-Jeddah Central Warehouse | 2025-09-30 | 2025-09-16 | 0
4500595083-[10] | 908321106 : SWGR,SMRT RMU OD,2LBS+1CB,13.8KV,400A | RMU | ROH | DF240510009 | Self-locking Nut M4 | 4496 | 632 | 3864 | 6100K007 | 1-1-1-1 | inventory | 2025-10-28 | DFE-LV |  | JD01-Jeddah Central Warehouse | 2025-09-30 | 2025-09-16 | 0
4500595083-[10] | 908321106 : SWGR,SMRT RMU OD,2LBS+1CB,13.8KV,400A | RMU | ROH | DF240510009 | Self-locking Nut M4 | 3864 | 544 | 3320 | free_stock | R58-A-1-K11B_SEP | inventory | 2025-10-28 | DFE-LV |  | JD01-Jeddah Central Warehouse | 2025-09-30 | 2025-09-16 | 0
4500595083-[10] | 908321106 : SWGR,SMRT RMU OD,2LBS+1CB,13.8KV,400A | RMU | ROH | DF240510009 | Self-locking Nut M4 | 3320 | 458 | 2862 | 6100K013 | BOX12-1-1-K013_SEP | inventory | 2025-10-28 | DFE-LV |  | JD01-Jeddah Central Warehouse | 2025-09-30 | 2025-09-16 | 0
4500595083-[10] | 908321106 : SWGR,SMRT RMU OD,2LBS+1CB,13.8KV,400A | RMU | ROH | DF240510009 | Self-locking Nut M4 | 2862 | 442 | 2420 | 6100K012B | 1-1-1-1 | inventory | 2025-10-28 | DFE-LV |  | JD01-Jeddah Central Warehouse | 2025-09-30 | 2025-09-16 | 0
4500595083-[10] | 908321106 : SWGR,SMRT RMU OD,2LBS+1CB,13.8KV,400A | RMU | ROH | DF240510009 | Self-locking Nut M4 | 2420 | 396 | 2024 | free_stock | R58-A-1-K12B_SEP | inventory | 2025-10-28 | DFE-LV |  | JD01-Jeddah Central Warehouse | 2025-09-30 | 2025-09-16 | 0
4500595083-[10] | 908321106 : SWGR,SMRT RMU OD,2LBS+1CB,13.8KV,400A | RMU | ROH | DF240510009 | Self-locking Nut M4 | 2024 | 240 | 1784 | 6100KDP02 | BOX1-1-1-K013_SEP | inventory | 2025-10-28 | DFE-LV |  | JD01-Jeddah Central Warehouse | 2025-09-30 | 2025-09-16 | 0
4500595083-[10] | 908321106 : SWGR,SMRT RMU OD,2LBS+1CB,13.8KV,400A | RMU | ROH | DF240510009 | Self-locking Nut M4 | 1784 | 184 | 1600 | 6100K006 | 1-1-1-1 | inventory | 2025-10-28 | DFE-LV |  | JD01-Jeddah Central Warehouse | 2025-09-30 | 2025-09-16 | 0
4500595083-[10] | 908321106 : SWGR,SMRT RMU OD,2LBS+1CB,13.8KV,400A | RMU | ROH | DF240510009 | Self-locking Nut M4 | 1600 | 130 | 1470 | free_stock | 1-1-1-1 | inventory | 2025-10-28 | DFE-LV |  | JD01-Jeddah Central Warehouse | 2025-09-30 | 2025-09-16 | 0
4500595083-[10] | 908321106 : SWGR,SMRT RMU OD,2LBS+1CB,13.8KV,400A | RMU | ROH | DF240510009 | Self-locking Nut M4 | 1470 | 82 | 1388 | free_stock | R58-A-1-K008_SEP | inventory | 2025-10-28 | DFE-LV |  | JD01-Jeddah Central Warehouse | 2025-09-30 | 2025-09-16 | 0
4500595083-[10] | 908321106 : SWGR,SMRT RMU OD,2LBS+1CB,13.8KV,400A | RMU | ROH | DF240510009 | Self-locking Nut M4 | 1388 | 20 | 1368 | free_stock | R58-A-1-K010_SEP | inventory | 2025-10-28 | DFE-LV |  | JD01-Jeddah Central Warehouse | 2025-09-30 | 2025-09-16 | 0
4500595083-[10] | 908321106 : SWGR,SMRT RMU OD,2LBS+1CB,13.8KV,400A | RMU | ROH | DF240510009 | Self-locking Nut M4 | 1368 | 1368 | 0 | 6100K013 | 1-1-1-1 | consumption | 2025-11-09 | DFE-LV |  | JD01-Jeddah Central Warehouse | 2025-09-30 | 2025-09-16 | 0 | [5 empty] | Work in Process Material Issue | 7226771
4500595083-[10] | 908321106 : SWGR,SMRT RMU OD,2LBS+1CB,13.8KV,400A | RMU | ROH | DF240510011 | Self-locking Nut M6 | 2788 | 2788 | 0 | 6100K013 | R55-Q-1-K013_SEP | inventory | 2025-10-28 | SEP |  | JD01-Jeddah Central Warehouse | 2025-09-30 | 2025-09-16 | 0
4500595083-[10] | 908321106 : SWGR,SMRT RMU OD,2LBS+1CB,13.8KV,400A | RMU | ROH | DF240510011 | Self-locking Nut M6 | 4182 | 4182 | 0 | 6100K013 | R55-Q-1-K013_SEP | inventory | 2025-10-28 | DFE-LV |  | JD01-Jeddah Central Warehouse | 2025-09-30 | 2025-09-16 | 0
4500595083-[10] | 908321106 : SWGR,SMRT RMU OD,2LBS+1CB,13.8KV,400A | RMU | ROH | DF240510011 | Self-locking nutsM6 | 20000 | 3199 | 16801 | 6100K013 | R55-Q-1-K013_SEP | inventory | 2025-10-28 | Outer Enclosure |  | JD01-Jeddah Central Warehouse | 2025-09-30 | 2025-09-16 | 0
4500595083-[10] | 908321106 : SWGR,SMRT RMU OD,2LBS+1CB,13.8KV,400A | RMU | ROH | DF240510011 | Self-locking nutsM6 | 16801 | 2350 | 14451 | 6100K013 | R40-G-1-K013_SEP | inventory | 2025-10-28 | Outer Enclosure |  | JD01-Jeddah Central Warehouse | 2025-09-30 | 2025-09-16 | 0
4500595083-[10] | 908321106 : SWGR,SMRT RMU OD,2LBS+1CB,13.8KV,400A | RMU | ROH | DF240510011 | Self-locking nutsM6 | 14451 | 286 | 14165 | 6100K013 | 1-1-1-1 | inventory | 2025-10-28 | Outer Enclosure |  | JD01-Jeddah Central Warehouse | 2025-09-30 | 2025-09-16 | 0
4500595083-[10] | 908321106 : SWGR,SMRT RMU OD,2LBS+1CB,13.8KV,400A | RMU | ROH | DF240510011 | Self-locking nutsM6 | 14165 | 90 | 14075 | 6100KDP02 | BOX1-1-1-K013_SEP | inventory | 2025-10-28 | Outer Enclosure |  | JD01-Jeddah Central Warehouse | 2025-09-30 | 2025-09-16 | 0
4500595083-[10] | 908321106 : SWGR,SMRT RMU OD,2LBS+1CB,13.8KV,400A | RMU | ROH | DF240510011 | Self-locking nutsM6 | 14075 | 1920 | 12155 | 6100K013 | 1-1-1-1 | consumption | 2025-11-09 | Outer Enclosure |  | JD01-Jeddah Central Warehouse | 2025-09-30 | 2025-09-16 | 0 | [5 empty] | Work in Process Material Issue | 7226773
4500595083-[10] | 908321106 : SWGR,SMRT RMU OD,2LBS+1CB,13.8KV,400A | RMU | ROH | DF240510011 | Self-locking nutsM6 | 12155 | 2600 | 9555 | 6100K013 | 1-1-1-1 | consumption | 2025-10-16 | Outer Enclosure |  | JD01-Jeddah Central Warehouse | 2025-09-30 | 2025-09-16 | 0 | [5 empty] | Work in Process Pick | 8149511
4500595083-[10] | 908321106 : SWGR,SMRT RMU OD,2LBS+1CB,13.8KV,400A | RMU | ROH | DF240510011 | Self-locking nutsM6 | 9555 | 6640 | 2915 | 6100K013 | 1-1-1-1 | consumption | 2025-09-17 | Outer Enclosure |  | JD01-Jeddah Central Warehouse | 2025-09-30 | 2025-09-16 | 0 | [5 empty] | Work in Process Material Issue | 7370409
4500595083-[10] | 908321106 : SWGR,SMRT RMU OD,2LBS+1CB,13.8KV,400A | RMU | ROH | DF240510011 | Self-locking nutsM6 | 2915 | 1920 | 995 | 6100K013 | 1-1-1-1 | consumption | 2025-09-18 | Outer Enclosure |  | JD01-Jeddah Central Warehouse | 2025-09-30 | 2025-09-16 | 0 | [5 empty] | Work in Process Material Issue | 7399315
4500595083-[10] | 908321106 : SWGR,SMRT RMU OD,2LBS+1CB,13.8KV,400A | RMU | ROH | DF240510011 | Self-locking nutsM6 | 995 | 995 | 0 | 6100K013 | 1-1-1-1 | consumption | 2025-09-24 | Outer Enclosure |  | JD01-Jeddah Central Warehouse | 2025-09-30 | 2025-09-16 | 0 | [5 empty] | Work in Process Material Issue | 7562499
4500595083-[10] | 908321106 : SWGR,SMRT RMU OD,2LBS+1CB,13.8KV,400A | RMU | ROH | DF240424027 | Self-locking nutsM8 | 4000 | 3712 | 288 | 6100K013 | 1-1-1-1 | inventory | 2025-10-28 | Outer Enclosure |  | JD01-Jeddah Central Warehouse | 2025-09-30 | 2025-09-16 | 0
4500595083-[10] | 908321106 : SWGR,SMRT RMU OD,2LBS+1CB,13.8KV,400A | RMU | ROH | DF240424027 | Self-locking nutsM8 | 288 | 288 | 0 | 6100K013 | R41-H-1-K013_SEP | inventory | 2025-10-28 | Outer Enclosure |  | JD01-Jeddah Central Warehouse | 2025-09-30 | 2025-09-16 | 0
4500595083-[10] | 908321106 : SWGR,SMRT RMU OD,2LBS+1CB,13.8KV,400A | RMU | ROH | DF240424027 | Self-locking Nut M8 | 7667 | 3394 | 4273 | 6100K013 | R41-H-1-K013_SEP | inventory | 2025-10-28 | SEP |  | JD01-Jeddah Central Warehouse | 2025-09-30 | 2025-09-16 | 0
4500595083-[10] | 908321106 : SWGR,SMRT RMU OD,2LBS+1CB,13.8KV,400A | RMU | ROH | DF240424027 | Self-locking Nut M8 | 4273 | 2107 | 2166 | 6100K013 | R54-Q-1-K013_SEP | inventory | 2025-10-28 | SEP |  | JD01-Jeddah Central Warehouse | 2025-09-30 | 2025-09-16 | 0
4500595083-[10] | 908321106 : SWGR,SMRT RMU OD,2LBS+1CB,13.8KV,400A | RMU | ROH | DF240424027 | Self-locking Nut M8 | 2166 | 2166 | 0 | 6100K013 | 1-1-1-1 | consumption | 2025-10-16 | SEP |  | JD01-Jeddah Central Warehouse | 2025-09-30 | 2025-09-16 | 0 | [5 empty] | Work in Process Pick | 8149478
4500595083-[10] | 908321106 : SWGR,SMRT RMU OD,2LBS+1CB,13.8KV,400A | RMU | ROH | DF240424002 | Self-sealing Valve | 714 | 210 | 504 | 6100K013 | BOX42-1-1-K013_SEP | inventory | 2025-10-28 | DFE-Gas Tank |  | JD01-Jeddah Central Warehouse | 2025-09-30 | 2025-09-16 | 0
4500595083-[10] | 908321106 : SWGR,SMRT RMU OD,2LBS+1CB,13.8KV,400A | RMU | ROH | DF240424002 | Self-sealing Valve | 504 | 74 | 430 | 6100K013 | BOX92-1-1-K013_SEP | inventory | 2025-10-28 | DFE-Gas Tank |  | JD01-Jeddah Central Warehouse | 2025-09-30 | 2025-09-16 | 0
4500595083-[10] | 908321106 : SWGR,SMRT RMU OD,2LBS+1CB,13.8KV,400A | RMU | ROH | DF240424002 | Self-sealing Valve | 430 | 66 | 364 | 6100K013 | 1-1-1-1 | inventory | 2025-10-28 | DFE-Gas Tank |  | JD01-Jeddah Central Warehouse | 2025-09-30 | 2025-09-16 | 0
4500595083-[10] | 908321106 : SWGR,SMRT RMU OD,2LBS+1CB,13.8KV,400A | RMU | ROH | DF240424002 | Self-sealing Valve | 364 | 20 | 344 | 6100KDP02 | BOX6-1-1-K013_SEP | inventory | 2025-10-28 | DFE-Gas Tank |  | JD01-Jeddah Central Warehouse | 2025-09-30 | 2025-09-16 | 0
4500595083-[10] | 908321106 : SWGR,SMRT RMU OD,2LBS+1CB,13.8KV,400A | RMU | ROH | DF240424002 | Self-sealing Valve | 344 | 210 | 134 | 6100KDP02 | BOX42-1-1-K013_SEP | consumption | 2025-10-13 | DFE-Gas Tank |  | JD01-Jeddah Central Warehouse | 2025-09-30 | 2025-09-16 | 0 | [5 empty] | Project Transfer | 8080627
4500595083-[10] | 908321106 : SWGR,SMRT RMU OD,2LBS+1CB,13.8KV,400A | RMU | ROH | DF240424002 | Self-sealing Valve | 134 | 134 | 0 | 6100K013 | 1-1-1-1 | consumption | 2025-09-21 | DFE-Gas Tank |  | JD01-Jeddah Central Warehouse | 2025-09-30 | 2025-09-16 | 0 | [5 empty] | Work in Process Material Issue | 7452520
4500595083-[10] | 908321106 : SWGR,SMRT RMU OD,2LBS+1CB,13.8KV,400A | RMU | ROH | 8DF.0816.0442 | Side Plate Transverse Tar | 1428 | 420 | 1008 | 6100K013 | BOX42-1-1-K013_SEP | inventory | 2025-10-28 | DFE-Gas Tank |  | JD01-Jeddah Central Warehouse | 2025-09-30 | 2025-09-16 | 0
4500595083-[10] | 908321106 : SWGR,SMRT RMU OD,2LBS+1CB,13.8KV,400A | RMU | ROH | 8DF.0816.0442 | Side Plate Transverse Tar | 1008 | 148 | 860 | 6100K013 | BOX92-1-1-K013_SEP | inventory | 2025-10-28 | DFE-Gas Tank |  | JD01-Jeddah Central Warehouse | 2025-09-30 | 2025-09-16 | 0
4500595083-[10] | 908321106 : SWGR,SMRT RMU OD,2LBS+1CB,13.8KV,400A | RMU | ROH | 8DF.0816.0442 | Side Plate Transverse Tar | 860 | 132 | 728 | 6100K013 | 1-1-1-1 | inventory | 2025-10-28 | DFE-Gas Tank |  | JD01-Jeddah Central Warehouse | 2025-09-30 | 2025-09-16 | 0
4500595083-[10] | 908321106 : SWGR,SMRT RMU OD,2LBS+1CB,13.8KV,400A | RMU | ROH | 8DF.0816.0442 | Side Plate Transverse Tar | 728 | 40 | 688 | 6100KDP02 | BOX6-1-1-K013_SEP | inventory | 2025-10-28 | DFE-Gas Tank |  | JD01-Jeddah Central Warehouse | 2025-09-30 | 2025-09-16 | 0
4500595083-[10] | 908321106 : SWGR,SMRT RMU OD,2LBS+1CB,13.8KV,400A | RMU | ROH | 8DF.0816.0442 | Side Plate Transverse Tar | 688 | 420 | 268 | 6100KDP02 | BOX42-1-1-K013_SEP | consumption | 2025-10-13 | DFE-Gas Tank |  | JD01-Jeddah Central Warehouse | 2025-09-30 | 2025-09-16 | 0 | [5 empty] | Project Transfer | 8080333
4500595083-[10] | 908321106 : SWGR,SMRT RMU OD,2LBS+1CB,13.8KV,400A | RMU | ROH | 8DF.0816.0442 | Side Plate Transverse Tar | 268 | 268 | 0 | 6100K013 | 1-1-1-1 | consumption | 2025-09-14 | DFE-Gas Tank |  | JD01-Jeddah Central Warehouse | 2025-09-30 | 2025-09-16 | 0 | [5 empty] | Work in Process Material Issue | 7272396
4500595083-[10] | 908321106 : SWGR,SMRT RMU OD,2LBS+1CB,13.8KV,400A | RMU | ROH | DF240907003 | Soft connection (YTZ-(X)-35/8-12) | 714 | 315 | 399 | 6100K013 | BOX42-1-1-K013_SEP | inventory | 2025-10-28 | DFE-Gas Tank |  | JD01-Jeddah Central Warehouse | 2025-09-30 | 2025-09-16 | 0
4500595083-[10] | 908321106 : SWGR,SMRT RMU OD,2LBS+1CB,13.8KV,400A | RMU | ROH | DF240907003 | Soft connection (YTZ-(X)-35/8-12) | 399 | 74 | 325 | 6100K013 | BOX92-1-1-K013_SEP | inventory | 2025-10-28 | DFE-Gas Tank |  | JD01-Jeddah Central Warehouse | 2025-09-30 | 2025-09-16 | 0
4500595083-[10] | 908321106 : SWGR,SMRT RMU OD,2LBS+1CB,13.8KV,400A | RMU | ROH | DF240907003 | Soft connection (YTZ-(X)-35/8-12) | 325 | 66 | 259 | 6100K013 | 1-1-1-1 | inventory | 2025-10-28 | DFE-Gas Tank |  | JD01-Jeddah Central Warehouse | 2025-09-30 | 2025-09-16 | 0
4500595083-[10] | 908321106 : SWGR,SMRT RMU OD,2LBS+1CB,13.8KV,400A | RMU | ROH | DF240907003 | Soft connection (YTZ-(X)-35/8-12) | 259 | 20 | 239 | 6100KDP02 | BOX6-1-1-K013_SEP | inventory | 2025-10-28 | DFE-Gas Tank |  | JD01-Jeddah Central Warehouse | 2025-09-30 | 2025-09-16 | 0
4500595083-[10] | 908321106 : SWGR,SMRT RMU OD,2LBS+1CB,13.8KV,400A | RMU | ROH | DF240907003 | Soft connection (YTZ-(X)-35/8-12) | 239 | 239 | 0 | 6100KDP02 | BOX42-1-1-K013_SEP | consumption | 2025-10-13 | DFE-Gas Tank |  | JD01-Jeddah Central Warehouse | 2025-09-30 | 2025-09-16 | 0 | [5 empty] | Project Transfer | 8080831
4500595083-[10] | 908321106 : SWGR,SMRT RMU OD,2LBS+1CB,13.8KV,400A | RMU | ROH | DF240424015 | Spring Washer φ12 | 3213 | 1260 | 1953 | 6100K013 | BOX42-1-1-K013_SEP | inventory | 2025-10-28 | DFE-Gas Tank |  | JD01-Jeddah Central Warehouse | 2025-09-30 | 2025-09-16 | 0
4500595083-[10] | 908321106 : SWGR,SMRT RMU OD,2LBS+1CB,13.8KV,400A | RMU | ROH | DF240424015 | Spring Washer φ12 | 1953 | 333 | 1620 | 6100K013 | BOX92-1-1-K013_SEP | inventory | 2025-10-28 | DFE-Gas Tank |  | JD01-Jeddah Central Warehouse | 2025-09-30 | 2025-09-16 | 0
4500595083-[10] | 908321106 : SWGR,SMRT RMU OD,2LBS+1CB,13.8KV,400A | RMU | ROH | DF240424015 | Spring Washer φ12 | 1620 | 297 | 1323 | 6100K013 | 1-1-1-1 | inventory | 2025-10-28 | DFE-Gas Tank |  | JD01-Jeddah Central Warehouse | 2025-09-30 | 2025-09-16 | 0
4500595083-[10] | 908321106 : SWGR,SMRT RMU OD,2LBS+1CB,13.8KV,400A | RMU | ROH | DF240424015 | Spring Washer φ12 | 1323 | 120 | 1203 | 6100KDP02 | BOX6-1-1-K013_SEP | inventory | 2025-10-28 | DFE-Gas Tank |  | JD01-Jeddah Central Warehouse | 2025-09-30 | 2025-09-16 | 0
4500595083-[10] | 908321106 : SWGR,SMRT RMU OD,2LBS+1CB,13.8KV,400A | RMU | ROH | DF240424015 | Spring Washer φ12 | 1203 | 1203 | 0 | 6100KDP02 | BOX42-1-1-K013_SEP | consumption | 2025-10-13 | DFE-Gas Tank |  | JD01-Jeddah Central Warehouse | 2025-09-30 | 2025-09-16 | 0 | [5 empty] | Project Transfer | 8080543
4500595083-[10] | 908321106 : SWGR,SMRT RMU OD,2LBS+1CB,13.8KV,400A | RMU | ROH | 205046789 | Spring Washer φ6 | 20213 | 20213 | 0 | 6100K013 | 1-1-1-1 | inventory | 2025-10-28 | DFE-LV |  | JD01-Jeddah Central Warehouse | 2025-09-30 | 2025-09-16 | 0
4500595083-[10] | 908321106 : SWGR,SMRT RMU OD,2LBS+1CB,13.8KV,400A | RMU | ROH | 205046789 | Spring Washer φ6 | 36941 | 32807 | 4134 | 6100K013 | R40-I-1-K013_SEP | inventory | 2025-10-28 | SEP |  | JD01-Jeddah Central Warehouse | 2025-09-30 | 2025-09-16 | 0
4500595083-[10] | 908321106 : SWGR,SMRT RMU OD,2LBS+1CB,13.8KV,400A | RMU | ROH | 205046789 | Spring Washer φ6 | 4134 | 4134 | 0 | free_stock | R52-A-1-MVBM_SEP | inventory | 2025-10-28 | SEP |  | JD01-Jeddah Central Warehouse | 2025-09-30 | 2025-09-16 | 0
4500595083-[10] | 908321106 : SWGR,SMRT RMU OD,2LBS+1CB,13.8KV,400A | RMU | ROH | 205046789 | φ6 Spring washer Stainleess steel | 85000 | 22277 | 62723 | free_stock | R52-A-1-MVBM_SEP | inventory | 2025-10-28 | Outer Enclosure |  | JD01-Jeddah Central Warehouse | 2025-09-30 | 2025-09-16 | 0
4500595083-[10] | 908321106 : SWGR,SMRT RMU OD,2LBS+1CB,13.8KV,400A | RMU | ROH | 205046789 | φ6 Spring washer Stainleess steel | 62723 | 17916 | 44807 | 6100K013 | 1-1-1-1 | inventory | 2025-10-28 | Outer Enclosure |  | JD01-Jeddah Central Warehouse | 2025-09-30 | 2025-09-16 | 0
4500595083-[10] | 908321106 : SWGR,SMRT RMU OD,2LBS+1CB,13.8KV,400A | RMU | ROH | 205046789 | φ6 Spring washer Stainleess steel | 44807 | 660 | 44147 | 6100KDP02 | BOX1-1-1-K013_SEP | inventory | 2025-10-28 | Outer Enclosure |  | JD01-Jeddah Central Warehouse | 2025-09-30 | 2025-09-16 | 0
4500595083-[10] | 908321106 : SWGR,SMRT RMU OD,2LBS+1CB,13.8KV,400A | RMU | ROH | 205046789 | φ6 Spring washer Stainleess steel | 44147 | 21320 | 22827 | 6100K013 | 1-1-1-1 | consumption | 2025-10-16 | Outer Enclosure |  | JD01-Jeddah Central Warehouse | 2025-09-30 | 2025-09-16 | 0 | [5 empty] | Work in Process Pick | 8149396
4500595083-[10] | 908321106 : SWGR,SMRT RMU OD,2LBS+1CB,13.8KV,400A | RMU | ROH | 205046789 | φ6 Spring washer Stainleess steel | 22827 | 22827 | 0 | 6100K013 | 1-1-1-1 | consumption | 2025-09-17 | Outer Enclosure |  | JD01-Jeddah Central Warehouse | 2025-09-30 | 2025-09-16 | 0 | [5 empty] | Work in Process Material Issue | 7370435
4500595083-[10] | 908321106 : SWGR,SMRT RMU OD,2LBS+1CB,13.8KV,400A | RMU | ROH | 205041916 | Spring Washer φ8 | 23698 | 8070 | 15628 | 6100K013 | R73-I-1-K013_SEP | inventory | 2025-10-28 | SEP |  | JD01-Jeddah Central Warehouse | 2025-09-30 | 2025-09-16 | 0
4500595083-[10] | 908321106 : SWGR,SMRT RMU OD,2LBS+1CB,13.8KV,400A | RMU | ROH | 205041916 | Spring Washer φ8 | 15628 | 5653 | 9975 | 6100K013 | 1-1-1-1 | inventory | 2025-10-28 | SEP |  | JD01-Jeddah Central Warehouse | 2025-09-30 | 2025-09-16 | 0
4500595083-[10] | 908321106 : SWGR,SMRT RMU OD,2LBS+1CB,13.8KV,400A | RMU | ROH | 205041916 | Spring Washer φ8 | 9975 | 3774 | 6201 | 6100K013 | R40-I-1-K013_SEP | inventory | 2025-10-28 | SEP |  | JD01-Jeddah Central Warehouse | 2025-09-30 | 2025-09-16 | 0
4500595083-[10] | 908321106 : SWGR,SMRT RMU OD,2LBS+1CB,13.8KV,400A | RMU | ROH | 205041916 | Spring Washer φ8 | 6201 | 3005 | 3196 | 6100K013 | R41-H-1-K013_SEP | inventory | 2025-10-28 | SEP |  | JD01-Jeddah Central Warehouse | 2025-09-30 | 2025-09-16 | 0
4500595083-[10] | 908321106 : SWGR,SMRT RMU OD,2LBS+1CB,13.8KV,400A | RMU | ROH | 205041916 | Spring Washer φ8 | 3196 | 1220 | 1976 | 6100K013 | R54-Q-1-K013_SEP | inventory | 2025-10-28 | SEP |  | JD01-Jeddah Central Warehouse | 2025-09-30 | 2025-09-16 | 0
4500595083-[10] | 908321106 : SWGR,SMRT RMU OD,2LBS+1CB,13.8KV,400A | RMU | ROH | 205041916 | Spring Washer φ8 | 1976 | 970 | 1006 | 6100KDP02 | BOX6-1-1-K013_SEP | inventory | 2025-10-28 | SEP |  | JD01-Jeddah Central Warehouse | 2025-09-30 | 2025-09-16 | 0
4500595083-[10] | 908321106 : SWGR,SMRT RMU OD,2LBS+1CB,13.8KV,400A | RMU | ROH | 205041916 | Spring Washer φ8 | 1006 | 809 | 197 | free_stock | R52-A-1-MVBM_SEP | inventory | 2025-10-28 | SEP |  | JD01-Jeddah Central Warehouse | 2025-09-30 | 2025-09-16 | 0
4500595083-[10] | 908321106 : SWGR,SMRT RMU OD,2LBS+1CB,13.8KV,400A | RMU | ROH | 205041916 | Spring Washer φ8 | 197 | 197 | 0 | 6100KDP02 | BOX42-1-1-K013_SEP | consumption | 2025-10-13 | SEP |  | JD01-Jeddah Central Warehouse | 2025-09-30 | 2025-09-16 | 0 | [5 empty] | Project Transfer | 8080423
4500595083-[10] | 908321106 : SWGR,SMRT RMU OD,2LBS+1CB,13.8KV,400A | RMU | ROH | 205041916 | Spring Washer φ8 | 26061 | 10303 | 15758 | 6100KDP02 | BOX42-1-1-K013_SEP | consumption | 2025-10-13 | DFE-Gas Tank |  | JD01-Jeddah Central Warehouse | 2025-09-30 | 2025-09-16 | 0 | [5 empty] | Project Transfer | 8080423
4500595083-[10] | 908321106 : SWGR,SMRT RMU OD,2LBS+1CB,13.8KV,400A | RMU | ROH | 205041916 | Spring Washer φ8 | 15758 | 15758 | 0 | 6100K013 | 1-1-1-1 | consumption | 2025-09-14 | DFE-Gas Tank |  | JD01-Jeddah Central Warehouse | 2025-09-30 | 2025-09-16 | 0 | [5 empty] | Work in Process Material Issue | 7272408
4500595083-[10] | 908321106 : SWGR,SMRT RMU OD,2LBS+1CB,13.8KV,400A | RMU | ROH | DF240603021 | Spring Washer φ10 | 15334 | 125 | 15209 | 6100K013 | R54-I-1-K013_SEP | inventory | 2025-10-28 | SEP |  | JD01-Jeddah Central Warehouse | 2025-09-30 | 2025-09-16 | 0
4500595083-[10] | 908321106 : SWGR,SMRT RMU OD,2LBS+1CB,13.8KV,400A | RMU | ROH | DF240603021 | Spring Washer φ10 | 15209 | 10 | 15199 | 6100K013 | R41-A-1-K013_SEP | inventory | 2025-10-28 | SEP |  | JD01-Jeddah Central Warehouse | 2025-09-30 | 2025-09-16 | 0
4500595083-[10] | 908321106 : SWGR,SMRT RMU OD,2LBS+1CB,13.8KV,400A | RMU | ROH | DF240603021 | Spring Washer φ10 | 15199 | 5720 | 9479 | 6100K013 | 1-1-1-1 | consumption | 2025-10-16 | SEP |  | JD01-Jeddah Central Warehouse | 2025-09-30 | 2025-09-16 | 0 | [5 empty] | Work in Process Pick | 8149571
4500595083-[10] | 908321106 : SWGR,SMRT RMU OD,2LBS+1CB,13.8KV,400A | RMU | ROH | DF240603021 | Spring Washer φ10 | 9479 | 5280 | 4199 | 6100K013 | 1-1-1-1 | consumption | 2025-09-18 | SEP |  | JD01-Jeddah Central Warehouse | 2025-09-30 | 2025-09-16 | 0 | [5 empty] | Work in Process Material Issue | 7408971
4500595083-[10] | 908321106 : SWGR,SMRT RMU OD,2LBS+1CB,13.8KV,400A | RMU | ROH | DF240603021 | Spring Washer φ10 | 4199 | 4199 | 0 | 6100K013 | 1-1-1-1 | consumption | 2025-09-18 | SEP |  | JD01-Jeddah Central Warehouse | 2025-09-30 | 2025-09-16 | 0 | [5 empty] | Work in Process Material Issue | 7419923
4500595083-[10] | 908321106 : SWGR,SMRT RMU OD,2LBS+1CB,13.8KV,400A | RMU | ROH | DF240603011 | Spring Washer φ12 | 697 | 65 | 632 | 6100K013 | 1-1-1-1 | consumption | 2025-10-16 | SEP |  | JD01-Jeddah Central Warehouse | 2025-09-30 | 2025-09-16 | 0 | [5 empty] | Work in Process Pick | 8149544
4500595083-[10] | 908321106 : SWGR,SMRT RMU OD,2LBS+1CB,13.8KV,400A | RMU | ROH | DF240603011 | Spring Washer φ12 | 632 | 440 | 192 | 6100K013 | 1-1-1-1 | consumption | 2025-09-18 | SEP |  | JD01-Jeddah Central Warehouse | 2025-09-30 | 2025-09-16 | 0 | [5 empty] | Work in Process Material Issue | 7419912
4500595083-[10] | 908321106 : SWGR,SMRT RMU OD,2LBS+1CB,13.8KV,400A | RMU | ROH | DF240603011 | Spring Washer φ12 | 192 | 192 | 0 | 6100K013 | 1-1-1-1 | consumption | 2025-09-18 | SEP |  | JD01-Jeddah Central Warehouse | 2025-09-30 | 2025-09-16 | 0 | [5 empty] | Work in Process Material Issue | 7408962
4500595083-[10] | 908321106 : SWGR,SMRT RMU OD,2LBS+1CB,13.8KV,400A | RMU | ROH | DF240604001 | Square Nut M6 | 16728 | 175 | 16553 | 6100K013 | R54-I-1-K013_SEP | inventory | 2025-10-28 | SEP |  | JD01-Jeddah Central Warehouse | 2025-09-30 | 2025-09-16 | 0
4500595083-[10] | 908321106 : SWGR,SMRT RMU OD,2LBS+1CB,13.8KV,400A | RMU | ROH | DF240604001 | Square Nut M6 | 16553 | 6240 | 10313 | 6100K013 | 1-1-1-1 | consumption | 2025-10-16 | SEP |  | JD01-Jeddah Central Warehouse | 2025-09-30 | 2025-09-16 | 0 | [5 empty] | Work in Process Pick | 8151107
4500595083-[10] | 908321106 : SWGR,SMRT RMU OD,2LBS+1CB,13.8KV,400A | RMU | ROH | DF240604001 | Square Nut M6 | 10313 | 5760 | 4553 | 6100K013 | 1-1-1-1 | consumption | 2025-09-18 | SEP |  | JD01-Jeddah Central Warehouse | 2025-09-30 | 2025-09-16 | 0 | [5 empty] | Work in Process Material Issue | 7419900
4500595083-[10] | 908321106 : SWGR,SMRT RMU OD,2LBS+1CB,13.8KV,400A | RMU | ROH | DF240604001 | Square Nut M6 | 4553 | 4553 | 0 | 6100K013 | 1-1-1-1 | consumption | 2025-09-18 | SEP |  | JD01-Jeddah Central Warehouse | 2025-09-30 | 2025-09-16 | 0 | [5 empty] | Work in Process Material Issue | 7408954
4500595083-[10] | 908321106 : SWGR,SMRT RMU OD,2LBS+1CB,13.8KV,400A | RMU | ROH | 8DF.0816.3126 | Stator | 714 | 210 | 504 | 6100K013 | BOX42-1-1-K013_SEP | inventory | 2025-10-28 | DFE-Gas Tank |  | JD01-Jeddah Central Warehouse | 2025-09-30 | 2025-09-16 | 0
4500595083-[10] | 908321106 : SWGR,SMRT RMU OD,2LBS+1CB,13.8KV,400A | RMU | ROH | 8DF.0816.3126 | Stator | 504 | 74 | 430 | 6100K013 | BOX92-1-1-K013_SEP | inventory | 2025-10-28 | DFE-Gas Tank |  | JD01-Jeddah Central Warehouse | 2025-09-30 | 2025-09-16 | 0
4500595083-[10] | 908321106 : SWGR,SMRT RMU OD,2LBS+1CB,13.8KV,400A | RMU | ROH | 8DF.0816.3126 | Stator | 430 | 66 | 364 | 6100K013 | 1-1-1-1 | inventory | 2025-10-28 | DFE-Gas Tank |  | JD01-Jeddah Central Warehouse | 2025-09-30 | 2025-09-16 | 0
4500595083-[10] | 908321106 : SWGR,SMRT RMU OD,2LBS+1CB,13.8KV,400A | RMU | ROH | 8DF.0816.3126 | Stator | 364 | 20 | 344 | 6100KDP02 | BOX6-1-1-K013_SEP | inventory | 2025-10-28 | DFE-Gas Tank |  | JD01-Jeddah Central Warehouse | 2025-09-30 | 2025-09-16 | 0
4500595083-[10] | 908321106 : SWGR,SMRT RMU OD,2LBS+1CB,13.8KV,400A | RMU | ROH | 8DF.0816.3126 | Stator | 344 | 210 | 134 | 6100KDP02 | BOX42-1-1-K013_SEP | consumption | 2025-10-13 | DFE-Gas Tank |  | JD01-Jeddah Central Warehouse | 2025-09-30 | 2025-09-16 | 0 | [5 empty] | Project Transfer | 8080477
4500595083-[10] | 908321106 : SWGR,SMRT RMU OD,2LBS+1CB,13.8KV,400A | RMU | ROH | 8DF.0816.3126 | Stator | 134 | 134 | 0 | 6100K013 | 1-1-1-1 | consumption | 2025-09-14 | DFE-Gas Tank |  | JD01-Jeddah Central Warehouse | 2025-09-30 | 2025-09-16 | 0 | [5 empty] | Work in Process Material Issue | 7272399
4500595083-[10] | 908321106 : SWGR,SMRT RMU OD,2LBS+1CB,13.8KV,400A | RMU | ROH | DF240510054 | Temperature Sensor (JWB/PT-100-03) | 697 | 298 | 399 | 6100K013 | R18-L-1-K013_SEP | inventory | 2025-10-28 | DFE-LV |  | JD01-Jeddah Central Warehouse | 2025-09-30 | 2025-09-16 | 0
4500595083-[10] | 908321106 : SWGR,SMRT RMU OD,2LBS+1CB,13.8KV,400A | RMU | ROH | DF240510054 | Temperature Sensor (JWB/PT-100-03) | 399 | 222 | 177 | 6100K013 | 1-1-1-1 | inventory | 2025-10-28 | DFE-LV |  | JD01-Jeddah Central Warehouse | 2025-09-30 | 2025-09-16 | 0
4500595083-[10] | 908321106 : SWGR,SMRT RMU OD,2LBS+1CB,13.8KV,400A | RMU | ROH | DF240510054 | Temperature Sensor (JWB/PT-100-03) | 177 | 145 | 32 | 6100K013 | R62-B-1-K013_SEP | inventory | 2025-10-28 | DFE-LV |  | JD01-Jeddah Central Warehouse | 2025-09-30 | 2025-09-16 | 0
4500595083-[10] | 908321106 : SWGR,SMRT RMU OD,2LBS+1CB,13.8KV,400A | RMU | ROH | DF240510054 | Temperature Sensor (JWB/PT-100-03) | 32 | 32 | 0 | 6100K013 | 1-1-1-1 | consumption | 2025-09-15 | DFE-LV |  | JD01-Jeddah Central Warehouse | 2025-09-30 | 2025-09-16 | 0 | [5 empty] | Work in Process Material Issue | 7323452
4500595083-[10] | 908321106 : SWGR,SMRT RMU OD,2LBS+1CB,13.8KV,400A | RMU | ROH | DF240510034 | Terminal strip label | 4182 | 1788 | 2394 | 6100K013 | R18-L-1-K013_SEP | inventory | 2025-10-28 | DFE-LV |  | JD01-Jeddah Central Warehouse | 2025-09-30 | 2025-09-16 | 0
4500595083-[10] | 908321106 : SWGR,SMRT RMU OD,2LBS+1CB,13.8KV,400A | RMU | ROH | DF240510034 | Terminal strip label | 2394 | 1770 | 624 | 6100K013 | R61-J-1-K013_SEP | inventory | 2025-10-28 | DFE-LV |  | JD01-Jeddah Central Warehouse | 2025-09-30 | 2025-09-16 | 0
4500595083-[10] | 908321106 : SWGR,SMRT RMU OD,2LBS+1CB,13.8KV,400A | RMU | ROH | DF240510034 | Terminal strip label | 624 | 624 | 0 | 6100K013 | 1-1-1-1 | inventory | 2025-10-28 | DFE-LV |  | JD01-Jeddah Central Warehouse | 2025-09-30 | 2025-09-16 | 0
4500595083-[10] | 908321106 : SWGR,SMRT RMU OD,2LBS+1CB,13.8KV,400A | RMU | ROH | DF241118009 | Test Socket NTC1-332AS6h/250V | 697 | 360 | 337 | 6100K013 | NEW.FLR-1-1-K013_SEP | inventory | 2025-10-28 | DFE-LV |  | JD01-Jeddah Central Warehouse | 2025-09-30 | 2025-09-16 | 0
4500595083-[10] | 908321106 : SWGR,SMRT RMU OD,2LBS+1CB,13.8KV,400A | RMU | ROH | DF241118009 | Test Socket NTC1-332AS6h/250V | 337 | 222 | 115 | 6100K013 | 1-1-1-1 | inventory | 2025-10-28 | DFE-LV |  | JD01-Jeddah Central Warehouse | 2025-09-30 | 2025-09-16 | 0
4500595083-[10] | 908321106 : SWGR,SMRT RMU OD,2LBS+1CB,13.8KV,400A | RMU | ROH | DF241118009 | Test Socket NTC1-332AS6h/250V | 115 | 115 | 0 | 6100K013 | R17-I-1-K013_SEP | inventory | 2025-10-28 | DFE-LV |  | JD01-Jeddah Central Warehouse | 2025-09-30 | 2025-09-16 | 0
4500595083-[10] | 908321106 : SWGR,SMRT RMU OD,2LBS+1CB,13.8KV,400A | RMU | ROH | DF240424017 | Thickened Plain Washer φ10 | 13923 | 5670 | 8253 | 6100K013 | BOX42-1-1-K013_SEP | inventory | 2025-10-28 | DFE-Gas Tank |  | JD01-Jeddah Central Warehouse | 2025-09-30 | 2025-09-16 | 0
4500595083-[10] | 908321106 : SWGR,SMRT RMU OD,2LBS+1CB,13.8KV,400A | RMU | ROH | DF240424017 | Thickened Plain Washer φ10 | 8253 | 1443 | 6810 | 6100K013 | BOX92-1-1-K013_SEP | inventory | 2025-10-28 | DFE-Gas Tank |  | JD01-Jeddah Central Warehouse | 2025-09-30 | 2025-09-16 | 0
4500595083-[10] | 908321106 : SWGR,SMRT RMU OD,2LBS+1CB,13.8KV,400A | RMU | ROH | DF240424017 | Thickened Plain Washer φ10 | 6810 | 1287 | 5523 | 6100K013 | 1-1-1-1 | inventory | 2025-10-28 | DFE-Gas Tank |  | JD01-Jeddah Central Warehouse | 2025-09-30 | 2025-09-16 | 0
4500595083-[10] | 908321106 : SWGR,SMRT RMU OD,2LBS+1CB,13.8KV,400A | RMU | ROH | DF240424017 | Thickened Plain Washer φ10 | 5523 | 450 | 5073 | 6100KDP02 | BOX6-1-1-K013_SEP | inventory | 2025-10-28 | DFE-Gas Tank |  | JD01-Jeddah Central Warehouse | 2025-09-30 | 2025-09-16 | 0
4500595083-[10] | 908321106 : SWGR,SMRT RMU OD,2LBS+1CB,13.8KV,400A | RMU | ROH | DF240424017 | Thickened Plain Washer φ10 | 5073 | 5073 | 0 | 6100KDP02 | BOX42-1-1-K013_SEP | consumption | 2025-10-13 | DFE-Gas Tank |  | JD01-Jeddah Central Warehouse | 2025-09-30 | 2025-09-16 | 0 | [5 empty] | Project Transfer | 8080561
4500595083-[10] | 908321106 : SWGR,SMRT RMU OD,2LBS+1CB,13.8KV,400A | RMU | ROH | DF240424014 | Thickened Plain Washer φ12 | 3213 | 1260 | 1953 | 6100K013 | BOX42-1-1-K013_SEP | inventory | 2025-10-28 | DFE-Gas Tank |  | JD01-Jeddah Central Warehouse | 2025-09-30 | 2025-09-16 | 0
4500595083-[10] | 908321106 : SWGR,SMRT RMU OD,2LBS+1CB,13.8KV,400A | RMU | ROH | DF240424014 | Thickened Plain Washer φ12 | 1953 | 333 | 1620 | 6100K013 | BOX92-1-1-K013_SEP | inventory | 2025-10-28 | DFE-Gas Tank |  | JD01-Jeddah Central Warehouse | 2025-09-30 | 2025-09-16 | 0
4500595083-[10] | 908321106 : SWGR,SMRT RMU OD,2LBS+1CB,13.8KV,400A | RMU | ROH | DF240424014 | Thickened Plain Washer φ12 | 1620 | 297 | 1323 | 6100K013 | 1-1-1-1 | inventory | 2025-10-28 | DFE-Gas Tank |  | JD01-Jeddah Central Warehouse | 2025-09-30 | 2025-09-16 | 0
4500595083-[10] | 908321106 : SWGR,SMRT RMU OD,2LBS+1CB,13.8KV,400A | RMU | ROH | DF240424014 | Thickened Plain Washer φ12 | 1323 | 120 | 1203 | 6100KDP02 | BOX6-1-1-K013_SEP | inventory | 2025-10-28 | DFE-Gas Tank |  | JD01-Jeddah Central Warehouse | 2025-09-30 | 2025-09-16 | 0
4500595083-[10] | 908321106 : SWGR,SMRT RMU OD,2LBS+1CB,13.8KV,400A | RMU | ROH | DF240424014 | Thickened Plain Washer φ12 | 1203 | 1203 | 0 | 6100KDP02 | BOX42-1-1-K013_SEP | consumption | 2025-10-13 | DFE-Gas Tank |  | JD01-Jeddah Central Warehouse | 2025-09-30 | 2025-09-16 | 0 | [5 empty] | Project Transfer | 8080537
4500595083-[10] | 908321106 : SWGR,SMRT RMU OD,2LBS+1CB,13.8KV,400A | RMU | ROH | DF240603039 | Thread sealant | 104.55 | 104.55 | 0 | 6100K013 | R67-K-1-KDP2_SEP | inventory | 2025-10-28 | SEP |  | JD01-Jeddah Central Warehouse | 2025-09-30 | 2025-09-16 | 0
4500595083-[10] | 908321106 : SWGR,SMRT RMU OD,2LBS+1CB,13.8KV,400A | RMU | ROH | 5DF.0815.0002 | Three-station Load Switch | 714 | 315 | 399 | 6100K013 | BOX42-1-1-K013_SEP | inventory | 2025-10-28 | DFE-Gas Tank |  | JD01-Jeddah Central Warehouse | 2025-09-30 | 2025-09-16 | 0
4500595083-[10] | 908321106 : SWGR,SMRT RMU OD,2LBS+1CB,13.8KV,400A | RMU | ROH | 5DF.0815.0002 | Three-station Load Switch | 399 | 74 | 325 | 6100K013 | BOX92-1-1-K013_SEP | inventory | 2025-10-28 | DFE-Gas Tank |  | JD01-Jeddah Central Warehouse | 2025-09-30 | 2025-09-16 | 0
4500595083-[10] | 908321106 : SWGR,SMRT RMU OD,2LBS+1CB,13.8KV,400A | RMU | ROH | 5DF.0815.0002 | Three-station Load Switch | 325 | 38 | 287 | 6100K013 | 1-1-1-1 | inventory | 2025-10-28 | DFE-Gas Tank |  | JD01-Jeddah Central Warehouse | 2025-09-30 | 2025-09-16 | 0
4500595083-[10] | 908321106 : SWGR,SMRT RMU OD,2LBS+1CB,13.8KV,400A | RMU | ROH | 5DF.0815.0002 | Three-station Load Switch | 287 | 20 | 267 | 6100KDP02 | BOX6-1-1-K013_SEP | inventory | 2025-10-28 | DFE-Gas Tank |  | JD01-Jeddah Central Warehouse | 2025-09-30 | 2025-09-16 | 0
4500595083-[10] | 908321106 : SWGR,SMRT RMU OD,2LBS+1CB,13.8KV,400A | RMU | ROH | 5DF.0815.0002 | Three-station Load Switch | 267 | 267 | 0 | 6100KDP02 | BOX42-1-1-K013_SEP | consumption | 2025-10-13 | DFE-Gas Tank |  | JD01-Jeddah Central Warehouse | 2025-09-30 | 2025-09-16 | 0 | [5 empty] | Project Transfer | 8080609
4500595083-[10] | 908321106 : SWGR,SMRT RMU OD,2LBS+1CB,13.8KV,400A | RMU | ROH | 5DF.0816.0029 | Three-station Load Switch Sealing Assembly | 1071 | 420 | 651 | 6100K013 | BOX42-1-1-K013_SEP | inventory | 2025-10-28 | DFE-Gas Tank |  | JD01-Jeddah Central Warehouse | 2025-09-30 | 2025-09-16 | 0
4500595083-[10] | 908321106 : SWGR,SMRT RMU OD,2LBS+1CB,13.8KV,400A | RMU | ROH | 5DF.0816.0029 | Three-station Load Switch Sealing Assembly | 651 | 111 | 540 | 6100K013 | BOX92-1-1-K013_SEP | inventory | 2025-10-28 | DFE-Gas Tank |  | JD01-Jeddah Central Warehouse | 2025-09-30 | 2025-09-16 | 0
4500595083-[10] | 908321106 : SWGR,SMRT RMU OD,2LBS+1CB,13.8KV,400A | RMU | ROH | 5DF.0816.0029 | Three-station Load Switch Sealing Assembly | 540 | 99 | 441 | 6100K013 | 1-1-1-1 | inventory | 2025-10-28 | DFE-Gas Tank |  | JD01-Jeddah Central Warehouse | 2025-09-30 | 2025-09-16 | 0
4500595083-[10] | 908321106 : SWGR,SMRT RMU OD,2LBS+1CB,13.8KV,400A | RMU | ROH | 5DF.0816.0029 | Three-station Load Switch Sealing Assembly | 441 | 40 | 401 | 6100KDP02 | BOX6-1-1-K013_SEP | inventory | 2025-10-28 | DFE-Gas Tank |  | JD01-Jeddah Central Warehouse | 2025-09-30 | 2025-09-16 | 0
4500595083-[10] | 908321106 : SWGR,SMRT RMU OD,2LBS+1CB,13.8KV,400A | RMU | ROH | 5DF.0816.0029 | Three-station Load Switch Sealing Assembly | 401 | 401 | 0 | 6100KDP02 | BOX42-1-1-K013_SEP | consumption | 2025-10-13 | DFE-Gas Tank |  | JD01-Jeddah Central Warehouse | 2025-09-30 | 2025-09-16 | 0 | [5 empty] | Project Transfer | 8080669
4500595083-[10] | 908321106 : SWGR,SMRT RMU OD,2LBS+1CB,13.8KV,400A | RMU | ROH | DF240612003 | Tie strap (black) 4*150 | 522750 | 522750 | 0 | 6100K013 | PLT3-1-1-K013_SEP | inventory | 2025-10-28 | DFE-LV |  | JD01-Jeddah Central Warehouse | 2025-09-30 | 2025-09-16 | 0
4500595083-[10] | 908321106 : SWGR,SMRT RMU OD,2LBS+1CB,13.8KV,400A | RMU | ROH | DF240603026 | Tower seal ring φ115 | 2091 | 243 | 1848 | 6100K013 | R58-I-1-K013_SEP | inventory | 2025-10-28 | SEP |  | JD01-Jeddah Central Warehouse | 2025-09-30 | 2025-09-16 | 0
4500595083-[10] | 908321106 : SWGR,SMRT RMU OD,2LBS+1CB,13.8KV,400A | RMU | ROH | DF240603026 | Tower seal ring φ115 | 1848 | 230 | 1618 | 6100K013 | NEW.FLR-1-1-K013_SEP | inventory | 2025-10-28 | SEP |  | JD01-Jeddah Central Warehouse | 2025-09-30 | 2025-09-16 | 0
4500595083-[10] | 908321106 : SWGR,SMRT RMU OD,2LBS+1CB,13.8KV,400A | RMU | ROH | DF240603026 | Tower seal ring φ115 | 1618 | 137 | 1481 | 6100K013 | 1-1-1-1 | inventory | 2025-10-28 | SEP |  | JD01-Jeddah Central Warehouse | 2025-09-30 | 2025-09-16 | 0
4500595083-[10] | 908321106 : SWGR,SMRT RMU OD,2LBS+1CB,13.8KV,400A | RMU | ROH | DF240603026 | Tower seal ring φ115 | 1481 | 120 | 1361 | 6100KDP02 | BOX1-1-1-K013_SEP | inventory | 2025-10-28 | SEP |  | JD01-Jeddah Central Warehouse | 2025-09-30 | 2025-09-16 | 0
4500595083-[10] | 908321106 : SWGR,SMRT RMU OD,2LBS+1CB,13.8KV,400A | RMU | ROH | DF240603026 | Tower seal ring φ115 | 1361 | 60 | 1301 | 6100K013 | BOX9-1-1-K013_SEP | inventory | 2025-10-28 | SEP |  | JD01-Jeddah Central Warehouse | 2025-09-30 | 2025-09-16 | 0
4500595083-[10] | 908321106 : SWGR,SMRT RMU OD,2LBS+1CB,13.8KV,400A | RMU | ROH | DF240603026 | Tower seal ring φ115 | 1301 | 780 | 521 | 6100K013 | 1-1-1-1 | consumption | 2025-10-16 | SEP |  | JD01-Jeddah Central Warehouse | 2025-09-30 | 2025-09-16 | 0 | [5 empty] | Work in Process Pick | 8149583
4500595083-[10] | 908321106 : SWGR,SMRT RMU OD,2LBS+1CB,13.8KV,400A | RMU | ROH | DF240603026 | Tower seal ring φ115 | 521 | 521 | 0 | 6100K013 | 1-1-1-1 | consumption | 2025-09-18 | SEP |  | JD01-Jeddah Central Warehouse | 2025-09-30 | 2025-09-16 | 0 | [5 empty] | Work in Process Material Issue | 7406377
4500595083-[10] | 908321106 : SWGR,SMRT RMU OD,2LBS+1CB,13.8KV,400A | RMU | ROH | DF240603025 | Tower seal ring φ40 | 1394 | 50 | 1344 | 6100K013 | NEW.FLR-1-1-K013_SEP | inventory | 2025-10-28 | SEP |  | JD01-Jeddah Central Warehouse | 2025-09-30 | 2025-09-16 | 0
4500595083-[10] | 908321106 : SWGR,SMRT RMU OD,2LBS+1CB,13.8KV,400A | RMU | ROH | DF240603025 | Tower seal ring φ40 | 1344 | 20 | 1324 | 6100KDP02 | BOX1-1-1-K013_SEP | inventory | 2025-10-28 | SEP |  | JD01-Jeddah Central Warehouse | 2025-09-30 | 2025-09-16 | 0
4500595083-[10] | 908321106 : SWGR,SMRT RMU OD,2LBS+1CB,13.8KV,400A | RMU | ROH | DF240603025 | Tower seal ring φ40 | 1324 | 520 | 804 | 6100K013 | 1-1-1-1 | consumption | 2025-10-16 | SEP |  | JD01-Jeddah Central Warehouse | 2025-09-30 | 2025-09-16 | 0 | [5 empty] | Work in Process Pick | 8149580
4500595083-[10] | 908321106 : SWGR,SMRT RMU OD,2LBS+1CB,13.8KV,400A | RMU | ROH | DF240603025 | Tower seal ring φ40 | 804 | 804 | 0 | 6100K013 | 1-1-1-1 | consumption | 2025-09-18 | SEP |  | JD01-Jeddah Central Warehouse | 2025-09-30 | 2025-09-16 | 0 | [5 empty] | Work in Process Material Issue | 7406376
4500595083-[10] | 908321106 : SWGR,SMRT RMU OD,2LBS+1CB,13.8KV,400A | RMU | ROH | DF240510030 | UK-2.5B Fixing (E/UK) | 11152 | 2552 | 8600 | 6100K013 | 1-1-1-1 | inventory | 2025-10-28 | DFE-LV |  | JD01-Jeddah Central Warehouse | 2025-09-30 | 2025-09-16 | 0
4500595083-[10] | 908321106 : SWGR,SMRT RMU OD,2LBS+1CB,13.8KV,400A | RMU | ROH | DF240510030 | UK-2.5B Fixing (E/UK) | 8600 | 2168 | 6432 | 6100K013 | R17-B-1-K013_SEP | inventory | 2025-10-28 | DFE-LV |  | JD01-Jeddah Central Warehouse | 2025-09-30 | 2025-09-16 | 0
4500595083-[10] | 908321106 : SWGR,SMRT RMU OD,2LBS+1CB,13.8KV,400A | RMU | ROH | DF240510030 | UK-2.5B Fixing (E/UK) | 6432 | 1840 | 4592 | 6100K013 | NEW.FLR-1-1-K013_SEP | inventory | 2025-10-28 | DFE-LV |  | JD01-Jeddah Central Warehouse | 2025-09-30 | 2025-09-16 | 0
4500595083-[10] | 908321106 : SWGR,SMRT RMU OD,2LBS+1CB,13.8KV,400A | RMU | ROH | DF240510030 | UK-2.5B Fixing (E/UK) | 4592 | 1010 | 3582 | 6100K013 | R62-B-1-K013_SEP | inventory | 2025-10-28 | DFE-LV |  | JD01-Jeddah Central Warehouse | 2025-09-30 | 2025-09-16 | 0
4500595083-[10] | 908321106 : SWGR,SMRT RMU OD,2LBS+1CB,13.8KV,400A | RMU | ROH | DF240510030 | UK-2.5B Fixing (E/UK) | 3582 | 3582 | 0 | 6100K013 | 1-1-1-1 | consumption | 2025-09-15 | DFE-LV |  | JD01-Jeddah Central Warehouse | 2025-09-30 | 2025-09-16 | 0 | [5 empty] | Work in Process Material Issue | 7323461
4500595083-[10] | 908321106 : SWGR,SMRT RMU OD,2LBS+1CB,13.8KV,400A | RMU | ROH | DF240612011 | UK-2.5B marking strip (1-10) | 1394 | 1394 | 0 | 6100K013 | 1-1-1-1 | inventory | 2025-10-28 | DFE-LV |  | JD01-Jeddah Central Warehouse | 2025-09-30 | 2025-09-16 | 0
4500595083-[10] | 908321106 : SWGR,SMRT RMU OD,2LBS+1CB,13.8KV,400A | RMU | ROH | DF240612009 | UK-2.5B marking strip (1-5) | 4182 | 1820 | 2362 | 6100K013 | R18-L-1-K013_SEP | inventory | 2025-10-28 | DFE-LV |  | JD01-Jeddah Central Warehouse | 2025-09-30 | 2025-09-16 | 0
4500595083-[10] | 908321106 : SWGR,SMRT RMU OD,2LBS+1CB,13.8KV,400A | RMU | ROH | DF240612009 | UK-2.5B marking strip (1-5) | 2362 | 1800 | 562 | 6100K013 | 1-1-1-1 | inventory | 2025-10-28 | DFE-LV |  | JD01-Jeddah Central Warehouse | 2025-09-30 | 2025-09-16 | 0
4500595083-[10] | 908321106 : SWGR,SMRT RMU OD,2LBS+1CB,13.8KV,400A | RMU | ROH | DF240612009 | UK-2.5B marking strip (1-5) | 562 | 562 | 0 | 6100K013 | R61-O-1-K013_SEP | inventory | 2025-10-28 | DFE-LV |  | JD01-Jeddah Central Warehouse | 2025-09-30 | 2025-09-16 | 0
4500595083-[10] | 908321106 : SWGR,SMRT RMU OD,2LBS+1CB,13.8KV,400A | RMU | ROH | DF240612010 | UK-2.5B marking strip (1-8) | 1394 | 600 | 794 | 6100K013 | NEW.FLR-1-1-K013_SEP | inventory | 2025-10-28 | DFE-LV |  | JD01-Jeddah Central Warehouse | 2025-09-30 | 2025-09-16 | 0
4500595083-[10] | 908321106 : SWGR,SMRT RMU OD,2LBS+1CB,13.8KV,400A | RMU | ROH | DF240612010 | UK-2.5B marking strip (1-8) | 794 | 596 | 198 | 6100K013 | R18-L-1-K013_SEP | inventory | 2025-10-28 | DFE-LV |  | JD01-Jeddah Central Warehouse | 2025-09-30 | 2025-09-16 | 0
4500595083-[10] | 908321106 : SWGR,SMRT RMU OD,2LBS+1CB,13.8KV,400A | RMU | ROH | DF240612010 | UK-2.5B marking strip (1-8) | 198 | 198 | 0 | 6100K013 | 1-1-1-1 | inventory | 2025-10-28 | DFE-LV |  | JD01-Jeddah Central Warehouse | 2025-09-30 | 2025-09-16 | 0
4500595083-[10] | 908321106 : SWGR,SMRT RMU OD,2LBS+1CB,13.8KV,400A | RMU | ROH | DF240510029 | UK-2.5B voltage terminal partition (D-UK2.5) | 6273 | 2748 | 3525 | 6100K013 | 1-1-1-1 | inventory | 2025-10-28 | DFE-LV |  | JD01-Jeddah Central Warehouse | 2025-09-30 | 2025-09-16 | 0
4500595083-[10] | 908321106 : SWGR,SMRT RMU OD,2LBS+1CB,13.8KV,400A | RMU | ROH | DF240510029 | UK-2.5B voltage terminal partition (D-UK2.5) | 3525 | 2337 | 1188 | 6100K013 | R61-O-1-K013_SEP | inventory | 2025-10-28 | DFE-LV |  | JD01-Jeddah Central Warehouse | 2025-09-30 | 2025-09-16 | 0
4500595083-[10] | 908321106 : SWGR,SMRT RMU OD,2LBS+1CB,13.8KV,400A | RMU | ROH | DF240510029 | UK-2.5B voltage terminal partition (D-UK2.5) | 1188 | 1188 | 0 | 6100K013 | NEW.FLR-1-1-K013_SEP | inventory | 2025-10-28 | DFE-LV |  | JD01-Jeddah Central Warehouse | 2025-09-30 | 2025-09-16 | 0
4500595083-[10] | 908321106 : SWGR,SMRT RMU OD,2LBS+1CB,13.8KV,400A | RMU | ROH | DF240612024 | UK2.5B Center Connection Bar (2 connections)FBI 2-6(0203438) | 3485 | 1610 | 1875 | 6100K013 | 1-1-1-1 | inventory | 2025-10-28 | DFE-LV |  | JD01-Jeddah Central Warehouse | 2025-09-30 | 2025-09-16 | 0
4500595083-[10] | 908321106 : SWGR,SMRT RMU OD,2LBS+1CB,13.8KV,400A | RMU | ROH | DF240612024 | UK2.5B Center Connection Bar (2 connections)FBI 2-6(0203438) | 1875 | 1350 | 525 | 6100K013 | R18-S-1-1 | inventory | 2025-10-28 | DFE-LV |  | JD01-Jeddah Central Warehouse | 2025-09-30 | 2025-09-16 | 0
4500595083-[10] | 908321106 : SWGR,SMRT RMU OD,2LBS+1CB,13.8KV,400A | RMU | ROH | DF240612024 | UK2.5B Center Connection Bar (2 connections)FBI 2-6(0203438) | 525 | 525 | 0 | 6100K013 | NEW.FLR-1-1-K013_SEP | inventory | 2025-10-28 | DFE-LV |  | JD01-Jeddah Central Warehouse | 2025-09-30 | 2025-09-16 | 0
4500595083-[10] | 908321106 : SWGR,SMRT RMU OD,2LBS+1CB,13.8KV,400A | RMU | ROH | DF241118007 | Unlock the locking knob | 2091 | 1240 | 851 | 6100K013 | R61-O-1-K013_SEP | inventory | 2025-10-28 | DFE-LV |  | JD01-Jeddah Central Warehouse | 2025-09-30 | 2025-09-16 | 0
4500595083-[10] | 908321106 : SWGR,SMRT RMU OD,2LBS+1CB,13.8KV,400A | RMU | ROH | DF241118007 | Unlock the locking knob | 851 | 666 | 185 | 6100K013 | 1-1-1-1 | inventory | 2025-10-28 | DFE-LV |  | JD01-Jeddah Central Warehouse | 2025-09-30 | 2025-09-16 | 0
4500595083-[10] | 908321106 : SWGR,SMRT RMU OD,2LBS+1CB,13.8KV,400A | RMU | ROH | DF241118007 | Unlock the locking knob | 185 | 185 | 0 | 6100K013 | R17-S-1-K013_SEP | inventory | 2025-10-28 | DFE-LV |  | JD01-Jeddah Central Warehouse | 2025-09-30 | 2025-09-16 | 0
4500595083-[10] | 908321106 : SWGR,SMRT RMU OD,2LBS+1CB,13.8KV,400A | RMU | ROH | 8DF.0816.0131 | V Common Enclosure Front Plate Transverse Bar | 714 | 315 | 399 | 6100K013 | BOX42-1-1-K013_SEP | inventory | 2025-10-28 | DFE-Gas Tank |  | JD01-Jeddah Central Warehouse | 2025-09-30 | 2025-09-16 | 0
4500595083-[10] | 908321106 : SWGR,SMRT RMU OD,2LBS+1CB,13.8KV,400A | RMU | ROH | 8DF.0816.0131 | V Common Enclosure Front Plate Transverse Bar | 399 | 74 | 325 | 6100K013 | BOX92-1-1-K013_SEP | inventory | 2025-10-28 | DFE-Gas Tank |  | JD01-Jeddah Central Warehouse | 2025-09-30 | 2025-09-16 | 0
4500595083-[10] | 908321106 : SWGR,SMRT RMU OD,2LBS+1CB,13.8KV,400A | RMU | ROH | 8DF.0816.0131 | V Common Enclosure Front Plate Transverse Bar | 325 | 66 | 259 | 6100K013 | 1-1-1-1 | inventory | 2025-10-28 | DFE-Gas Tank |  | JD01-Jeddah Central Warehouse | 2025-09-30 | 2025-09-16 | 0
4500595083-[10] | 908321106 : SWGR,SMRT RMU OD,2LBS+1CB,13.8KV,400A | RMU | ROH | 8DF.0816.0131 | V Common Enclosure Front Plate Transverse Bar | 259 | 30 | 229 | 6100KDP02 | BOX6-1-1-K013_SEP | inventory | 2025-10-28 | DFE-Gas Tank |  | JD01-Jeddah Central Warehouse | 2025-09-30 | 2025-09-16 | 0
4500595083-[10] | 908321106 : SWGR,SMRT RMU OD,2LBS+1CB,13.8KV,400A | RMU | ROH | 8DF.0816.0131 | V Common Enclosure Front Plate Transverse Bar | 229 | 229 | 0 | 6100KDP02 | BOX42-1-1-K013_SEP | consumption | 2025-10-13 | DFE-Gas Tank |  | JD01-Jeddah Central Warehouse | 2025-09-30 | 2025-09-16 | 0 | [5 empty] | Project Transfer | 8080585
4500595083-[10] | 908321106 : SWGR,SMRT RMU OD,2LBS+1CB,13.8KV,400A | RMU | ROH | 8DF.0816.0116 | V Common Enclosure Spacer Reinforcing Rib | 357 | 105 | 252 | 6100K013 | BOX42-1-1-K013_SEP | inventory | 2025-10-28 | DFE-Gas Tank |  | JD01-Jeddah Central Warehouse | 2025-09-30 | 2025-09-16 | 0
4500595083-[10] | 908321106 : SWGR,SMRT RMU OD,2LBS+1CB,13.8KV,400A | RMU | ROH | 8DF.0816.0116 | V Common Enclosure Spacer Reinforcing Rib | 252 | 37 | 215 | 6100K013 | BOX92-1-1-K013_SEP | inventory | 2025-10-28 | DFE-Gas Tank |  | JD01-Jeddah Central Warehouse | 2025-09-30 | 2025-09-16 | 0
4500595083-[10] | 908321106 : SWGR,SMRT RMU OD,2LBS+1CB,13.8KV,400A | RMU | ROH | 8DF.0816.0116 | V Common Enclosure Spacer Reinforcing Rib | 215 | 33 | 182 | 6100K013 | 1-1-1-1 | inventory | 2025-10-28 | DFE-Gas Tank |  | JD01-Jeddah Central Warehouse | 2025-09-30 | 2025-09-16 | 0
4500595083-[10] | 908321106 : SWGR,SMRT RMU OD,2LBS+1CB,13.8KV,400A | RMU | ROH | 8DF.0816.0116 | V Common Enclosure Spacer Reinforcing Rib | 182 | 20 | 162 | 6100KDP02 | BOX6-1-1-K013_SEP | inventory | 2025-10-28 | DFE-Gas Tank |  | JD01-Jeddah Central Warehouse | 2025-09-30 | 2025-09-16 | 0
4500595083-[10] | 908321106 : SWGR,SMRT RMU OD,2LBS+1CB,13.8KV,400A | RMU | ROH | 8DF.0816.0116 | V Common Enclosure Spacer Reinforcing Rib | 162 | 105 | 57 | 6100KDP02 | BOX42-1-1-K013_SEP | consumption | 2025-10-13 | DFE-Gas Tank |  | JD01-Jeddah Central Warehouse | 2025-09-30 | 2025-09-16 | 0 | [5 empty] | Project Transfer | 8080597
4500595083-[10] | 908321106 : SWGR,SMRT RMU OD,2LBS+1CB,13.8KV,400A | RMU | ROH | 8DF.0816.0116 | V Common Enclosure Spacer Reinforcing Rib | 57 | 57 | 0 | 6100K013 | 1-1-1-1 | consumption | 2025-09-14 | DFE-Gas Tank |  | JD01-Jeddah Central Warehouse | 2025-09-30 | 2025-09-16 | 0 | [5 empty] | Work in Process Material Issue | 7272406
4500595083-[10] | 908321106 : SWGR,SMRT RMU OD,2LBS+1CB,13.8KV,400A | RMU | ROH | 5DF.0816.0046 | V Strut Welding | 714 | 210 | 504 | 6100K013 | BOX42-1-1-K013_SEP | inventory | 2025-10-28 | DFE-Gas Tank |  | JD01-Jeddah Central Warehouse | 2025-09-30 | 2025-09-16 | 0
4500595083-[10] | 908321106 : SWGR,SMRT RMU OD,2LBS+1CB,13.8KV,400A | RMU | ROH | 5DF.0816.0046 | V Strut Welding | 504 | 74 | 430 | 6100K013 | BOX92-1-1-K013_SEP | inventory | 2025-10-28 | DFE-Gas Tank |  | JD01-Jeddah Central Warehouse | 2025-09-30 | 2025-09-16 | 0
4500595083-[10] | 908321106 : SWGR,SMRT RMU OD,2LBS+1CB,13.8KV,400A | RMU | ROH | 5DF.0816.0046 | V Strut Welding | 430 | 66 | 364 | 6100K013 | 1-1-1-1 | inventory | 2025-10-28 | DFE-Gas Tank |  | JD01-Jeddah Central Warehouse | 2025-09-30 | 2025-09-16 | 0
4500595083-[10] | 908321106 : SWGR,SMRT RMU OD,2LBS+1CB,13.8KV,400A | RMU | ROH | 5DF.0816.0046 | V Strut Welding | 364 | 40 | 324 | 6100KDP02 | BOX6-1-1-K013_SEP | inventory | 2025-10-28 | DFE-Gas Tank |  | JD01-Jeddah Central Warehouse | 2025-09-30 | 2025-09-16 | 0
4500595083-[10] | 908321106 : SWGR,SMRT RMU OD,2LBS+1CB,13.8KV,400A | RMU | ROH | 5DF.0816.0046 | V Strut Welding | 324 | 210 | 114 | 6100KDP02 | BOX42-1-1-K013_SEP | consumption | 2025-10-13 | DFE-Gas Tank |  | JD01-Jeddah Central Warehouse | 2025-09-30 | 2025-09-16 | 0 | [5 empty] | Project Transfer | 8080795
4500595083-[10] | 908321106 : SWGR,SMRT RMU OD,2LBS+1CB,13.8KV,400A | RMU | ROH | 5DF.0816.0046 | V Strut Welding | 114 | 114 | 0 | 6100K013 | 1-1-1-1 | consumption | 2025-09-21 | DFE-Gas Tank |  | JD01-Jeddah Central Warehouse | 2025-09-30 | 2025-09-16 | 0 | [5 empty] | Work in Process Material Issue | 7452554
4500595083-[10] | 908321106 : SWGR,SMRT RMU OD,2LBS+1CB,13.8KV,400A | RMU | ROH | 8DF.0818.0015 | V-A Phase Bus | 357 | 105 | 252 | 6100K013 | BOX42-1-1-K013_SEP | inventory | 2025-10-28 | DFE-Gas Tank |  | JD01-Jeddah Central Warehouse | 2025-09-30 | 2025-09-16 | 0
4500595083-[10] | 908321106 : SWGR,SMRT RMU OD,2LBS+1CB,13.8KV,400A | RMU | ROH | 8DF.0818.0015 | V-A Phase Bus | 252 | 37 | 215 | 6100K013 | BOX92-1-1-K013_SEP | inventory | 2025-10-28 | DFE-Gas Tank |  | JD01-Jeddah Central Warehouse | 2025-09-30 | 2025-09-16 | 0
4500595083-[10] | 908321106 : SWGR,SMRT RMU OD,2LBS+1CB,13.8KV,400A | RMU | ROH | 8DF.0818.0015 | V-A Phase Bus | 215 | 33 | 182 | 6100K013 | 1-1-1-1 | inventory | 2025-10-28 | DFE-Gas Tank |  | JD01-Jeddah Central Warehouse | 2025-09-30 | 2025-09-16 | 0
4500595083-[10] | 908321106 : SWGR,SMRT RMU OD,2LBS+1CB,13.8KV,400A | RMU | ROH | 8DF.0818.0015 | V-A Phase Bus | 182 | 20 | 162 | 6100KDP02 | BOX6-1-1-K013_SEP | inventory | 2025-10-28 | DFE-Gas Tank |  | JD01-Jeddah Central Warehouse | 2025-09-30 | 2025-09-16 | 0
4500595083-[10] | 908321106 : SWGR,SMRT RMU OD,2LBS+1CB,13.8KV,400A | RMU | ROH | 8DF.0818.0015 | V-A Phase Bus | 162 | 105 | 57 | 6100KDP02 | BOX42-1-1-K013_SEP | consumption | 2025-10-13 | DFE-Gas Tank |  | JD01-Jeddah Central Warehouse | 2025-09-30 | 2025-09-16 | 0 | [5 empty] | Project Transfer | 8080339
4500595083-[10] | 908321106 : SWGR,SMRT RMU OD,2LBS+1CB,13.8KV,400A | RMU | ROH | 8DF.0818.0015 | V-A Phase Bus | 57 | 57 | 0 | 6100K013 | 1-1-1-1 | consumption | 2025-09-21 | DFE-Gas Tank |  | JD01-Jeddah Central Warehouse | 2025-09-30 | 2025-09-16 | 0 | [5 empty] | Work in Process Material Issue | 7452499
4500595083-[10] | 908321106 : SWGR,SMRT RMU OD,2LBS+1CB,13.8KV,400A | RMU | ROH | 8DF.0818.0016 | V-B Phase Bus | 357 | 105 | 252 | 6100K013 | BOX42-1-1-K013_SEP | inventory | 2025-10-28 | DFE-Gas Tank |  | JD01-Jeddah Central Warehouse | 2025-09-30 | 2025-09-16 | 0
4500595083-[10] | 908321106 : SWGR,SMRT RMU OD,2LBS+1CB,13.8KV,400A | RMU | ROH | 8DF.0818.0016 | V-B Phase Bus | 252 | 37 | 215 | 6100K013 | BOX92-1-1-K013_SEP | inventory | 2025-10-28 | DFE-Gas Tank |  | JD01-Jeddah Central Warehouse | 2025-09-30 | 2025-09-16 | 0
4500595083-[10] | 908321106 : SWGR,SMRT RMU OD,2LBS+1CB,13.8KV,400A | RMU | ROH | 8DF.0818.0016 | V-B Phase Bus | 215 | 33 | 182 | 6100K013 | 1-1-1-1 | inventory | 2025-10-28 | DFE-Gas Tank |  | JD01-Jeddah Central Warehouse | 2025-09-30 | 2025-09-16 | 0
4500595083-[10] | 908321106 : SWGR,SMRT RMU OD,2LBS+1CB,13.8KV,400A | RMU | ROH | 8DF.0818.0016 | V-B Phase Bus | 182 | 20 | 162 | 6100KDP02 | BOX6-1-1-K013_SEP | inventory | 2025-10-28 | DFE-Gas Tank |  | JD01-Jeddah Central Warehouse | 2025-09-30 | 2025-09-16 | 0
4500595083-[10] | 908321106 : SWGR,SMRT RMU OD,2LBS+1CB,13.8KV,400A | RMU | ROH | 8DF.0818.0016 | V-B Phase Bus | 162 | 105 | 57 | 6100KDP02 | BOX42-1-1-K013_SEP | consumption | 2025-10-13 | DFE-Gas Tank |  | JD01-Jeddah Central Warehouse | 2025-09-30 | 2025-09-16 | 0 | [5 empty] | Project Transfer | 8080495
4500595083-[10] | 908321106 : SWGR,SMRT RMU OD,2LBS+1CB,13.8KV,400A | RMU | ROH | 8DF.0818.0016 | V-B Phase Bus | 57 | 57 | 0 | 6100K013 | 1-1-1-1 | consumption | 2025-09-21 | DFE-Gas Tank |  | JD01-Jeddah Central Warehouse | 2025-09-30 | 2025-09-16 | 0 | [5 empty] | Work in Process Material Issue | 7452500
4500595083-[10] | 908321106 : SWGR,SMRT RMU OD,2LBS+1CB,13.8KV,400A | RMU | ROH | 8DF.0818.0017 | V-C Phase Bus | 357 | 105 | 252 | 6100K013 | BOX42-1-1-K013_SEP | inventory | 2025-10-28 | DFE-Gas Tank |  | JD01-Jeddah Central Warehouse | 2025-09-30 | 2025-09-16 | 0
4500595083-[10] | 908321106 : SWGR,SMRT RMU OD,2LBS+1CB,13.8KV,400A | RMU | ROH | 8DF.0818.0017 | V-C Phase Bus | 252 | 37 | 215 | 6100K013 | BOX92-1-1-K013_SEP | inventory | 2025-10-28 | DFE-Gas Tank |  | JD01-Jeddah Central Warehouse | 2025-09-30 | 2025-09-16 | 0
4500595083-[10] | 908321106 : SWGR,SMRT RMU OD,2LBS+1CB,13.8KV,400A | RMU | ROH | 8DF.0818.0017 | V-C Phase Bus | 215 | 33 | 182 | 6100K013 | 1-1-1-1 | inventory | 2025-10-28 | DFE-Gas Tank |  | JD01-Jeddah Central Warehouse | 2025-09-30 | 2025-09-16 | 0
4500595083-[10] | 908321106 : SWGR,SMRT RMU OD,2LBS+1CB,13.8KV,400A | RMU | ROH | 8DF.0818.0017 | V-C Phase Bus | 182 | 20 | 162 | 6100KDP02 | BOX6-1-1-K013_SEP | inventory | 2025-10-28 | DFE-Gas Tank |  | JD01-Jeddah Central Warehouse | 2025-09-30 | 2025-09-16 | 0
4500595083-[10] | 908321106 : SWGR,SMRT RMU OD,2LBS+1CB,13.8KV,400A | RMU | ROH | 8DF.0818.0017 | V-C Phase Bus | 162 | 105 | 57 | 6100KDP02 | BOX42-1-1-K013_SEP | consumption | 2025-10-13 | DFE-Gas Tank |  | JD01-Jeddah Central Warehouse | 2025-09-30 | 2025-09-16 | 0 | [5 empty] | Project Transfer | 8080501
4500595083-[10] | 908321106 : SWGR,SMRT RMU OD,2LBS+1CB,13.8KV,400A | RMU | ROH | 8DF.0818.0017 | V-C Phase Bus | 57 | 57 | 0 | 6100K013 | 1-1-1-1 | consumption | 2025-09-21 | DFE-Gas Tank |  | JD01-Jeddah Central Warehouse | 2025-09-30 | 2025-09-16 | 0 | [5 empty] | Work in Process Material Issue | 7452501
4500595083-[10] | 908321106 : SWGR,SMRT RMU OD,2LBS+1CB,13.8KV,400A | RMU | HALB | 8DF.0818.0007 | VC Bonding Bar M410 | 1071 | 315 | 756 | 6100K013 | BOX42-1-1-K013_SEP | inventory | 2025-10-28 | DFE-Gas Tank |  | JD01-Jeddah Central Warehouse | 2025-09-30 | 2025-09-16 | 0
4500595083-[10] | 908321106 : SWGR,SMRT RMU OD,2LBS+1CB,13.8KV,400A | RMU | HALB | 8DF.0818.0007 | VC Bonding Bar M410 | 756 | 111 | 645 | 6100K013 | BOX92-1-1-K013_SEP | inventory | 2025-10-28 | DFE-Gas Tank |  | JD01-Jeddah Central Warehouse | 2025-09-30 | 2025-09-16 | 0
4500595083-[10] | 908321106 : SWGR,SMRT RMU OD,2LBS+1CB,13.8KV,400A | RMU | HALB | 8DF.0818.0007 | VC Bonding Bar M410 | 645 | 99 | 546 | 6100K013 | 1-1-1-1 | inventory | 2025-10-28 | DFE-Gas Tank |  | JD01-Jeddah Central Warehouse | 2025-09-30 | 2025-09-16 | 0
4500595083-[10] | 908321106 : SWGR,SMRT RMU OD,2LBS+1CB,13.8KV,400A | RMU | HALB | 8DF.0818.0007 | VC Bonding Bar M410 | 546 | 30 | 516 | 6100KDP02 | BOX6-1-1-K013_SEP | inventory | 2025-10-28 | DFE-Gas Tank |  | JD01-Jeddah Central Warehouse | 2025-09-30 | 2025-09-16 | 0
4500595083-[10] | 908321106 : SWGR,SMRT RMU OD,2LBS+1CB,13.8KV,400A | RMU | HALB | 8DF.0818.0007 | VC Bonding Bar M410 | 516 | 315 | 201 | 6100KDP02 | BOX42-1-1-K013_SEP | consumption | 2025-10-13 | DFE-Gas Tank |  | JD01-Jeddah Central Warehouse | 2025-09-30 | 2025-09-16 | 0 | [5 empty] | Project Transfer | 8080747
4500595083-[10] | 908321106 : SWGR,SMRT RMU OD,2LBS+1CB,13.8KV,400A | RMU | HALB | 8DF.0818.0007 | VC Bonding Bar M410 | 201 | 201 | 0 | 6100K013 | 1-1-1-1 | consumption | 2025-09-21 | DFE-Gas Tank |  | JD01-Jeddah Central Warehouse | 2025-09-30 | 2025-09-16 | 0 | [5 empty] | Work in Process Material Issue | 7452544
4500595083-[10] | 908321106 : SWGR,SMRT RMU OD,2LBS+1CB,13.8KV,400A | RMU | ROH | 5DF.0816.0050 | VC Strut Welding | 1428 | 380 | 1048 | 6100KDP02 | BOX42-1-1-K013_SEP | consumption | 2025-10-13 | DFE-Gas Tank |  | JD01-Jeddah Central Warehouse | 2025-09-30 | 2025-09-16 | 0 | [5 empty] | Project Transfer | 8080801
4500595083-[10] | 908321106 : SWGR,SMRT RMU OD,2LBS+1CB,13.8KV,400A | RMU | ROH | 5DF.0816.0050 | VC Strut Welding | 1048 | 1048 | 0 | 6100K013 | 1-1-1-1 | consumption | 2025-09-21 | DFE-Gas Tank |  | JD01-Jeddah Central Warehouse | 2025-09-30 | 2025-09-16 | 0 | [5 empty] | Work in Process Material Issue | 7452555
4500595083-[10] | 908321106 : SWGR,SMRT RMU OD,2LBS+1CB,13.8KV,400A | RMU | ROH | DF240424023 | Vacuum Silicone Grease | 17850 | 9400 | 8450 | free_stock | BOX92-1-1-K013_SEP | inventory | 2025-10-28 | DFE-Gas Tank |  | JD01-Jeddah Central Warehouse | 2025-09-30 | 2025-09-16 | 0
4500595083-[10] | 908321106 : SWGR,SMRT RMU OD,2LBS+1CB,13.8KV,400A | RMU | ROH | DF240424023 | Vacuum Silicone Grease | 8450 | 8450 | 0 | 6100K013 | BOX61-1-1-K013_SEP | inventory | 2025-10-28 | DFE-Gas Tank |  | JD01-Jeddah Central Warehouse | 2025-09-30 | 2025-09-16 | 0
4500595083-[10] | 908321106 : SWGR,SMRT RMU OD,2LBS+1CB,13.8KV,400A | RMU | ROH | DF240510026 | Wiring Channel 80 * 40 | 2272.22 | 1020.6 | 1251.62 | 6100K013 | BOX5-1-1-K013_SEP | inventory | 2025-10-28 | DFE-LV |  | JD01-Jeddah Central Warehouse | 2025-09-30 | 2025-09-16 | 0
4500595083-[10] | 908321106 : SWGR,SMRT RMU OD,2LBS+1CB,13.8KV,400A | RMU | ROH | DF240510026 | Wiring Channel 80 * 40 | 1251.62 | 960 | 291.62 | 6100K013 | PLT5-1-1-K013_SEP | inventory | 2025-10-28 | DFE-LV |  | JD01-Jeddah Central Warehouse | 2025-09-30 | 2025-09-16 | 0
4500595083-[10] | 908321106 : SWGR,SMRT RMU OD,2LBS+1CB,13.8KV,400A | RMU | ROH | DF240510026 | Wiring Channel 80 * 40 | 291.62 | 291.62 | 0 | 6100K013 | PLT6-1-1-K013_SEP | inventory | 2025-10-28 | DFE-LV |  | JD01-Jeddah Central Warehouse | 2025-09-30 | 2025-09-16 | 0
4500595083-[10] | 908321106 : SWGR,SMRT RMU OD,2LBS+1CB,13.8KV,400A | RMU | ROH | DF205041558 | Warning Sign (Print + Outdoor Protection) | 2000 | 188 | 1812 | 6100K013 | 1-1-1-1 | inventory | 2025-10-28 | Outer Enclosure |  | JD01-Jeddah Central Warehouse | 2025-09-30 | 2025-09-16 | 0
4500595083-[10] | 908321106 : SWGR,SMRT RMU OD,2LBS+1CB,13.8KV,400A | RMU | ROH | DF205041558 | Warning Sign (Print + Outdoor Protection) | 1812 | 84 | 1728 | 6100K015 | R66-F-1-K015_SEP | inventory | 2025-10-28 | Outer Enclosure |  | JD01-Jeddah Central Warehouse | 2025-09-30 | 2025-09-16 | 0
4500595083-[10] | 908321106 : SWGR,SMRT RMU OD,2LBS+1CB,13.8KV,400A | RMU | ROH | DF205041558 | Warning Sign (Print + Outdoor Protection) | 1728 | 4 | 1724 | free_stock | 1-1-1-1 | inventory | 2025-10-28 | Outer Enclosure |  | JD01-Jeddah Central Warehouse | 2025-09-30 | 2025-09-16 | 0
4500595083-[10] | 908321106 : SWGR,SMRT RMU OD,2LBS+1CB,13.8KV,400A | RMU | ROH | DF205041558 | Warning Sign (Print + Outdoor Protection) | 1724 | 664 | 1060 | 6100K013 | 1-1-1-1 | consumption | 2025-09-17 | Outer Enclosure |  | JD01-Jeddah Central Warehouse | 2025-09-30 | 2025-09-16 | 0 | [5 empty] | Work in Process Material Issue | 7370449
4500595083-[10] | 908321106 : SWGR,SMRT RMU OD,2LBS+1CB,13.8KV,400A | RMU | ROH | DF205041558 | Warning Sign (Print + Outdoor Protection) | 1060 | 960 | 100 | 6100K013 | 1-1-1-1 | consumption | 2025-09-21 | Outer Enclosure |  | JD01-Jeddah Central Warehouse | 2025-09-30 | 2025-09-16 | 0 | [5 empty] | Work in Process Material Issue | 7485821
4500595083-[10] | 908321106 : SWGR,SMRT RMU OD,2LBS+1CB,13.8KV,400A | RMU | ROH | DF205041558 | Warning Sign (Print + Outdoor Protection) | 100 | 100 | 0 | 6100K013 | 1-1-1-1 | consumption | 2025-09-22 | Outer Enclosure |  | JD01-Jeddah Central Warehouse | 2025-09-30 | 2025-09-16 | 0 | [5 empty] | Work in Process Material Issue | 7513367
4500595083-[10] | 908321106 : SWGR,SMRT RMU OD,2LBS+1CB,13.8KV,400A | RMU | ROH | DF205041497 | Waterproof Adhesive Tape (Large) UC-15 EPDM | 7300 | 1019.88 | 6280.12 | 6100K013 | 1-1-1-1 | consumption | 2025-09-24 | Outer Enclosure |  | JD01-Jeddah Central Warehouse | 2025-09-30 | 2025-09-16 | 0 | [5 empty] | Work in Process Material Issue | 7562533
4500595083-[10] | 908321106 : SWGR,SMRT RMU OD,2LBS+1CB,13.8KV,400A | RMU | ROH | DF205041497 | Waterproof Adhesive Tape (Large) UC-15 EPDM | 6280.12 | 438 | 5842.12 | 6100K013 | 1-1-1-1 | consumption | 2025-09-25 | Outer Enclosure |  | JD01-Jeddah Central Warehouse | 2025-09-30 | 2025-09-16 | 0 | [5 empty] | Work in Process Material Issue | 7591062
4500595083-[10] | 908321106 : SWGR,SMRT RMU OD,2LBS+1CB,13.8KV,400A | RMU | ROH | DF205041497 | Waterproof Adhesive Tape (Large) UC-15 EPDM | 5842.12 | 300 | 5542.12 | 6100K015 | 1-1-1-1 | consumption | 2025-09-25 | Outer Enclosure |  | JD01-Jeddah Central Warehouse | 2025-09-30 | 2025-09-16 | 0 | [5 empty] | Work in Process Material Issue | 7592490
4500595083-[10] | 908321106 : SWGR,SMRT RMU OD,2LBS+1CB,13.8KV,400A | RMU | ROH | DF205041497 | Waterproof Adhesive Tape (Large) UC-15 EPDM | 5542.12 | 2250 | 3292.12 | 6100K013 | 1-1-1-1 | consumption | 2025-09-30 | Outer Enclosure |  | JD01-Jeddah Central Warehouse | 2025-09-30 | 2025-09-16 | 0 | [5 empty] | Work in Process Material Issue | 7790614
4500595083-[10] | 908321106 : SWGR,SMRT RMU OD,2LBS+1CB,13.8KV,400A | RMU | ROH | DF205041499 | Waterproof Adhesive Tape (Large) UD-07 EPDM | 1300 | 370.75 | 929.25 | 6100K013 | 1-1-1-1 | inventory | 2025-10-28 | Outer Enclosure |  | JD01-Jeddah Central Warehouse | 2025-09-30 | 2025-09-16 | 0
4500595083-[10] | 908321106 : SWGR,SMRT RMU OD,2LBS+1CB,13.8KV,400A | RMU | ROH | DF205041499 | Waterproof Adhesive Tape (Large) UD-07 EPDM | 929.25 | 233.55 | 695.7 | free_stock | 1-1-1-1 | inventory | 2025-10-28 | Outer Enclosure |  | JD01-Jeddah Central Warehouse | 2025-09-30 | 2025-09-16 | 0
4500595083-[10] | 908321106 : SWGR,SMRT RMU OD,2LBS+1CB,13.8KV,400A | RMU | ROH | DF205041499 | Waterproof Adhesive Tape (Large) UD-07 EPDM | 695.7 | 221.4 | 474.3 | free_stock | R53-R-1-MVBM_SEP | inventory | 2025-10-28 | Outer Enclosure |  | JD01-Jeddah Central Warehouse | 2025-09-30 | 2025-09-16 | 0
4500595083-[10] | 908321106 : SWGR,SMRT RMU OD,2LBS+1CB,13.8KV,400A | RMU | ROH | DF205041499 | Waterproof Adhesive Tape (Large) UD-07 EPDM | 474.3 | 75.1 | 399.2 | 6100K013 | R73-A-1-K013_SEP | inventory | 2025-10-28 | Outer Enclosure |  | JD01-Jeddah Central Warehouse | 2025-09-30 | 2025-09-16 | 0
4500595083-[10] | 908321106 : SWGR,SMRT RMU OD,2LBS+1CB,13.8KV,400A | RMU | ROH | DF205041499 | Waterproof Adhesive Tape (Large) UD-07 EPDM | 399.2 | 69.3 | 329.9 | 6100K015 | R73-A-1-K015_SEP | inventory | 2025-10-28 | Outer Enclosure |  | JD01-Jeddah Central Warehouse | 2025-09-30 | 2025-09-16 | 0
4500595083-[10] | 908321106 : SWGR,SMRT RMU OD,2LBS+1CB,13.8KV,400A | RMU | ROH | DF205041499 | Waterproof Adhesive Tape (Large) UD-07 EPDM | 329.9 | 329.9 | 0 | 6100K013 | 1-1-1-1 | consumption | 2025-09-17 | Outer Enclosure |  | JD01-Jeddah Central Warehouse | 2025-09-30 | 2025-09-16 | 0 | [5 empty] | Work in Process Material Issue | 7370445
4500595083-[10] | 908321106 : SWGR,SMRT RMU OD,2LBS+1CB,13.8KV,400A | RMU | ROH | DF240311001 | Welded Stud M8*35 | 8568 | 8568 | 0 | free_stock | NEW.FLR-1-1-MVBM_SEP | inventory | 2025-10-28 | DFE-Gas Tank |  | JD01-Jeddah Central Warehouse | 2025-09-30 | 2025-09-16 | 0
4500595083-[10] | 908321106 : SWGR,SMRT RMU OD,2LBS+1CB,13.8KV,400A | RMU | ROH | 211002912 | Welded Stud M8*20 | 31773 | 31773 | 0 | free_stock | NEW.FLR-1-1-MVBM_SEP | inventory | 2025-10-28 | DFE-Gas Tank |  | JD01-Jeddah Central Warehouse | 2025-09-30 | 2025-09-16 | 0
4500595083-[10] | 908321106 : SWGR,SMRT RMU OD,2LBS+1CB,13.8KV,400A | RMU | ROH | DF241118100 | Welded Stud M8*25 | 2142 | 1128 | 1014 | 6100K013 | BOX92-1-1-K013_SEP | inventory | 2025-10-28 | DFE-Gas Tank |  | JD01-Jeddah Central Warehouse | 2025-09-30 | 2025-09-16 | 0
4500595083-[10] | 908321106 : SWGR,SMRT RMU OD,2LBS+1CB,13.8KV,400A | RMU | ROH | DF241118100 | Welded Stud M8*25 | 1014 | 354 | 660 | 6100K013 | BOX42-1-1-K013_SEP | inventory | 2025-10-28 | DFE-Gas Tank |  | JD01-Jeddah Central Warehouse | 2025-09-30 | 2025-09-16 | 0
4500595083-[10] | 908321106 : SWGR,SMRT RMU OD,2LBS+1CB,13.8KV,400A | RMU | ROH | DF241118100 | Welded Stud M8*25 | 660 | 198 | 462 | 6100K013 | 1-1-1-1 | inventory | 2025-10-28 | DFE-Gas Tank |  | JD01-Jeddah Central Warehouse | 2025-09-30 | 2025-09-16 | 0
4500595083-[10] | 908321106 : SWGR,SMRT RMU OD,2LBS+1CB,13.8KV,400A | RMU | ROH | DF241118100 | Welded Stud M8*25 | 462 | 120 | 342 | 6100KDP02 | BOX6-1-1-K013_SEP | inventory | 2025-10-28 | DFE-Gas Tank |  | JD01-Jeddah Central Warehouse | 2025-09-30 | 2025-09-16 | 0
4500595083-[10] | 908321106 : SWGR,SMRT RMU OD,2LBS+1CB,13.8KV,400A | RMU | ROH | DF241118100 | Welded Stud M8*25 | 342 | 342 | 0 | 6100KDP02 | BOX42-1-1-K013_SEP | consumption | 2025-10-13 | DFE-Gas Tank |  | JD01-Jeddah Central Warehouse | 2025-09-30 | 2025-09-16 | 0 | [5 empty] | Project Transfer | 8080417
4500595083-[10] | 908321106 : SWGR,SMRT RMU OD,2LBS+1CB,13.8KV,400A | RMU | ROH | DF240510007 | Welded stud M6*16 | 2788 | 2788 | 0 | 6100KDP02 | R60-I-1-K013_SEP | inventory | 2025-10-28 | SEP |  | JD01-Jeddah Central Warehouse | 2025-09-30 | 2025-09-16 | 0
4500595083-[10] | 908321106 : SWGR,SMRT RMU OD,2LBS+1CB,13.8KV,400A | RMU | ROH | DF240510007 | Welded stud M6*16 | 9758 | 1408 | 8350 | 6100KDP02 | R60-I-1-K013_SEP | inventory | 2025-10-28 | DFE-LV |  | JD01-Jeddah Central Warehouse | 2025-09-30 | 2025-09-16 | 0
4500595083-[10] | 908321106 : SWGR,SMRT RMU OD,2LBS+1CB,13.8KV,400A | RMU | ROH | DF240510007 | Welded stud M6*16 | 8350 | 1300 | 7050 | 6100K013 | R40-J-1-K013_SEP | inventory | 2025-10-28 | DFE-LV |  | JD01-Jeddah Central Warehouse | 2025-09-30 | 2025-09-16 | 0
4500595083-[10] | 908321106 : SWGR,SMRT RMU OD,2LBS+1CB,13.8KV,400A | RMU | ROH | DF240510007 | Welded stud M6*16 | 7050 | 1074 | 5976 | 6100K013 | PLT1-1-1-K013_SEP | inventory | 2025-10-28 | DFE-LV |  | JD01-Jeddah Central Warehouse | 2025-09-30 | 2025-09-16 | 0
4500595083-[10] | 908321106 : SWGR,SMRT RMU OD,2LBS+1CB,13.8KV,400A | RMU | ROH | DF240510007 | Welded stud M6*16 | 5976 | 470 | 5506 | 6100K013 | BOX5-1-1-K013_SEP | inventory | 2025-10-28 | DFE-LV |  | JD01-Jeddah Central Warehouse | 2025-09-30 | 2025-09-16 | 0
4500595083-[10] | 908321106 : SWGR,SMRT RMU OD,2LBS+1CB,13.8KV,400A | RMU | ROH | DF240510007 | Welded stud M6*16 | 5506 | 420 | 5086 | 6100KDP02 | BOX1-1-1-K013_SEP | inventory | 2025-10-28 | DFE-LV |  | JD01-Jeddah Central Warehouse | 2025-09-30 | 2025-09-16 | 0
4500595083-[10] | 908321106 : SWGR,SMRT RMU OD,2LBS+1CB,13.8KV,400A | RMU | ROH | DF240510007 | Welded stud M6*16 | 5086 | 120 | 4966 | 6100K013 | R61-G-1-KDP2_SEP | inventory | 2025-10-28 | DFE-LV |  | JD01-Jeddah Central Warehouse | 2025-09-30 | 2025-09-16 | 0
4500595083-[10] | 908321106 : SWGR,SMRT RMU OD,2LBS+1CB,13.8KV,400A | RMU | ROH | DF240510007 | Welded stud M6*16 | 4966 | 4320 | 646 | 6100K013 | 1-1-1-1 | consumption | 2025-11-09 | DFE-LV |  | JD01-Jeddah Central Warehouse | 2025-09-30 | 2025-09-16 | 0 | [5 empty] | Work in Process Material Issue | 7227572
4500595083-[10] | 908321106 : SWGR,SMRT RMU OD,2LBS+1CB,13.8KV,400A | RMU | ROH | DF240510007 | Welded stud M6*16 | 646 | 646 | 0 | 6100K013 | 1-1-1-1 | consumption | 2025-10-16 | DFE-LV |  | JD01-Jeddah Central Warehouse | 2025-09-30 | 2025-09-16 | 0 | [5 empty] | Work in Process Pick | 8149499
4500595083-[10] | 908321106 : SWGR,SMRT RMU OD,2LBS+1CB,13.8KV,400A | RMU | ROH | DF240603032 | White nylon washer (φ6-12 1.3mm) | 16728 | 3790 | 12938 | 6100K013 | 1-1-1-1 | consumption | 2025-09-21 | SEP |  | JD01-Jeddah Central Warehouse | 2025-09-30 | 2025-09-16 | 0 | [5 empty] | Work in Process Material Issue | 7476701
4500595083-[10] | 908321106 : SWGR,SMRT RMU OD,2LBS+1CB,13.8KV,400A | RMU | ROH | DF240603032 | White nylon washer (φ6-12 1.3mm) | 12938 | 6000 | 6938 | 6100K013 | 1-1-1-1 | consumption | 2025-09-24 | SEP |  | JD01-Jeddah Central Warehouse | 2025-09-30 | 2025-09-16 | 0 | [5 empty] | Work in Process Material Issue | 7564868
4500595083-[10] | 908321106 : SWGR,SMRT RMU OD,2LBS+1CB,13.8KV,400A | RMU | ROH | DF240603032 | White nylon washer (φ6-12 1.3mm) | 6938 | 1440 | 5498 | 6100K013 | 1-1-1-1 | consumption | 2025-09-25 | SEP |  | JD01-Jeddah Central Warehouse | 2025-09-30 | 2025-09-16 | 0 | [5 empty] | Work in Process Material Issue | 7587844
4500595083-[10] | 908321106 : SWGR,SMRT RMU OD,2LBS+1CB,13.8KV,400A | RMU | ROH | DF240603032 | White nylon washer (φ6-12 1.3mm) | 5498 | 5498 | 0 | 6100K013 | 1-1-1-1 | consumption | 2025-10-26 | SEP |  | JD01-Jeddah Central Warehouse | 2025-09-30 | 2025-09-16 | 0 | [5 empty] | Work in Process Material Issue | 8335161
4500595083-[10] | 908321106 : SWGR,SMRT RMU OD,2LBS+1CB,13.8KV,400A | RMU | ROH | DF240510055 | Control module (ISCU-01E) | 1394 | 1394 | 0 | 6100K013 | 1-1-1-1 | inventory | 2025-10-28 | DFE-LV |  | JD01-Jeddah Central Warehouse | 2025-09-30 | 2025-09-16 | 0
4500595083-[10] | 908321106 : SWGR,SMRT RMU OD,2LBS+1CB,13.8KV,400A | RMU | ROH | 8DF.0818.1053 | Upper door hook | 2091 | 143 | 1948 | 6100K013 | BOX5-1-1-K013_SEP | inventory | 2025-10-28 | SEP |  | JD01-Jeddah Central Warehouse | 2025-09-30 | 2025-09-16 | 0
4500595083-[10] | 908321106 : SWGR,SMRT RMU OD,2LBS+1CB,13.8KV,400A | RMU | ROH | 8DF.0818.1053 | Upper door hook | 1948 | 120 | 1828 | 6100KDP02 | BOX1-1-1-K013_SEP | inventory | 2025-10-28 | SEP |  | JD01-Jeddah Central Warehouse | 2025-09-30 | 2025-09-16 | 0
4500595083-[10] | 908321106 : SWGR,SMRT RMU OD,2LBS+1CB,13.8KV,400A | RMU | ROH | 8DF.0818.1053 | Upper door hook | 1828 | 27 | 1801 | 6100K013 | 1-1-1-1 | inventory | 2025-10-28 | SEP |  | JD01-Jeddah Central Warehouse | 2025-09-30 | 2025-09-16 | 0
4500595083-[10] | 908321106 : SWGR,SMRT RMU OD,2LBS+1CB,13.8KV,400A | RMU | ROH | 8DF.0818.1053 | Upper door hook | 1801 | 780 | 1021 | 6100K013 | 1-1-1-1 | consumption | 2025-10-16 | SEP |  | JD01-Jeddah Central Warehouse | 2025-09-30 | 2025-09-16 | 0 | [5 empty] | Work in Process Pick | 8149438
4500595083-[10] | 908321106 : SWGR,SMRT RMU OD,2LBS+1CB,13.8KV,400A | RMU | ROH | 8DF.0818.1053 | Upper door hook | 1021 | 1021 | 0 | 6100K013 | 1-1-1-1 | consumption | 2025-09-18 | SEP |  | JD01-Jeddah Central Warehouse | 2025-09-30 | 2025-09-16 | 0 | [5 empty] | Work in Process Material Issue | 7406399
4500595083-[10] | 908321106 : SWGR,SMRT RMU OD,2LBS+1CB,13.8KV,400A | RMU | ROH | DF240510036 | Door lock (MS705 GH-18) | 1394 | 600 | 794 | 6100K013 | PLT2-1-1-K013_SEP | inventory | 2025-10-28 | DFE-LV |  | JD01-Jeddah Central Warehouse | 2025-09-30 | 2025-09-16 | 0
4500595083-[10] | 908321106 : SWGR,SMRT RMU OD,2LBS+1CB,13.8KV,400A | RMU | ROH | DF240510036 | Door lock (MS705 GH-18) | 794 | 370 | 424 | 6100K013 | BOX5-1-1-K013_SEP | inventory | 2025-10-28 | DFE-LV |  | JD01-Jeddah Central Warehouse | 2025-09-30 | 2025-09-16 | 0
4500595083-[10] | 908321106 : SWGR,SMRT RMU OD,2LBS+1CB,13.8KV,400A | RMU | ROH | DF240510036 | Door lock (MS705 GH-18) | 424 | 60 | 364 | 6100KDP02 | BOX1-1-1-K013_SEP | inventory | 2025-10-28 | DFE-LV |  | JD01-Jeddah Central Warehouse | 2025-09-30 | 2025-09-16 | 0
4500595083-[10] | 908321106 : SWGR,SMRT RMU OD,2LBS+1CB,13.8KV,400A | RMU | ROH | DF240510036 | Door lock (MS705 GH-18) | 364 | 364 | 0 | 6100K013 | 1-1-1-1 | consumption | 2025-11-09 | DFE-LV |  | JD01-Jeddah Central Warehouse | 2025-09-30 | 2025-09-16 | 0 | [5 empty] | Work in Process Material Issue | 7226775
4500595083-[10] | 908321106 : SWGR,SMRT RMU OD,2LBS+1CB,13.8KV,400A | RMU | HALB | 8DF.0818.1296 | Door stop fixing | 1394 | 1394 | 0 | 6100K013 | INC-1-1-K013_SEP | inventory | 2025-10-28 | SEP |  | JD01-Jeddah Central Warehouse | 2025-09-30 | 2025-09-16 | 0
4500595083-[10] | 908321106 : SWGR,SMRT RMU OD,2LBS+1CB,13.8KV,400A | RMU | HALB | 8DF.0818.1295 | Door stop tongue | 1394 | 1394 | 0 | 6100K013 | IFLR-1-1-K013_SEP | inventory | 2025-10-28 | SEP |  | JD01-Jeddah Central Warehouse | 2025-09-30 | 2025-09-16 | 0
4500595083-[10] | 908321106 : SWGR,SMRT RMU OD,2LBS+1CB,13.8KV,400A | RMU | ROH | DF240510046 | Flashlight (LED T5) | 697 | 518 | 179 | 6100K013 | PLT2-1-1-K013_SEP | inventory | 2025-10-28 | DFE-LV |  | JD01-Jeddah Central Warehouse | 2025-09-30 | 2025-09-16 | 0
4500595083-[10] | 908321106 : SWGR,SMRT RMU OD,2LBS+1CB,13.8KV,400A | RMU | ROH | DF240510046 | Flashlight (LED T5) | 179 | 179 | 0 | 6100K013 | 1-1-1-1 | inventory | 2025-10-28 | DFE-LV |  | JD01-Jeddah Central Warehouse | 2025-09-30 | 2025-09-16 | 0
4500595083-[10] | 908321106 : SWGR,SMRT RMU OD,2LBS+1CB,13.8KV,400A | RMU | ROH | DF205040961 | Plastic buckle M4.5*10 | 6273 | 1605 | 4668 | 6100K013 | 1-1-1-1 | consumption | 2025-09-24 | SEP |  | JD01-Jeddah Central Warehouse | 2025-09-30 | 2025-09-16 | 0 | [5 empty] | Work in Process Material Issue | 7564933
4500595083-[10] | 908321106 : SWGR,SMRT RMU OD,2LBS+1CB,13.8KV,400A | RMU | ROH | DF205040961 | Plastic buckle M4.5*10 | 4668 | 540 | 4128 | 6100K013 | 1-1-1-1 | consumption | 2025-09-25 | SEP |  | JD01-Jeddah Central Warehouse | 2025-09-30 | 2025-09-16 | 0 | [5 empty] | Work in Process Material Issue | 7587910
4500595083-[10] | 908321106 : SWGR,SMRT RMU OD,2LBS+1CB,13.8KV,400A | RMU | ROH | DF205040961 | Plastic buckle M4.5*10 | 4128 | 540 | 3588 | 6100K013 | 1-1-1-1 | consumption | 2025-09-25 | SEP |  | JD01-Jeddah Central Warehouse | 2025-09-30 | 2025-09-16 | 0 | [5 empty] | Work in Process Material Issue | 7591039
4500595083-[10] | 908321106 : SWGR,SMRT RMU OD,2LBS+1CB,13.8KV,400A | RMU | ROH | DF205040961 | Plastic buckle M4.5*10 | 3588 | 504 | 3084 | 6100K015 | 1-1-1-1 | consumption | 2025-09-25 | SEP |  | JD01-Jeddah Central Warehouse | 2025-09-30 | 2025-09-16 | 0 | [5 empty] | Work in Process Material Issue | 7592471
4500595083-[10] | 908321106 : SWGR,SMRT RMU OD,2LBS+1CB,13.8KV,400A | RMU | ROH | DF205040961 | Plastic buckle M4.5*10 | 3084 | 2250 | 834 | 6100K013 | 1-1-1-1 | consumption | 2025-10-26 | SEP |  | JD01-Jeddah Central Warehouse | 2025-09-30 | 2025-09-16 | 0 | [5 empty] | Work in Process Material Issue | 8335221
4500595083-[10] | 908321106 : SWGR,SMRT RMU OD,2LBS+1CB,13.8KV,400A | RMU | ROH | DF205040961 | Plastic buckle M4.5*10 | 834 | 834 | 0 | 6100K013 | 1-1-1-1 | consumption | 2025-10-26 | SEP |  | JD01-Jeddah Central Warehouse | 2025-09-30 | 2025-09-16 | 0 | [5 empty] | Work in Process Material Issue | 8329474
4500595083-[10] | 908321106 : SWGR,SMRT RMU OD,2LBS+1CB,13.8KV,400A | RMU | ROH | DF205040961 | M4.5*10 Plastic rivets ABS plastic | 9000 | 336 | 8664 | 6100K013 | 1-1-1-1 | consumption | 2025-10-26 | Outer Enclosure |  | JD01-Jeddah Central Warehouse | 2025-09-30 | 2025-09-16 | 0 | [5 empty] | Work in Process Material Issue | 8329474
4500595083-[10] | 908321106 : SWGR,SMRT RMU OD,2LBS+1CB,13.8KV,400A | RMU | ROH | DF240510061 | Relay (RXM2LB2BD) Including base and buckle | 2091 | 1240 | 851 | 6100K013 | R62-B-1-K013_SEP | inventory | 2025-10-28 | DFE-LV |  | JD01-Jeddah Central Warehouse | 2025-09-30 | 2025-09-16 | 0
4500595083-[10] | 908321106 : SWGR,SMRT RMU OD,2LBS+1CB,13.8KV,400A | RMU | ROH | DF240510061 | Relay (RXM2LB2BD) Including base and buckle | 851 | 851 | 0 | 6100K013 | R18-I-1-K013_SEP | inventory | 2025-10-28 | DFE-LV |  | JD01-Jeddah Central Warehouse | 2025-09-30 | 2025-09-16 | 0
4500595083-[10] | 908321106 : SWGR,SMRT RMU OD,2LBS+1CB,13.8KV,400A | RMU | ROH | DF240510060 | Relay (RXM4AB2BD) Including base and buckle | 697 | 298 | 399 | 6100K013 | R18-S-1-K013_SEP | inventory | 2025-10-28 | DFE-LV |  | JD01-Jeddah Central Warehouse | 2025-09-30 | 2025-09-16 | 0
4500595083-[10] | 908321106 : SWGR,SMRT RMU OD,2LBS+1CB,13.8KV,400A | RMU | ROH | DF240510060 | Relay (RXM4AB2BD) Including base and buckle | 399 | 295 | 104 | 6100K013 | R62-B-1-K013_SEP | inventory | 2025-10-28 | DFE-LV |  | JD01-Jeddah Central Warehouse | 2025-09-30 | 2025-09-16 | 0
4500595083-[10] | 908321106 : SWGR,SMRT RMU OD,2LBS+1CB,13.8KV,400A | RMU | ROH | DF240510060 | Relay (RXM4AB2BD) Including base and buckle | 104 | 104 | 0 | 6100K013 | 1-1-1-1 | inventory | 2025-10-28 | DFE-LV |  | JD01-Jeddah Central Warehouse | 2025-09-30 | 2025-09-16 | 0
4500595083-[10] | 908321106 : SWGR,SMRT RMU OD,2LBS+1CB,13.8KV,400A | RMU | ROH | DF240510047 | Socket (13A/60HZ) | 697 | 422 | 275 | 6100K013 | 1-1-1-1 | inventory | 2025-10-28 | DFE-LV |  | JD01-Jeddah Central Warehouse | 2025-09-30 | 2025-09-16 | 0
4500595083-[10] | 908321106 : SWGR,SMRT RMU OD,2LBS+1CB,13.8KV,400A | RMU | ROH | DF240510047 | Socket (13A/60HZ) | 275 | 275 | 0 | 6100K013 | R57-J-1-1 | inventory | 2025-10-28 | DFE-LV |  | JD01-Jeddah Central Warehouse | 2025-09-30 | 2025-09-16 | 0
4500595083-[10] | 908321106 : SWGR,SMRT RMU OD,2LBS+1CB,13.8KV,400A | RMU | ROH | DF241128001 | Spring Washer φ4 | 1394 | 802 | 592 | 6100K013 | R61-G-1-KDP2_SEP | inventory | 2025-10-28 | DFE-LV |  | JD01-Jeddah Central Warehouse | 2025-09-30 | 2025-09-16 | 0
4500595083-[10] | 908321106 : SWGR,SMRT RMU OD,2LBS+1CB,13.8KV,400A | RMU | ROH | DF241128001 | Spring Washer φ4 | 592 | 592 | 0 | 6100K013 | 1-1-1-1 | inventory | 2025-10-28 | DFE-LV |  | JD01-Jeddah Central Warehouse | 2025-09-30 | 2025-09-16 | 0
4500595083-[10] | 908321106 : SWGR,SMRT RMU OD,2LBS+1CB,13.8KV,400A | RMU | ROH | 205046790 | φ10 spring washer Stainless steel | 8000 | 3000 | 5000 | 6100K013 | R40-I-1-K013_SEP | inventory | 2025-10-28 | Outer Enclosure |  | JD01-Jeddah Central Warehouse | 2025-09-30 | 2025-09-16 | 0
4500595083-[10] | 908321106 : SWGR,SMRT RMU OD,2LBS+1CB,13.8KV,400A | RMU | ROH | 205046790 | φ10 spring washer Stainless steel | 5000 | 1704 | 3296 | 6100K013 | R55-Q-1-K013_SEP | inventory | 2025-10-28 | Outer Enclosure |  | JD01-Jeddah Central Warehouse | 2025-09-30 | 2025-09-16 | 0
4500595083-[10] | 908321106 : SWGR,SMRT RMU OD,2LBS+1CB,13.8KV,400A | RMU | ROH | 205046790 | φ10 spring washer Stainless steel | 3296 | 2656 | 640 | 6100K013 | 1-1-1-1 | consumption | 2025-09-17 | Outer Enclosure |  | JD01-Jeddah Central Warehouse | 2025-09-30 | 2025-09-16 | 0 | [5 empty] | Work in Process Material Issue | 7370442
4500595083-[10] | 908321106 : SWGR,SMRT RMU OD,2LBS+1CB,13.8KV,400A | RMU | ROH | 205046790 | φ10 spring washer Stainless steel | 640 | 640 | 0 | 6100K013 | 1-1-1-1 | consumption | 2025-09-21 | Outer Enclosure |  | JD01-Jeddah Central Warehouse | 2025-09-30 | 2025-09-16 | 0 | [5 empty] | Work in Process Material Issue | 7485814
4500595083-[10] | 908321106 : SWGR,SMRT RMU OD,2LBS+1CB,13.8KV,400A | RMU | ROH | DF211001964 | φ10-30 large flat pad Stainless steel | 8000 | 555 | 7445 | 6100K013 | 1-1-1-1 | inventory | 2025-10-28 | Outer Enclosure |  | JD01-Jeddah Central Warehouse | 2025-09-30 | 2025-09-16 | 0
4500595083-[10] | 908321106 : SWGR,SMRT RMU OD,2LBS+1CB,13.8KV,400A | RMU | ROH | DF211001964 | φ10-30 large flat pad Stainless steel | 7445 | 2656 | 4789 | 6100K013 | 1-1-1-1 | consumption | 2025-09-17 | Outer Enclosure |  | JD01-Jeddah Central Warehouse | 2025-09-30 | 2025-09-16 | 0 | [5 empty] | Work in Process Material Issue | 7370441
4500595083-[10] | 908321106 : SWGR,SMRT RMU OD,2LBS+1CB,13.8KV,400A | RMU | ROH | DF211001964 | φ10-30 large flat pad Stainless steel | 4789 | 1240 | 3549 | 6100K013 | 1-1-1-1 | consumption | 2025-09-18 | Outer Enclosure |  | JD01-Jeddah Central Warehouse | 2025-09-30 | 2025-09-16 | 0 | [5 empty] | Work in Process Material Issue | 7419947
4500595083-[10] | 908321106 : SWGR,SMRT RMU OD,2LBS+1CB,13.8KV,400A | RMU | ROH | DF211001964 | φ10-30 large flat pad Stainless steel | 3549 | 3549 | 0 | 6100K013 | 1-1-1-1 | consumption | 2025-09-21 | Outer Enclosure |  | JD01-Jeddah Central Warehouse | 2025-09-30 | 2025-09-16 | 0 | [5 empty] | Work in Process Material Issue | 7485813
4500595083-[10] | 908321106 : SWGR,SMRT RMU OD,2LBS+1CB,13.8KV,400A | RMU | ROH | 205042612 | φ3.2*16 Cotter pin Stainless steel | 1000 | 38 | 962 | 6100K013 | 1-1-1-1 | consumption | 2025-09-17 | Outer Enclosure |  | JD01-Jeddah Central Warehouse | 2025-09-30 | 2025-09-16 | 0 | [5 empty] | Work in Process Material Issue | 7370430
4500595083-[10] | 908321106 : SWGR,SMRT RMU OD,2LBS+1CB,13.8KV,400A | RMU | ROH | 205042612 | φ3.2*16 Cotter pin Stainless steel | 962 | 480 | 482 | 6100K013 | 1-1-1-1 | consumption | 2025-09-21 | Outer Enclosure |  | JD01-Jeddah Central Warehouse | 2025-09-30 | 2025-09-16 | 0 | [5 empty] | Work in Process Material Issue | 7485805
4500595083-[10] | 908321106 : SWGR,SMRT RMU OD,2LBS+1CB,13.8KV,400A | RMU | ROH | 205042612 | φ3.2*16 Cotter pin Stainless steel | 482 | 160 | 322 | 6100K013 | 1-1-1-1 | consumption | 2025-09-22 | Outer Enclosure |  | JD01-Jeddah Central Warehouse | 2025-09-30 | 2025-09-16 | 0 | [5 empty] | Work in Process Material Issue | 7513352
4500595083-[10] | 908321106 : SWGR,SMRT RMU OD,2LBS+1CB,13.8KV,400A | RMU | ROH | 205042612 | φ3.2*16 Cotter pin Stainless steel | 322 | 250 | 72 | 6100K013 | 1-1-1-1 | consumption | 2025-09-24 | Outer Enclosure |  | JD01-Jeddah Central Warehouse | 2025-09-30 | 2025-09-16 | 0 | [5 empty] | Work in Process Material Issue | 7562515
4500595083-[10] | 908321106 : SWGR,SMRT RMU OD,2LBS+1CB,13.8KV,400A | RMU | ROH | 205042612 | φ3.2*16 Cotter pin Stainless steel | 72 | 72 | 0 | 6100K013 | 1-1-1-1 | consumption | 2025-09-25 | Outer Enclosure |  | JD01-Jeddah Central Warehouse | 2025-09-30 | 2025-09-16 | 0 | [5 empty] | Work in Process Material Issue | 7581647
4500595083-[10] | 908321106 : SWGR,SMRT RMU OD,2LBS+1CB,13.8KV,400A | RMU | ROH | 205042517 | ø4 Flat pad Stainless steel | 12000 | 10608 | 1392 | 6100K013 | 1-1-1-1 | inventory | 2025-10-28 | Outer Enclosure |  | JD01-Jeddah Central Warehouse | 2025-09-30 | 2025-09-16 | 0
4500595083-[10] | 908321106 : SWGR,SMRT RMU OD,2LBS+1CB,13.8KV,400A | RMU | ROH | 205042517 | ø4 Flat pad Stainless steel | 1392 | 1392 | 0 | 6100K013 | R40-I-1-K013_SEP | inventory | 2025-10-28 | Outer Enclosure |  | JD01-Jeddah Central Warehouse | 2025-09-30 | 2025-09-16 | 0
4500595083-[10] | 908321106 : SWGR,SMRT RMU OD,2LBS+1CB,13.8KV,400A | RMU | ROH | 205042515 | φ4 Spring washer Stainless steel | 12000 | 9828 | 2172 | 6100K013 | 1-1-1-1 | inventory | 2025-10-28 | Outer Enclosure |  | JD01-Jeddah Central Warehouse | 2025-09-30 | 2025-09-16 | 0
4500595083-[10] | 908321106 : SWGR,SMRT RMU OD,2LBS+1CB,13.8KV,400A | RMU | ROH | 205042515 | φ4 Spring washer Stainless steel | 2172 | 2172 | 0 | 6100K013 | R55-Q-1-K013_SEP | inventory | 2025-10-28 | Outer Enclosure |  | JD01-Jeddah Central Warehouse | 2025-09-30 | 2025-09-16 | 0
4500595083-[10] | 908321106 : SWGR,SMRT RMU OD,2LBS+1CB,13.8KV,400A | RMU | ROH | DF205040971 | φ4*12 Waterproof blind rivets Stainless steel | 32000 | 2468 | 29532 | free_stock | 1-1-1-1 | inventory | 2025-10-28 | Outer Enclosure |  | JD01-Jeddah Central Warehouse | 2025-09-30 | 2025-09-16 | 0
4500595083-[10] | 908321106 : SWGR,SMRT RMU OD,2LBS+1CB,13.8KV,400A | RMU | ROH | DF205040971 | φ4*12 Waterproof blind rivets Stainless steel | 29532 | 1980 | 27552 | free_stock | R58-A-1-K12B_SEP | inventory | 2025-10-28 | Outer Enclosure |  | JD01-Jeddah Central Warehouse | 2025-09-30 | 2025-09-16 | 0
4500595083-[10] | 908321106 : SWGR,SMRT RMU OD,2LBS+1CB,13.8KV,400A | RMU | ROH | DF205040971 | φ4*12 Waterproof blind rivets Stainless steel | 27552 | 1600 | 25952 | 6100K007 | 1-1-1-1 | inventory | 2025-10-28 | Outer Enclosure |  | JD01-Jeddah Central Warehouse | 2025-09-30 | 2025-09-16 | 0
4500595083-[10] | 908321106 : SWGR,SMRT RMU OD,2LBS+1CB,13.8KV,400A | RMU | ROH | DF205040971 | φ4*12 Waterproof blind rivets Stainless steel | 25952 | 1120 | 24832 | free_stock | PLT-1-1-K11A_SEP | inventory | 2025-10-28 | Outer Enclosure |  | JD01-Jeddah Central Warehouse | 2025-09-30 | 2025-09-16 | 0
4500595083-[10] | 908321106 : SWGR,SMRT RMU OD,2LBS+1CB,13.8KV,400A | RMU | ROH | DF205040971 | φ4*12 Waterproof blind rivets Stainless steel | 24832 | 916 | 23916 | 6100K013 | 1-1-1-1 | inventory | 2025-10-28 | Outer Enclosure |  | JD01-Jeddah Central Warehouse | 2025-09-30 | 2025-09-16 | 0
4500595083-[10] | 908321106 : SWGR,SMRT RMU OD,2LBS+1CB,13.8KV,400A | RMU | ROH | DF205040971 | φ4*12 Waterproof blind rivets Stainless steel | 23916 | 640 | 23276 | free_stock | INC-1-1-K017_SEP | inventory | 2025-10-28 | Outer Enclosure |  | JD01-Jeddah Central Warehouse | 2025-09-30 | 2025-09-16 | 0
4500595083-[10] | 908321106 : SWGR,SMRT RMU OD,2LBS+1CB,13.8KV,400A | RMU | ROH | DF205040971 | φ4*12 Waterproof blind rivets Stainless steel | 23276 | 10624 | 12652 | 6100K013 | 1-1-1-1 | consumption | 2025-09-17 | Outer Enclosure |  | JD01-Jeddah Central Warehouse | 2025-09-30 | 2025-09-16 | 0 | [5 empty] | Work in Process Material Issue | 7370433
4500595083-[10] | 908321106 : SWGR,SMRT RMU OD,2LBS+1CB,13.8KV,400A | RMU | ROH | DF205040971 | φ4*12 Waterproof blind rivets Stainless steel | 12652 | 6640 | 6012 | 6100K013 | 1-1-1-1 | consumption | 2025-09-18 | Outer Enclosure |  | JD01-Jeddah Central Warehouse | 2025-09-30 | 2025-09-16 | 0 | [5 empty] | Work in Process Material Issue | 7419941
4500595083-[10] | 908321106 : SWGR,SMRT RMU OD,2LBS+1CB,13.8KV,400A | RMU | ROH | DF205040971 | φ4*12 Waterproof blind rivets Stainless steel | 6012 | 600 | 5412 | 6100K008 | R58-A-1-K12B_SEP | consumption | 2025-10-18 | Outer Enclosure |  | JD01-Jeddah Central Warehouse | 2025-09-30 | 2025-09-16 | 0 | [5 empty] | Work in Process Pick | 8161210
4500595083-[10] | 908321106 : SWGR,SMRT RMU OD,2LBS+1CB,13.8KV,400A | RMU | ROH | DF205040971 | φ4*12 Waterproof blind rivets Stainless steel | 5412 | 2940 | 2472 | 6100K011B | INC-1-1-K017_SEP | consumption | 2025-10-19 | Outer Enclosure |  | JD01-Jeddah Central Warehouse | 2025-09-30 | 2025-09-16 | 0 | [5 empty] | Work in Process Pick | 8171890
4500595083-[10] | 908321106 : SWGR,SMRT RMU OD,2LBS+1CB,13.8KV,400A | RMU | ROH | DF205040971 | φ4*12 Waterproof blind rivets Stainless steel | 2472 | 560 | 1912 | 6100K011B | INC-1-1-K017_SEP | consumption | 2025-10-19 | Outer Enclosure |  | JD01-Jeddah Central Warehouse | 2025-09-30 | 2025-09-16 | 0 | [5 empty] | Work in Process Pick | 8171887
4500595083-[10] | 908321106 : SWGR,SMRT RMU OD,2LBS+1CB,13.8KV,400A | RMU | ROH | DF205040971 | φ4*12 Waterproof blind rivets Stainless steel | 1912 | 1912 | 0 | 6100K013 | 1-1-1-1 | consumption | 2025-09-21 | Outer Enclosure |  | JD01-Jeddah Central Warehouse | 2025-09-30 | 2025-09-16 | 0 | [5 empty] | Work in Process Material Issue | 7485808
4500595083-[10] | 908321106 : SWGR,SMRT RMU OD,2LBS+1CB,13.8KV,400A | RMU | ROH | 211001963 | Large Flat Washer φ6-18 | 14637 | 14637 | 0 | 6100K013 | 1-1-1-1 | inventory | 2025-10-28 | DFE-LV |  | JD01-Jeddah Central Warehouse | 2025-09-30 | 2025-09-16 | 0
4500595083-[10] | 908321106 : SWGR,SMRT RMU OD,2LBS+1CB,13.8KV,400A | RMU | ROH | 211001963 | Large Flat Washer φ6-18 | 16031 | 16031 | 0 | free_stock | R51-I-1-MVBM_SEP | inventory | 2025-10-28 | SEP |  | JD01-Jeddah Central Warehouse | 2025-09-30 | 2025-09-16 | 0
4500595083-[10] | 908321106 : SWGR,SMRT RMU OD,2LBS+1CB,13.8KV,400A | RMU | ROH | 211001963 | φ6-18 Large flat pad Stainless steel | 53000 | 19740 | 33260 | 6100K013 | 1-1-1-1 | inventory | 2025-10-28 | Outer Enclosure |  | JD01-Jeddah Central Warehouse | 2025-09-30 | 2025-09-16 | 0
4500595083-[10] | 908321106 : SWGR,SMRT RMU OD,2LBS+1CB,13.8KV,400A | RMU | ROH | 211001963 | φ6-18 Large flat pad Stainless steel | 33260 | 19000 | 14260 | 6100K013 | R73-I-1-K013_SEP | inventory | 2025-10-28 | Outer Enclosure |  | JD01-Jeddah Central Warehouse | 2025-09-30 | 2025-09-16 | 0
4500595083-[10] | 908321106 : SWGR,SMRT RMU OD,2LBS+1CB,13.8KV,400A | RMU | ROH | 211001963 | φ6-18 Large flat pad Stainless steel | 14260 | 14260 | 0 | free_stock | R51-I-1-MVBM_SEP | inventory | 2025-10-28 | Outer Enclosure |  | JD01-Jeddah Central Warehouse | 2025-09-30 | 2025-09-16 | 0
4500595083-[10] | 908321106 : SWGR,SMRT RMU OD,2LBS+1CB,13.8KV,400A | RMU | ROH | DF205040982 | φ6.4*10.5 Seahorse rivets Stainless steel (SS/HFIX0813) | 54000 | 13026 | 40974 | 6100K013 | 1-1-1-1 | inventory | 2025-10-28 | Outer Enclosure |  | JD01-Jeddah Central Warehouse | 2025-09-30 | 2025-09-16 | 0
4500595083-[10] | 908321106 : SWGR,SMRT RMU OD,2LBS+1CB,13.8KV,400A | RMU | ROH | DF205040982 | φ6.4*10.5 Seahorse rivets Stainless steel (SS/HFIX0813) | 40974 | 3441 | 37533 | 6100K013 | R55-A-1-K013_SEP | inventory | 2025-10-28 | Outer Enclosure |  | JD01-Jeddah Central Warehouse | 2025-09-30 | 2025-09-16 | 0
4500595083-[10] | 908321106 : SWGR,SMRT RMU OD,2LBS+1CB,13.8KV,400A | RMU | ROH | DF205040982 | φ6.4*10.5 Seahorse rivets Stainless steel (SS/HFIX0813) | 37533 | 60 | 37473 | 6100K013 | R50-A-1-K013_SEP | inventory | 2025-10-28 | Outer Enclosure |  | JD01-Jeddah Central Warehouse | 2025-09-30 | 2025-09-16 | 0
4500595083-[10] | 908321106 : SWGR,SMRT RMU OD,2LBS+1CB,13.8KV,400A | RMU | ROH | DF205040982 | φ6.4*10.5 Seahorse rivets Stainless steel (SS/HFIX0813) | 37473 | 17928 | 19545 | 6100K013 | 1-1-1-1 | consumption | 2025-09-17 | Outer Enclosure |  | JD01-Jeddah Central Warehouse | 2025-09-30 | 2025-09-16 | 0 | [5 empty] | Work in Process Material Issue | 7370436
4500595083-[10] | 908321106 : SWGR,SMRT RMU OD,2LBS+1CB,13.8KV,400A | RMU | ROH | DF205040982 | φ6.4*10.5 Seahorse rivets Stainless steel (SS/HFIX0813) | 19545 | 7600 | 11945 | 6100K013 | R55-A-1-K013_SEP | consumption | 2025-10-18 | Outer Enclosure |  | JD01-Jeddah Central Warehouse | 2025-09-30 | 2025-09-16 | 0 | [5 empty] | Work in Process Pick | 8162670
4500595083-[10] | 908321106 : SWGR,SMRT RMU OD,2LBS+1CB,13.8KV,400A | RMU | ROH | DF205040982 | φ6.4*10.5 Seahorse rivets Stainless steel (SS/HFIX0813) | 11945 | 11945 | 0 | 6100K013 | 1-1-1-1 | consumption | 2025-09-21 | Outer Enclosure |  | JD01-Jeddah Central Warehouse | 2025-09-30 | 2025-09-16 | 0 | [5 empty] | Work in Process Material Issue | 7485809
4500595083-[10] | 908321106 : SWGR,SMRT RMU OD,2LBS+1CB,13.8KV,400A | RMU | ROH | DF205040983 | φ6.4*16.5 Countersunk Seahorse blind rivets Stainless steel | 4000 | 1772 | 2228 | 6100K013 | 1-1-1-1 | inventory | 2025-10-28 | Outer Enclosure |  | JD01-Jeddah Central Warehouse | 2025-09-30 | 2025-09-16 | 0
4500595083-[10] | 908321106 : SWGR,SMRT RMU OD,2LBS+1CB,13.8KV,400A | RMU | ROH | DF205040983 | φ6.4*16.5 Countersunk Seahorse blind rivets Stainless steel | 2228 | 128 | 2100 | free_stock | R40-I-1-MVBM_SEP | inventory | 2025-10-28 | Outer Enclosure |  | JD01-Jeddah Central Warehouse | 2025-09-30 | 2025-09-16 | 0
4500595083-[10] | 908321106 : SWGR,SMRT RMU OD,2LBS+1CB,13.8KV,400A | RMU | ROH | DF205040983 | φ6.4*16.5 Countersunk Seahorse blind rivets Stainless steel | 2100 | 1328 | 772 | 6100K013 | 1-1-1-1 | consumption | 2025-09-17 | Outer Enclosure |  | JD01-Jeddah Central Warehouse | 2025-09-30 | 2025-09-16 | 0 | [5 empty] | Work in Process Material Issue | 7370437
4500595083-[10] | 908321106 : SWGR,SMRT RMU OD,2LBS+1CB,13.8KV,400A | RMU | ROH | DF205040983 | φ6.4*16.5 Countersunk Seahorse blind rivets Stainless steel | 772 | 772 | 0 | 6100K013 | 1-1-1-1 | consumption | 2025-09-21 | Outer Enclosure |  | JD01-Jeddah Central Warehouse | 2025-09-30 | 2025-09-16 | 0 | [5 empty] | Work in Process Material Issue | 7485810
4500595083-[10] | 908321106 : SWGR,SMRT RMU OD,2LBS+1CB,13.8KV,400A | RMU | ROH | 205036418 | Flat Washer φ8 | 697 | 175 | 522 | 6100K013 | 1-1-1-1 | consumption | 2025-10-16 | SEP |  | JD01-Jeddah Central Warehouse | 2025-09-30 | 2025-09-16 | 0 | [5 empty] | Work in Process Pick | 8149358
4500595083-[10] | 908321106 : SWGR,SMRT RMU OD,2LBS+1CB,13.8KV,400A | RMU | ROH | 205036418 | Flat Washer φ8 | 522 | 480 | 42 | 6100K013 | 1-1-1-1 | consumption | 2025-09-17 | SEP |  | JD01-Jeddah Central Warehouse | 2025-09-30 | 2025-09-16 | 0 | [5 empty] | Work in Process Material Issue | 7375722
4500595083-[10] | 908321106 : SWGR,SMRT RMU OD,2LBS+1CB,13.8KV,400A | RMU | ROH | 205036418 | Flat Washer φ8 | 42 | 42 | 0 | 6100K013 | 1-1-1-1 | consumption | 2025-09-21 | SEP |  | JD01-Jeddah Central Warehouse | 2025-09-30 | 2025-09-16 | 0 | [5 empty] | Work in Process Material Issue | 7476745
4500595083-[10] | 908321106 : SWGR,SMRT RMU OD,2LBS+1CB,13.8KV,400A | RMU | ROH | 205038987 | Spring Washer φ8 | 697 | 113 | 584 | 6100K013 | R55-I-1-K013_SEP | inventory | 2025-10-28 | SEP |  | JD01-Jeddah Central Warehouse | 2025-09-30 | 2025-09-16 | 0
4500595083-[10] | 908321106 : SWGR,SMRT RMU OD,2LBS+1CB,13.8KV,400A | RMU | ROH | 205038987 | Spring Washer φ8 | 584 | 112 | 472 | 6100K013 | 1-1-1-1 | inventory | 2025-10-28 | SEP |  | JD01-Jeddah Central Warehouse | 2025-09-30 | 2025-09-16 | 0
4500595083-[10] | 908321106 : SWGR,SMRT RMU OD,2LBS+1CB,13.8KV,400A | RMU | ROH | 205038987 | Spring Washer φ8 | 472 | 40 | 432 | 6100K013 | R55-P-1-K013_SEP | inventory | 2025-10-28 | SEP |  | JD01-Jeddah Central Warehouse | 2025-09-30 | 2025-09-16 | 0
4500595083-[10] | 908321106 : SWGR,SMRT RMU OD,2LBS+1CB,13.8KV,400A | RMU | ROH | 205038987 | Spring Washer φ8 | 432 | 30 | 402 | 6100K013 | R54-I-1-K013_SEP | inventory | 2025-10-28 | SEP |  | JD01-Jeddah Central Warehouse | 2025-09-30 | 2025-09-16 | 0
4500595083-[10] | 908321106 : SWGR,SMRT RMU OD,2LBS+1CB,13.8KV,400A | RMU | ROH | 205038987 | Spring Washer φ8 | 402 | 260 | 142 | 6100K013 | 1-1-1-1 | consumption | 2025-10-16 | SEP |  | JD01-Jeddah Central Warehouse | 2025-09-30 | 2025-09-16 | 0 | [5 empty] | Work in Process Pick | 8149361
4500595083-[10] | 908321106 : SWGR,SMRT RMU OD,2LBS+1CB,13.8KV,400A | RMU | ROH | 205038987 | Spring Washer φ8 | 142 | 142 | 0 | 6100K013 | 1-1-1-1 | consumption | 2025-09-17 | SEP |  | JD01-Jeddah Central Warehouse | 2025-09-30 | 2025-09-16 | 0 | [5 empty] | Work in Process Material Issue | 7375723
4500592697-[90] | 908305010 : SWITCH,DISC,OVRHD,ABS,60HZ FREQ,200KV | LBS | ROH | 13-B100DY | GREEN PUSH BOTTON WITH START ADAPTER | 118 | 118 | 0 | free_stock | R57-G-1-1 | inventory | 2025-10-28 | LV |  | TB01-Tabuk Central Warehouse | 2025-10-15 | 2025-10-01 | 0
4500592697-[90] | 908305010 : SWITCH,DISC,OVRHD,ABS,60HZ FREQ,200KV | LBS | ROH | 13-B200DK | RED PUSH BOTTON WITH ADAPTER STOP | 118 | 118 | 0 | 6100K013 | R56-J-1-1 | inventory | 2025-10-28 | LV |  | TB01-Tabuk Central Warehouse | 2025-10-15 | 2025-10-01 | 0
4500592697-[90] | 908305010 : SWITCH,DISC,OVRHD,ABS,60HZ FREQ,200KV | LBS | ROH | 13-B3 | BA9S ILLUMINATION CONTACT BLOCK HOLDER | 236 | 236 | 0 | 6100K013 | R57-O-1-1 | inventory | 2025-10-28 | LV |  | TB01-Tabuk Central Warehouse | 2025-10-15 | 2025-10-01 | 0
4500592697-[90] | 908305010 : SWITCH,DISC,OVRHD,ABS,60HZ FREQ,200KV | LBS | ROH | 13-LED24K | 24V BA9S LED LAMP RED | 118 | 118 | 0 | 6100K013 | R57-G-1-1 | inventory | 2025-10-28 | LV |  | TB01-Tabuk Central Warehouse | 2025-10-15 | 2025-10-01 | 0
4500592697-[90] | 908305010 : SWITCH,DISC,OVRHD,ABS,60HZ FREQ,200KV | LBS | ROH | 13-LED24Y | 24V BA9S LED LAMP GREEN | 118 | 118 | 0 | 6100K013 | R57-G-1-1 | inventory | 2025-10-28 | LV |  | TB01-Tabuk Central Warehouse | 2025-10-15 | 2025-10-01 | 0
4500592697-[90] | 908305010 : SWITCH,DISC,OVRHD,ABS,60HZ FREQ,200KV | LBS | ROH | 13-MBSD24S | INDICATION LIGHT YELLOW 24V AC/DC | 118 | 118 | 0 | 6100K007 | 1-1-1-1 | inventory | 2025-10-28 | LV |  | TB01-Tabuk Central Warehouse | 2025-10-15 | 2025-10-01 | 0
4500592697-[90] | 908305010 : SWITCH,DISC,OVRHD,ABS,60HZ FREQ,200KV | LBS | ROH | LL10-W | ABB_LL10-W / LL10-W, AC/DC90-264V 50/60HZ | 118 | 118 | 0 | 6100K007 | 1-1-1-1 | inventory | 2025-10-28 | LV | Automated: Replaced 1YAB53301XIX0000 by LL10-W. | TB01-Tabuk Central Warehouse | 2025-10-15 | 2025-10-01 | 0
4500592697-[90] | 908305010 : SWITCH,DISC,OVRHD,ABS,60HZ FREQ,200KV | LBS | ROH | 1YAB5355CAB0000 | End Cover, D-OTTA6-T ¦ 790459 ¦ PHOENIX | 118 | 41 | 77 | 6100K023 | R53-R-1-K013_SEP | inventory | 2025-10-28 | LV |  | TB01-Tabuk Central Warehouse | 2025-10-15 | 2025-10-01 | 0
4500592697-[90] | 908305010 : SWITCH,DISC,OVRHD,ABS,60HZ FREQ,200KV | LBS | ROH | 1YAB5355CAB0000 | End Cover, D-OTTA6-T ¦ 790459 ¦ PHOENIX | 77 | 15 | 62 | 6100K019 | 1-1-1-1 | inventory | 2025-10-28 | LV |  | TB01-Tabuk Central Warehouse | 2025-10-15 | 2025-10-01 | 0
4500592697-[90] | 908305010 : SWITCH,DISC,OVRHD,ABS,60HZ FREQ,200KV | LBS | ROH | 1YAB5355CAB0000 | End Cover, D-OTTA6-T ¦ 790459 ¦ PHOENIX | 62 | 62 | 0 | 6100K007 | R15-T-1-KDP1_SEP | consumption | 2025-10-16 | LV |  | TB01-Tabuk Central Warehouse | 2025-10-15 | 2025-10-01 | 0 | [5 empty] | Work in Process Pick | 8141313
4500592697-[90] | 908305010 : SWITCH,DISC,OVRHD,ABS,60HZ FREQ,200KV | LBS | ROH | 1YAB5355DXB0000 | Marker, Terminal Strip, KLM-A ¦ 1004348 ¦ PHOENIX | 590 | 590 | 0 | free_stock | R59-G-1-MVBM_SEP | inventory | 2025-10-28 | LV |  | TB01-Tabuk Central Warehouse | 2025-10-15 | 2025-10-01 | 0
4500592697-[90] | 908305010 : SWITCH,DISC,OVRHD,ABS,60HZ FREQ,200KV | LBS | ROH | 1YHT480008P0311 | Empty LV Box for LBS & Sectionalizer (SECTOS 13.8kV & 33kV) with bracket for single pole | 118 | 31 | 87 | 6100K012B | 1-1-1-1 | inventory | 2025-10-28 | LV |  | TB01-Tabuk Central Warehouse | 2025-10-15 | 2025-10-01 | 0
4500592697-[90] | 908305010 : SWITCH,DISC,OVRHD,ABS,60HZ FREQ,200KV | LBS | ROH | 1YHT480008P0311 | Empty LV Box for LBS & Sectionalizer (SECTOS 13.8kV & 33kV) with bracket for single pole | 87 | 30 | 57 | free_stock | 1-1-1-1 | inventory | 2025-10-28 | LV |  | TB01-Tabuk Central Warehouse | 2025-10-15 | 2025-10-01 | 0
4500592697-[90] | 908305010 : SWITCH,DISC,OVRHD,ABS,60HZ FREQ,200KV | LBS | ROH | 1YHT480008P0311 | Empty LV Box for LBS & Sectionalizer (SECTOS 13.8kV & 33kV) with bracket for single pole | 57 | 17 | 40 | 6100K012B | WH2-1-1-K12B_SEP | inventory | 2025-10-28 | LV |  | TB01-Tabuk Central Warehouse | 2025-10-15 | 2025-10-01 | 0
4500592697-[90] | 908305010 : SWITCH,DISC,OVRHD,ABS,60HZ FREQ,200KV | LBS | ROH | 1YHT480008P0311 | Empty LV Box for LBS & Sectionalizer (SECTOS 13.8kV & 33kV) with bracket for single pole | 40 | 40 | 0 | 6100K012B | 1-1-1-1 | consumption | 2025-10-13 | LV |  | TB01-Tabuk Central Warehouse | 2025-10-15 | 2025-10-01 | 0 | [5 empty] | Work in Process Pick | 8077443
4500592697-[90] | 908305010 : SWITCH,DISC,OVRHD,ABS,60HZ FREQ,200KV | LBS | ROH | 205036416 | Flat Washersφ4 | 708 | 708 | 0 | 6100K013 | PLT1-1-1-K013_SEP | inventory | 2025-10-28 | LV |  | TB01-Tabuk Central Warehouse | 2025-10-15 | 2025-10-01 | 0
4500592697-[90] | 908305010 : SWITCH,DISC,OVRHD,ABS,60HZ FREQ,200KV | LBS | ROH | 205041920 | Flat Washersφ6 | 472 | 472 | 0 | 6100K006 | 1-1-1-1 | inventory | 2025-10-28 | LV |  | TB01-Tabuk Central Warehouse | 2025-10-15 | 2025-10-01 | 0
4500592697-[90] | 908305010 : SWITCH,DISC,OVRHD,ABS,60HZ FREQ,200KV | LBS | ROH | 208004917 | 4G Communication Module, Make: China inhand, ,Ord:: Inhand IR302-FQ58 with Mushroom Antenna | 118 | 118 | 0 | 6100K006 | 1-1-1-1 | inventory | 2025-10-28 | LV |  | TB01-Tabuk Central Warehouse | 2025-10-15 | 2025-10-01 | 0
4500592697-[90] | 908305010 : SWITCH,DISC,OVRHD,ABS,60HZ FREQ,200KV | LBS | ROH | SEP30183 | Nut, G.I, M6 | 472 | 28 | 444 | 6030M859 | R34-A-1-MBM_ISKAN | consumption | 2025-02-09 | LV | Automated: Replaced 211002077 by SEP30698. Automated: Replaced SEP30698 by SEP10851. Automated: Replaced SEP10851 by SEP30183. | TB01-Tabuk Central Warehouse | 2025-10-15 | 2025-10-01 | 0 | [5 empty] | Material Issue Order_MIO | 6979216
4500592697-[90] | 908305010 : SWITCH,DISC,OVRHD,ABS,60HZ FREQ,200KV | LBS | ROH | SEP30183 | Nut, G.I, M6 | 444 | 28 | 416 | 6030M863 | R34-A-1-MBM_ISKAN | consumption | 2025-02-09 | LV | Automated: Replaced 211002077 by SEP30698. Automated: Replaced SEP30698 by SEP10851. Automated: Replaced SEP10851 by SEP30183. | TB01-Tabuk Central Warehouse | 2025-10-15 | 2025-10-01 | 0 | [5 empty] | Material Issue Order_MIO | 6979237
4500592697-[90] | 908305010 : SWITCH,DISC,OVRHD,ABS,60HZ FREQ,200KV | LBS | ROH | SEP30183 | Nut, G.I, M6 | 416 | 416 | 0 | 6010J604 | PLT4-1-1-MBM_ISKAN | consumption | 2025-08-20 | LV | Automated: Replaced 211002077 by SEP30698. Automated: Replaced SEP30698 by SEP10851. Automated: Replaced SEP10851 by SEP30183. | TB01-Tabuk Central Warehouse | 2025-10-15 | 2025-10-01 | 0 | [5 empty] | Material Issue Order_MIO | 6692172
4500592697-[90] | 908305010 : SWITCH,DISC,OVRHD,ABS,60HZ FREQ,200KV | LBS | ROH | 5XECD.086.051 | Single Pole Mounting Brackets for LBS & Sectionalizer GT(SECTOS 13.8kV & 33kV) | 118 | 10 | 108 | 6100K008 | NEW.FLR-1-1-K006_SEP | consumption | 2025-10-23 | Bracket |  | TB01-Tabuk Central Warehouse | 2025-10-15 | 2025-10-01 | 0 | [5 empty] | Work in Process Pick | 8272245
4500592697-[90] | 908305010 : SWITCH,DISC,OVRHD,ABS,60HZ FREQ,200KV | LBS | ROH | 5XECD.086.051 | Single Pole Mounting Brackets for LBS & Sectionalizer GT(SECTOS 13.8kV & 33kV) | 108 | 60 | 48 | 6100K017 | NEW.FLR-1-1-K006_SEP | consumption | 2025-10-25 | Bracket |  | TB01-Tabuk Central Warehouse | 2025-10-15 | 2025-10-01 | 0 | [5 empty] | Work in Process Pick | 8301913
4500592697-[90] | 908305010 : SWITCH,DISC,OVRHD,ABS,60HZ FREQ,200KV | LBS | ROH | 5XECD.086.051 | Single Pole Mounting Brackets for LBS & Sectionalizer GT(SECTOS 13.8kV & 33kV) | 48 | 26 | 22 | 6100K006 | 1-1-1-1 | consumption | 2025-10-25 | Bracket |  | TB01-Tabuk Central Warehouse | 2025-10-15 | 2025-10-01 | 0 | [5 empty] | Work in Process Material Issue | 8298172
4500592697-[90] | 908305010 : SWITCH,DISC,OVRHD,ABS,60HZ FREQ,200KV | LBS | ROH | 5XECD.086.051 | Single Pole Mounting Brackets for LBS & Sectionalizer GT(SECTOS 13.8kV & 33kV) | 22 | 21 | 1 | 6100K017 | NEW.FLR-1-1-K12B_SEP | consumption | 2025-10-25 | Bracket |  | TB01-Tabuk Central Warehouse | 2025-10-15 | 2025-10-01 | 0 | [5 empty] | Work in Process Pick | 8301868
4500592697-[90] | 908305010 : SWITCH,DISC,OVRHD,ABS,60HZ FREQ,200KV | LBS | ROH | 5XECD.086.051 | Single Pole Mounting Brackets for LBS & Sectionalizer GT(SECTOS 13.8kV & 33kV) | 1 | 1 | 0 | 6100K006 | 1-1-1-1 | consumption | 2025-10-25 | Bracket |  | TB01-Tabuk Central Warehouse | 2025-10-15 | 2025-10-01 | 0 | [5 empty] | Work in Process Material Issue | 8298633
4500592697-[90] | 908305010 : SWITCH,DISC,OVRHD,ABS,60HZ FREQ,200KV | LBS | ROH | 5XECD.086.093.1 | Single Pole Mounting Brackets for CPT for LBS/Sectionalizer/Auto Recloser (SECTOS / OVR 13.8kV & 33kV) | 118 | 7 | 111 | 6100K008 | NEW.FLR-1-1-K12B_SEP | consumption | 2025-10-23 | Bracket |  | TB01-Tabuk Central Warehouse | 2025-10-15 | 2025-10-01 | 0 | [5 empty] | Work in Process Pick | 8273168
4500592697-[90] | 908305010 : SWITCH,DISC,OVRHD,ABS,60HZ FREQ,200KV | LBS | ROH | 6-CNFJ-22 | ZHE_6-CNFJ-22 / 12V 22Ah STORAGE BATTERY | 236 | 236 | 0 | free_stock | INC-1-1-K017_SEP | inventory | 2025-10-28 | LV |  | TB01-Tabuk Central Warehouse | 2025-10-15 | 2025-10-01 | 0
4500592697-[90] | 908305010 : SWITCH,DISC,OVRHD,ABS,60HZ FREQ,200KV | LBS | ROH | RMU000000106 | BOLT SOCKET CAP HEAD M5x60 ¦ 9ABA450075F1001 ¦ Local | 472 | 472 | 0 | free_stock | R58-A-1-K017_SEP | inventory | 2025-10-28 | LV | Automated: Replaced 9ABA450075F1001 by RMU000000106. | TB01-Tabuk Central Warehouse | 2025-10-15 | 2025-10-01 | 0
4500592697-[90] | 908305010 : SWITCH,DISC,OVRHD,ABS,60HZ FREQ,200KV | LBS | ROH | RMU000000107 | Bush Inner Dia 7x49 ¦ 9ABA450075F1002 ¦ Local | 472 | 472 | 0 | free_stock | 1-1-1-1 | inventory | 2025-10-28 | LV | Automated: Replaced 9ABA450075F1002 by RMU000000107. | TB01-Tabuk Central Warehouse | 2025-10-15 | 2025-10-01 | 0
4500592697-[90] | 908305010 : SWITCH,DISC,OVRHD,ABS,60HZ FREQ,200KV | LBS | ROH | RMU000000109 | BOLT SOCKET CAP HEAD M5x20 ¦ 9ABA450075F1004 ¦ Local | 1180 | 1180 | 0 | 6100K006 | 1-1-1-1 | inventory | 2025-10-28 | LV | Automated: Replaced 9ABA450075F1004 by RMU000000109. | TB01-Tabuk Central Warehouse | 2025-10-15 | 2025-10-01 | 0
4500592697-[90] | 908305010 : SWITCH,DISC,OVRHD,ABS,60HZ FREQ,200KV | LBS | ROH | RMU000000110 | BOLT SOCKET CAP HEAD M4x45 ¦ 9ABA450075F1005 ¦ Local | 236 | 236 | 0 | 6100K006 | 1-1-1-1 | inventory | 2025-10-28 | LV | Automated: Replaced 9ABA450075F1005 by RMU000000110. | TB01-Tabuk Central Warehouse | 2025-10-15 | 2025-10-01 | 0
4500592697-[90] | 908305010 : SWITCH,DISC,OVRHD,ABS,60HZ FREQ,200KV | LBS | ROH | RMU000000112 | BOLT SOCKET CAP HEAD M5x16 ¦ 9ABA450075F1007 ¦ Local | 1416 | 1416 | 0 | 6100K006 | 1-1-1-1 | inventory | 2025-10-28 | LV | Automated: Replaced 9ABA450075F1007 by RMU000000112. | TB01-Tabuk Central Warehouse | 2025-10-15 | 2025-10-01 | 0
4500592697-[90] | 908305010 : SWITCH,DISC,OVRHD,ABS,60HZ FREQ,200KV | LBS | ROH | RMU000000113 | Lock Washer M5 ¦ 9ABA450075F1008 ¦ Local | 1416 | 1416 | 0 | 6100K007 | 1-1-1-1 | inventory | 2025-10-28 | LV | Automated: Replaced 9ABA450075F1008 by RMU000000113. | TB01-Tabuk Central Warehouse | 2025-10-15 | 2025-10-01 | 0
4500592697-[90] | 908305010 : SWITCH,DISC,OVRHD,ABS,60HZ FREQ,200KV | LBS | ROH | RMU000000114 | BOLT SOCKET CAP HEAD M3x20 ¦ 9ABA450075F1009 ¦ Local | 472 | 472 | 0 | free_stock | R58-A-1-K017_SEP | inventory | 2025-10-28 | LV | Automated: Replaced 9ABA450075F1009 by RMU000000114. | TB01-Tabuk Central Warehouse | 2025-10-15 | 2025-10-01 | 0
4500592697-[90] | 908305010 : SWITCH,DISC,OVRHD,ABS,60HZ FREQ,200KV | LBS | ROH | RMU000000115 | Lock Washer M3 ¦ 9ABA450075F1010 ¦ Local | 472 | 472 | 0 | free_stock | OF1-1-1-K11B_SEP | inventory | 2025-10-28 | LV | Automated: Replaced 9ABA450075F1010 by RMU000000115. | TB01-Tabuk Central Warehouse | 2025-10-15 | 2025-10-01 | 0
4500592697-[90] | 908305010 : SWITCH,DISC,OVRHD,ABS,60HZ FREQ,200KV | LBS | ROH | RMU000000116 | Polycarbonate for limit switch ¦ 9ABA450075F1011 ¦ Local | 118 | 118 | 0 | free_stock | R56-R-1-K017_SEP | inventory | 2025-10-28 | LV | Automated: Replaced 9ABA450075F1011 by RMU000000116. | TB01-Tabuk Central Warehouse | 2025-10-15 | 2025-10-01 | 0
4500592697-[90] | 908305010 : SWITCH,DISC,OVRHD,ABS,60HZ FREQ,200KV | LBS | ROH | RMU000000117 | BOLT SOCKET CAP HEAD M4x40 ¦ 9ABA450075F1012 ¦ Local | 236 | 236 | 0 | 6100K006 | 1-1-1-1 | inventory | 2025-10-28 | LV | Automated: Replaced 9ABA450075F1012 by RMU000000117. | TB01-Tabuk Central Warehouse | 2025-10-15 | 2025-10-01 | 0
4500592697-[90] | 908305010 : SWITCH,DISC,OVRHD,ABS,60HZ FREQ,200KV | LBS | ROH | RMU000000118 | Bush Inner Dia 7x25 ¦ 9ABA450075F1013 ¦ Local | 236 | 236 | 0 | free_stock | R58-A-1-K017_SEP | inventory | 2025-10-28 | LV | Automated: Replaced 9ABA450075F1013 by RMU000000118. | TB01-Tabuk Central Warehouse | 2025-10-15 | 2025-10-01 | 0
4500592697-[90] | 908305010 : SWITCH,DISC,OVRHD,ABS,60HZ FREQ,200KV | LBS | ROH | AX3122 | CHINT_AUXILIARY CONTACT FOR MCB 1NO 1NC AC | 118 | 118 | 0 | free_stock | R55-R-1-K11B_SEP | inventory | 2025-10-28 | LV |  | TB01-Tabuk Central Warehouse | 2025-10-15 | 2025-10-01 | 0
4500592697-[90] | 908305010 : SWITCH,DISC,OVRHD,ABS,60HZ FREQ,200KV | LBS | ROH | CSB25A9PS2E- B L/R | 2 POSITION, LATCHING, SELECTOR SWITCH, 90DEGREES, 2 CONTACTS EACH, PAD LOCKABLE IN EACH POS (LOCAL/REMOTE) CSB25A9PS2E- B L/R | 118 | 88 | 30 | 6100K012B | R54-O-1-K017_SEP | consumption | 2025-04-10 | LV |  | TB01-Tabuk Central Warehouse | 2025-10-15 | 2025-10-01 | 0 | [5 empty] | Work in Process Material Issue | 7832357
4500592697-[90] | 908305010 : SWITCH,DISC,OVRHD,ABS,60HZ FREQ,200KV | LBS | ROH | CSB25A9PS2E- B L/R | 2 POSITION, LATCHING, SELECTOR SWITCH, 90DEGREES, 2 CONTACTS EACH, PAD LOCKABLE IN EACH POS (LOCAL/REMOTE) CSB25A9PS2E- B L/R | 30 | 10 | 20 | 6100K012B | R55-G-1-K11B_SEP | consumption | 2025-04-10 | LV |  | TB01-Tabuk Central Warehouse | 2025-10-15 | 2025-10-01 | 0 | [5 empty] | Work in Process Material Issue | 7832355
4500592697-[90] | 908305010 : SWITCH,DISC,OVRHD,ABS,60HZ FREQ,200KV | LBS | ROH | CSB25A9PS2E- B L/R | 2 POSITION, LATCHING, SELECTOR SWITCH, 90DEGREES, 2 CONTACTS EACH, PAD LOCKABLE IN EACH POS (LOCAL/REMOTE) CSB25A9PS2E- B L/R | 20 | 20 | 0 |  | R54-O-1-K017_SEP | consumption | 2025-10-19 | LV |  | TB01-Tabuk Central Warehouse | 2025-10-15 | 2025-10-01 | 0 | [5 empty] | Material Transfer Order_MTO | 8182137
4500592697-[90] | 908305010 : SWITCH,DISC,OVRHD,ABS,60HZ FREQ,200KV | LBS | ROH | CSB25A9PS2E- B OH/S | 2 POSITION, LATCHING, SELECTOR SWITCH, 90DEGREES, 2 CONTACTS EACH, PAD LOCKABLE IN EACH POS (OH-LBS/SECTIONALIZER) CSB25A9PS2E- B OH/S | 118 | 59 | 59 | 6100K012B | R53-O-1-K12B_SEP | inventory | 2025-10-28 | LV |  | TB01-Tabuk Central Warehouse | 2025-10-15 | 2025-10-01 | 0
4500592697-[90] | 908305010 : SWITCH,DISC,OVRHD,ABS,60HZ FREQ,200KV | LBS | ROH | CSB25A9PS2E- B OH/S | 2 POSITION, LATCHING, SELECTOR SWITCH, 90DEGREES, 2 CONTACTS EACH, PAD LOCKABLE IN EACH POS (OH-LBS/SECTIONALIZER) CSB25A9PS2E- B OH/S | 59 | 24 | 35 | 6100K006 | 1-1-1-1 | inventory | 2025-10-28 | LV |  | TB01-Tabuk Central Warehouse | 2025-10-15 | 2025-10-01 | 0
4500592697-[90] | 908305010 : SWITCH,DISC,OVRHD,ABS,60HZ FREQ,200KV | LBS | ROH | CSB25A9PS2E- B OH/S | 2 POSITION, LATCHING, SELECTOR SWITCH, 90DEGREES, 2 CONTACTS EACH, PAD LOCKABLE IN EACH POS (OH-LBS/SECTIONALIZER) CSB25A9PS2E- B OH/S | 35 | 10 | 25 | free_stock | 1-1-1-1 | inventory | 2025-10-28 | LV |  | TB01-Tabuk Central Warehouse | 2025-10-15 | 2025-10-01 | 0
4500592697-[90] | 908305010 : SWITCH,DISC,OVRHD,ABS,60HZ FREQ,200KV | LBS | ROH | CSB25A9PS2E- B OH/S | 2 POSITION, LATCHING, SELECTOR SWITCH, 90DEGREES, 2 CONTACTS EACH, PAD LOCKABLE IN EACH POS (OH-LBS/SECTIONALIZER) CSB25A9PS2E- B OH/S | 25 | 25 | 0 |  | R54-O-1-K017_SEP | consumption | 2025-10-19 | LV |  | TB01-Tabuk Central Warehouse | 2025-10-15 | 2025-10-01 | 0 | [5 empty] | Material Transfer Order_MTO | 8182140
4500592697-[90] | 908305010 : SWITCH,DISC,OVRHD,ABS,60HZ FREQ,200KV | LBS | ROH | DF205040971 | φ4*12 Waterproof blind rivets Stainless steel | 2360 | 2360 | 0 | 6100K013 | 1-1-1-1 | consumption | 2025-09-21 | LV |  | TB01-Tabuk Central Warehouse | 2025-10-15 | 2025-10-01 | 0 | [5 empty] | Work in Process Material Issue | 7485808
4500592697-[90] | 908305010 : SWITCH,DISC,OVRHD,ABS,60HZ FREQ,200KV | LBS | ROH | DF240510009 | Self-locking nuts M4 | 236 | 236 | 0 | 6100K013 | 1-1-1-1 | consumption | 2025-11-09 | LV |  | TB01-Tabuk Central Warehouse | 2025-10-15 | 2025-10-01 | 0 | [5 empty] | Work in Process Material Issue | 7226771
4500592697-[90] | 908305010 : SWITCH,DISC,OVRHD,ABS,60HZ FREQ,200KV | LBS | ROH | DF240612003 | KSS-CV-150BK CABLE TIES 150X3.6 BALCK | 2950 | 2950 | 0 | 6100K013 | 1-1-1-1 | inventory | 2025-10-28 | LV |  | TB01-Tabuk Central Warehouse | 2025-10-15 | 2025-10-01 | 0
4500592697-[90] | 908305010 : SWITCH,DISC,OVRHD,ABS,60HZ FREQ,200KV | LBS | ROH | DF240612004 | HT-EXS25 EXPANDABLE SLEEVE - 25MM 100MTR/ROL | 118 | 118 | 0 | 6100K013 | 1-1-1-1 | consumption | 2025-09-18 | LV |  | TB01-Tabuk Central Warehouse | 2025-10-15 | 2025-10-01 | 0 | [5 empty] | Work in Process Material Issue | 7402113
4500592697-[90] | 908305010 : SWITCH,DISC,OVRHD,ABS,60HZ FREQ,200KV | LBS | ROH | DF240612005 | HT-EXS32 EXPANDABLE SLEEVE - 32MM 100MTR/ROL | 118 | 118 | 0 | 6100K013 | PLT3-1-1-K013_SEP | inventory | 2025-10-28 | LV |  | TB01-Tabuk Central Warehouse | 2025-10-15 | 2025-10-01 | 0
4500592697-[90] | 908305010 : SWITCH,DISC,OVRHD,ABS,60HZ FREQ,200KV | LBS | ROH | DF240612007 | KSS-KS-12B 12MM SPIRAL 20-65 WRAPPING BAND 10MTR/BAG | 118 | 118 | 0 | 6100KDP02 | R54-A-1-K013_SEP | inventory | 2025-10-28 | LV |  | TB01-Tabuk Central Warehouse | 2025-10-15 | 2025-10-01 | 0
4500592697-[90] | 908305010 : SWITCH,DISC,OVRHD,ABS,60HZ FREQ,200KV | LBS | ROH | DF241124003 | Spring washersφ6 Stainless steel | 472 | 472 | 0 | 6100K013 | R55-I-1-K013_SEP | inventory | 2025-10-28 | LV |  | TB01-Tabuk Central Warehouse | 2025-10-15 | 2025-10-01 | 0
4500592697-[90] | 908305010 : SWITCH,DISC,OVRHD,ABS,60HZ FREQ,200KV | LBS | ROH | DF241126013 | KSS-CV-200MBK BLACK NYLON CABLE TIES (200MMX2.5MM) | 2950 | 2950 | 0 | 6100K006 | 1-1-1-1 | inventory | 2025-10-28 | LV |  | TB01-Tabuk Central Warehouse | 2025-10-15 | 2025-10-01 | 0
4500592697-[90] | 908305010 : SWITCH,DISC,OVRHD,ABS,60HZ FREQ,200KV | LBS | ROH | DF241128001 | spring washerφ4 Stainless Steel | 472 | 472 | 0 | 6100K007 | 1-1-1-1 | inventory | 2025-10-28 | LV |  | TB01-Tabuk Central Warehouse | 2025-10-15 | 2025-10-01 | 0
4500592697-[90] | 908305010 : SWITCH,DISC,OVRHD,ABS,60HZ FREQ,200KV | LBS | ROH | DF241128002 | Hex nuts M4 | 472 | 472 | 0 | free_stock | R58-A-1-K11B_SEP | inventory | 2025-10-28 | LV |  | TB01-Tabuk Central Warehouse | 2025-10-15 | 2025-10-01 | 0
4500592697-[90] | 908305010 : SWITCH,DISC,OVRHD,ABS,60HZ FREQ,200KV | LBS | ROH | DMS 2121 2467-366 | SCREW SELF TAPPING TORX M6 X 12 | 2360 | 2360 | 0 | 6100K006 | 1-1-1-1 | inventory | 2025-10-28 | LV |  | TB01-Tabuk Central Warehouse | 2025-10-15 | 2025-10-01 | 0
4500592697-[90] | 908305010 : SWITCH,DISC,OVRHD,ABS,60HZ FREQ,200KV | LBS | ROH | DMS 2121 2519-295 | BOLT SOCKET HEAD M4X20 | 236 | 236 | 0 | free_stock | R58-A-1-K12B_SEP | inventory | 2025-10-28 | LV |  | TB01-Tabuk Central Warehouse | 2025-10-15 | 2025-10-01 | 0
4500592697-[90] | 908305010 : SWITCH,DISC,OVRHD,ABS,60HZ FREQ,200KV | LBS | ROH | DMS 2121 2519-368 | BOLT SOCKET CAP HEAD M6X16 | 472 | 472 | 0 | 6100K006 | 1-1-1-1 | inventory | 2025-10-28 | LV |  | TB01-Tabuk Central Warehouse | 2025-10-15 | 2025-10-01 | 0
4500592697-[90] | 908305010 : SWITCH,DISC,OVRHD,ABS,60HZ FREQ,200KV | LBS | ROH | DMS 2126 2011-114 | NUT, HEX M5 | 2832 | 2832 | 0 | free_stock | R58-A-1-K11B_SEP | inventory | 2025-10-28 | LV |  | TB01-Tabuk Central Warehouse | 2025-10-15 | 2025-10-01 | 0
4500592697-[90] | 908305010 : SWITCH,DISC,OVRHD,ABS,60HZ FREQ,200KV | LBS | ROH | EC-DIODE-BY255 | Flash light BY255_EC-DIODE-BY255 / EC-DIODE-BY255 Urrm=1300V In=3A | 590 | 590 | 0 | 6100K006 | 1-1-1-1 | inventory | 2025-10-28 | LV |  | TB01-Tabuk Central Warehouse | 2025-10-15 | 2025-10-01 | 0
4500592697-[90] | 908305010 : SWITCH,DISC,OVRHD,ABS,60HZ FREQ,200KV | LBS | ROH | HBCBABNCBD1BBBD21G | REC615 2.0- HBCBABNCBD1BBBD21G | 118 | 118 | 0 | free_stock | 1-1-1-1 | inventory | 2025-10-28 | LV |  | TB01-Tabuk Central Warehouse | 2025-10-15 | 2025-10-01 | 0
4500592697-[90] | 908305010 : SWITCH,DISC,OVRHD,ABS,60HZ FREQ,200KV | LBS | ROH | IN76350001-2 | APT_THERMOSTAT WITHOUT STEM,SETTING: 0-60 DEG.CENTIGRADE | 118 | 118 | 0 | 6100K012B | 1-1-1-1 | inventory | 2025-10-28 | LV |  | TB01-Tabuk Central Warehouse | 2025-10-15 | 2025-10-01 | 0
4500592697-[90] | 908305010 : SWITCH,DISC,OVRHD,ABS,60HZ FREQ,200KV | LBS | ROH | LSA-AD11J50CA | R&Y_AD11-J50CA/LXR23 RED ALARM LAMP 24VDC | 118 | 118 | 0 | 6100K012B | 1-1-1-1 | inventory | 2025-10-28 | LV |  | TB01-Tabuk Central Warehouse | 2025-10-15 | 2025-10-01 | 0
4500592697-[90] | 908305010 : SWITCH,DISC,OVRHD,ABS,60HZ FREQ,200KV | LBS | ROH | LXW18-11B | SHF_LXW18-11B / LIMIT SWITCH 1NO+1NC | 236 | 236 | 0 | 6100K012B | 1-1-1-1 | inventory | 2025-10-28 | LV |  | TB01-Tabuk Central Warehouse | 2025-10-15 | 2025-10-01 | 0
4500592697-[90] | 908305010 : SWITCH,DISC,OVRHD,ABS,60HZ FREQ,200KV | LBS | ROH | MMCM-C4/2 | CHINT_AC MINIATURE CIRCUIT BREAKER 2P 4A mMCM-C4/2 | 118 | 118 | 0 | 6100K012B | 1-1-1-1 | inventory | 2025-10-28 | LV |  | TB01-Tabuk Central Warehouse | 2025-10-15 | 2025-10-01 | 0
4500592697-[90] | 908305010 : SWITCH,DISC,OVRHD,ABS,60HZ FREQ,200KV | LBS | ROH | MV-OHL-CPT-33KV-DP | Double Pole Control PT . Primary 33 kV : secondary 0.23kV, 200VA, Class 1. 700VAth .Frequency 60Hz .Out door type . Ambient 55 Degree C. Insulation level 36/95/200kV , Voltage factor :1.2Un Cont, As per IEC 61869-1&3 Class E.Primary terminal suitable for cable connection (clamp type) .Colour Grey for out door installation.Type test and routine test reports will be required .Laser printed name plate required. As per SEC Distribution standard Specification. | 118 | 118 | 0 | 6100K007 | 1-1-1-1 | inventory | 2025-10-28 | CPT |  | TB01-Tabuk Central Warehouse | 2025-10-15 | 2025-10-01 | 0
4500592697-[90] | 908305010 : SWITCH,DISC,OVRHD,ABS,60HZ FREQ,200KV | LBS | ROH | MV2000-1685-06-W | WHITE TUBE, INNER DIA 3.5MM (1.5 WIRE) | 2360 | 2360 | 0 | 6100K013 | INC-1-1-MVBM_SEP | consumption | 2025-08-10 | LV |  | TB01-Tabuk Central Warehouse | 2025-10-15 | 2025-10-01 | 0 | [5 empty] | Material Issue Order_MIO | 7982927
4500592697-[90] | 908305010 : SWITCH,DISC,OVRHD,ABS,60HZ FREQ,200KV | LBS | ROH | NB1-10DC 1P | Miniature Circuit Breaker, MCB, 10A, 1P, C Type, DC | 236 | 236 | 0 | 6100K007 | 1-1-1-1 | inventory | 2025-10-28 | LV |  | TB01-Tabuk Central Warehouse | 2025-10-15 | 2025-10-01 | 0
4500592697-[90] | 908305010 : SWITCH,DISC,OVRHD,ABS,60HZ FREQ,200KV | LBS | ROH | NB1-6DC 1P | Miniature Circuit Breaker, MCB, 6A, 1P, C Type, DC | 118 | 118 | 0 | free_stock | R62-G-1-K017_SEP | inventory | 2025-10-28 | LV |  | TB01-Tabuk Central Warehouse | 2025-10-15 | 2025-10-01 | 0
4500592697-[90] | 908305010 : SWITCH,DISC,OVRHD,ABS,60HZ FREQ,200KV | LBS | ROH | NXA36CK630AM4-1 | Smart Outdoor LBS or Sectionalizer, 33kV,3P,400A,60Hz,200kV Bil,PM,SF6,1178MM MV-LBS& Sectionalizer SEC Item # 908334004 & SWITCH, DISC,LBS,SF6, LBS, 33kV 60Hz, 200kV BIL SEC Item #908305009 & 908305010 NXA36CK630AM4/Manual-Lock/Gauge/3CT/terminal-Cap-G/SA-Bracket/Painting/Counter | 118 | 31 | 87 | 6100K012B | NEW.FLR-1-1-K12B_SEP | inventory | 2025-10-28 | Gas Tank |  | TB01-Tabuk Central Warehouse | 2025-10-15 | 2025-10-01 | 0
4500592697-[90] | 908305010 : SWITCH,DISC,OVRHD,ABS,60HZ FREQ,200KV | LBS | ROH | NXA36CK630AM4-1 | Smart Outdoor LBS or Sectionalizer, 33kV,3P,400A,60Hz,200kV Bil,PM,SF6,1178MM MV-LBS& Sectionalizer SEC Item # 908334004 & SWITCH, DISC,LBS,SF6, LBS, 33kV 60Hz, 200kV BIL SEC Item #908305009 & 908305010 NXA36CK630AM4/Manual-Lock/Gauge/3CT/terminal-Cap-G/SA-Bracket/Painting/Counter | 87 | 8 | 79 | 6100K011B | NEW.FLR-1-1-K11B_SEP | inventory | 2025-10-28 | Gas Tank |  | TB01-Tabuk Central Warehouse | 2025-10-15 | 2025-10-01 | 0
4500592697-[90] | 908305010 : SWITCH,DISC,OVRHD,ABS,60HZ FREQ,200KV | LBS | ROH | NXA36CK630AM4-1 | Smart Outdoor LBS or Sectionalizer, 33kV,3P,400A,60Hz,200kV Bil,PM,SF6,1178MM MV-LBS& Sectionalizer SEC Item # 908334004 & SWITCH, DISC,LBS,SF6, LBS, 33kV 60Hz, 200kV BIL SEC Item #908305009 & 908305010 NXA36CK630AM4/Manual-Lock/Gauge/3CT/terminal-Cap-G/SA-Bracket/Painting/Counter | 79 | 79 | 0 | 6100K011B | NEW.FLR-1-1-K11B_SEP | consumption | 2025-10-26 | Gas Tank |  | TB01-Tabuk Central Warehouse | 2025-10-15 | 2025-10-01 | 0 | [5 empty] | Project Transfer | 8314300
4500592697-[90] | 908305010 : SWITCH,DISC,OVRHD,ABS,60HZ FREQ,200KV | LBS | ROH | OP-PLT-SEC-T3-230-2907919 | C&J_CJ-T2-AC 10-20kA T2 2P, Ur=230VAC,Uo=255VAC (SURGE PROTECTION UNIT) | 118 | 118 | 0 | 6100K006 | 1-1-1-1 | inventory | 2025-10-28 | LV |  | TB01-Tabuk Central Warehouse | 2025-10-15 | 2025-10-01 | 0
4500592697-[90] | 908305010 : SWITCH,DISC,OVRHD,ABS,60HZ FREQ,200KV | LBS | ROH | PL.AC30 | WZAZURE_PL.AC30 / THREE PIN SOCKET DIN RAIL MOUNTED | 118 | 118 | 0 | free_stock | R56-O-1-K11A_SEP | inventory | 2025-10-28 | LV |  | TB01-Tabuk Central Warehouse | 2025-10-15 | 2025-10-01 | 0
4500592697-[90] | 908305010 : SWITCH,DISC,OVRHD,ABS,60HZ FREQ,200KV | LBS | ROH | PXC-0311171 | FB 10- RTK/S - Screw bridge, pitch: 8.2 mm, number of positions: 10, color: silver | 590 | 105 | 485 | free_stock | R15-L-1-K12B_SEP | inventory | 2025-10-28 | LV |  | TB01-Tabuk Central Warehouse | 2025-10-15 | 2025-10-01 | 0
4500592697-[90] | 908305010 : SWITCH,DISC,OVRHD,ABS,60HZ FREQ,200KV | LBS | ROH | PXC-0311171 | FB 10- RTK/S - Screw bridge, pitch: 8.2 mm, number of positions: 10, color: silver | 485 | 100 | 385 | free_stock | 1-1-1-1 | inventory | 2025-10-28 | LV |  | TB01-Tabuk Central Warehouse | 2025-10-15 | 2025-10-01 | 0
4500592697-[90] | 908305010 : SWITCH,DISC,OVRHD,ABS,60HZ FREQ,200KV | LBS | ROH | PXC-0311171 | FB 10- RTK/S - Screw bridge, pitch: 8.2 mm, number of positions: 10, color: silver | 385 | 75 | 310 | free_stock | R15-L-1-K12A_SEP | inventory | 2025-10-28 | LV |  | TB01-Tabuk Central Warehouse | 2025-10-15 | 2025-10-01 | 0
4500592697-[90] | 908305010 : SWITCH,DISC,OVRHD,ABS,60HZ FREQ,200KV | LBS | ROH | PXC-0311171 | FB 10- RTK/S - Screw bridge, pitch: 8.2 mm, number of positions: 10, color: silver | 310 | 45 | 265 | 6100K007 | 1-1-1-1 | inventory | 2025-10-28 | LV |  | TB01-Tabuk Central Warehouse | 2025-10-15 | 2025-10-01 | 0
4500592697-[90] | 908305010 : SWITCH,DISC,OVRHD,ABS,60HZ FREQ,200KV | LBS | ROH | PXC-0311171 | FB 10- RTK/S - Screw bridge, pitch: 8.2 mm, number of positions: 10, color: silver | 265 | 5 | 260 | 6100K012B | 1-1-1-1 | inventory | 2025-10-28 | LV |  | TB01-Tabuk Central Warehouse | 2025-10-15 | 2025-10-01 | 0
4500592697-[90] | 908305010 : SWITCH,DISC,OVRHD,ABS,60HZ FREQ,200KV | LBS | ROH | PXC-0311171 | FB 10- RTK/S - Screw bridge, pitch: 8.2 mm, number of positions: 10, color: silver | 260 | 5 | 255 | 6100K012B | 1-1-1-1 | consumption | 2025-10-13 | LV |  | TB01-Tabuk Central Warehouse | 2025-10-15 | 2025-10-01 | 0 | [5 empty] | Work in Process Pick | 8077363
4500592697-[90] | 908305010 : SWITCH,DISC,OVRHD,ABS,60HZ FREQ,200KV | LBS | ROH | PXC-0311171 | FB 10- RTK/S - Screw bridge, pitch: 8.2 mm, number of positions: 10, color: silver | 255 | 150 | 105 | 6100K008 | R15-L-1-K11A_SEP | consumption | 2025-10-18 | LV |  | TB01-Tabuk Central Warehouse | 2025-10-15 | 2025-10-01 | 0 | [5 empty] | Work in Process Pick | 8162531
4500592697-[90] | 908305010 : SWITCH,DISC,OVRHD,ABS,60HZ FREQ,200KV | LBS | ROH | PXC-0311171 | FB 10- RTK/S - Screw bridge, pitch: 8.2 mm, number of positions: 10, color: silver | 105 | 105 | 0 | 6100K011B | R15-L-1-K11A_SEP | consumption | 2025-10-19 | LV |  | TB01-Tabuk Central Warehouse | 2025-10-15 | 2025-10-01 | 0 | [5 empty] | Work in Process Pick | 8171872
4500592697-[90] | 908305010 : SWITCH,DISC,OVRHD,ABS,60HZ FREQ,200KV | LBS | ROH | PXC-3000834 | SCBI 10-6 W - Screw bridge, with spring washer and insulating collar, pitch: 6.2 mm, number of positions: 10, color: silver | 1062 | 198 | 864 | free_stock | 1-1-1-1 | inventory | 2025-10-28 | LV |  | TB01-Tabuk Central Warehouse | 2025-10-15 | 2025-10-01 | 0
4500592697-[90] | 908305010 : SWITCH,DISC,OVRHD,ABS,60HZ FREQ,200KV | LBS | ROH | PXC-3000834 | SCBI 10-6 W - Screw bridge, with spring washer and insulating collar, pitch: 6.2 mm, number of positions: 10, color: silver | 864 | 150 | 714 | free_stock | R15-B-1-K12A_SEP | inventory | 2025-10-28 | LV |  | TB01-Tabuk Central Warehouse | 2025-10-15 | 2025-10-01 | 0
4500592697-[90] | 908305010 : SWITCH,DISC,OVRHD,ABS,60HZ FREQ,200KV | LBS | ROH | PXC-3000834 | SCBI 10-6 W - Screw bridge, with spring washer and insulating collar, pitch: 6.2 mm, number of positions: 10, color: silver | 714 | 149 | 565 | 6100K012B | 1-1-1-1 | inventory | 2025-10-28 | LV |  | TB01-Tabuk Central Warehouse | 2025-10-15 | 2025-10-01 | 0
4500592697-[90] | 908305010 : SWITCH,DISC,OVRHD,ABS,60HZ FREQ,200KV | LBS | ROH | PXC-3000834 | SCBI 10-6 W - Screw bridge, with spring washer and insulating collar, pitch: 6.2 mm, number of positions: 10, color: silver | 565 | 138 | 427 | 6100K007 | 1-1-1-1 | inventory | 2025-10-28 | LV |  | TB01-Tabuk Central Warehouse | 2025-10-15 | 2025-10-01 | 0
4500592697-[90] | 908305010 : SWITCH,DISC,OVRHD,ABS,60HZ FREQ,200KV | LBS | ROH | PXC-3000834 | SCBI 10-6 W - Screw bridge, with spring washer and insulating collar, pitch: 6.2 mm, number of positions: 10, color: silver | 427 | 129 | 298 | free_stock | R15-B-1-K12B_SEP | inventory | 2025-10-28 | LV |  | TB01-Tabuk Central Warehouse | 2025-10-15 | 2025-10-01 | 0
4500592697-[90] | 908305010 : SWITCH,DISC,OVRHD,ABS,60HZ FREQ,200KV | LBS | ROH | PXC-3000834 | SCBI 10-6 W - Screw bridge, with spring washer and insulating collar, pitch: 6.2 mm, number of positions: 10, color: silver | 298 | 298 | 0 | 6100K012B | 1-1-1-1 | consumption | 2025-10-13 | LV |  | TB01-Tabuk Central Warehouse | 2025-10-15 | 2025-10-01 | 0 | [5 empty] | Work in Process Pick | 8077354
4500592697-[90] | 908305010 : SWITCH,DISC,OVRHD,ABS,60HZ FREQ,200KV | LBS | ROH | PXC-3022218 | CLIPFIX 35 - End bracket, Quick mounting end clamp for NS 35/7,5 DIN rail or NS 35/15 DIN rail, with marking option, width: 9.5 mm, color: gray | 590 | 155 | 435 | 6100K007 | 1-1-1-1 | inventory | 2025-10-28 | LV |  | TB01-Tabuk Central Warehouse | 2025-10-15 | 2025-10-01 | 0
4500592697-[90] | 908305010 : SWITCH,DISC,OVRHD,ABS,60HZ FREQ,200KV | LBS | ROH | PXC-3022218 | CLIPFIX 35 - End bracket, Quick mounting end clamp for NS 35/7,5 DIN rail or NS 35/15 DIN rail, with marking option, width: 9.5 mm, color: gray | 435 | 140 | 295 | free_stock | 1-1-1-1 | inventory | 2025-10-28 | LV |  | TB01-Tabuk Central Warehouse | 2025-10-15 | 2025-10-01 | 0
4500592697-[90] | 908305010 : SWITCH,DISC,OVRHD,ABS,60HZ FREQ,200KV | LBS | ROH | PXC-3022218 | CLIPFIX 35 - End bracket, Quick mounting end clamp for NS 35/7,5 DIN rail or NS 35/15 DIN rail, with marking option, width: 9.5 mm, color: gray | 295 | 10 | 285 | 6100K012B | 1-1-1-1 | inventory | 2025-10-28 | LV |  | TB01-Tabuk Central Warehouse | 2025-10-15 | 2025-10-01 | 0
4500592697-[90] | 908305010 : SWITCH,DISC,OVRHD,ABS,60HZ FREQ,200KV | LBS | ROH | PXC-3022218 | CLIPFIX 35 - End bracket, Quick mounting end clamp for NS 35/7,5 DIN rail or NS 35/15 DIN rail, with marking option, width: 9.5 mm, color: gray | 285 | 5 | 280 | 6100K006 | 1-1-1-1 | inventory | 2025-10-28 | LV |  | TB01-Tabuk Central Warehouse | 2025-10-15 | 2025-10-01 | 0
4500592697-[90] | 908305010 : SWITCH,DISC,OVRHD,ABS,60HZ FREQ,200KV | LBS | ROH | PXC-3022218 | CLIPFIX 35 - End bracket, Quick mounting end clamp for NS 35/7,5 DIN rail or NS 35/15 DIN rail, with marking option, width: 9.5 mm, color: gray | 280 | 280 | 0 | 6100K011B | R57-O-1-K11B_SEP | consumption | 2025-10-19 | LV |  | TB01-Tabuk Central Warehouse | 2025-10-15 | 2025-10-01 | 0 | [5 empty] | Work in Process Pick | 8171878
4500592697-[90] | 908305010 : SWITCH,DISC,OVRHD,ABS,60HZ FREQ,200KV | LBS | ROH | PXC-3059809 | D-TB 4/10 - Cover, depth: 35.9 mm, width: 1.8 mm, height: 42.5 mm, color: dark gray | 1180 | 117 | 1063 | 6100K007 | INC-1-1-K12A_SEP | consumption | 2025-10-13 | LV |  | TB01-Tabuk Central Warehouse | 2025-10-15 | 2025-10-01 | 0 | [5 empty] | Work in Process Pick | 8079386
4500592697-[90] | 908305010 : SWITCH,DISC,OVRHD,ABS,60HZ FREQ,200KV | LBS | ROH | PXC-3059809 | D-TB 4/10 - Cover, depth: 35.9 mm, width: 1.8 mm, height: 42.5 mm, color: dark gray | 1063 | 95 | 968 | 6100K012B | 1-1-1-1 | consumption | 2025-10-13 | LV |  | TB01-Tabuk Central Warehouse | 2025-10-15 | 2025-10-01 | 0 | [5 empty] | Work in Process Pick | 8077351
4500592697-[90] | 908305010 : SWITCH,DISC,OVRHD,ABS,60HZ FREQ,200KV | LBS | ROH | PXC-3059809 | D-TB 4/10 - Cover, depth: 35.9 mm, width: 1.8 mm, height: 42.5 mm, color: dark gray | 968 | 58 | 910 | 6100K007 | INC-1-1-K11B_SEP | consumption | 2025-10-13 | LV |  | TB01-Tabuk Central Warehouse | 2025-10-15 | 2025-10-01 | 0 | [5 empty] | Work in Process Pick | 8079389
4500592697-[90] | 908305010 : SWITCH,DISC,OVRHD,ABS,60HZ FREQ,200KV | LBS | ROH | PXC-3059809 | D-TB 4/10 - Cover, depth: 35.9 mm, width: 1.8 mm, height: 42.5 mm, color: dark gray | 910 | 77 | 833 | 6100K008 | INC-1-1-K11A_SEP | consumption | 2025-10-18 | LV |  | TB01-Tabuk Central Warehouse | 2025-10-15 | 2025-10-01 | 0 | [5 empty] | Work in Process Pick | 8162525
4500592697-[90] | 908305010 : SWITCH,DISC,OVRHD,ABS,60HZ FREQ,200KV | LBS | ROH | PXC-3059809 | D-TB 4/10 - Cover, depth: 35.9 mm, width: 1.8 mm, height: 42.5 mm, color: dark gray | 833 | 204 | 629 | 6100K011B | INC-1-1-K11A_SEP | consumption | 2025-10-19 | LV |  | TB01-Tabuk Central Warehouse | 2025-10-15 | 2025-10-01 | 0 | [5 empty] | Work in Process Pick | 8171855
4500592697-[90] | 908305010 : SWITCH,DISC,OVRHD,ABS,60HZ FREQ,200KV | LBS | ROH | PXC-3059809 | D-TB 4/10 - Cover, depth: 35.9 mm, width: 1.8 mm, height: 42.5 mm, color: dark gray | 629 | 629 | 0 | 6100K007 | INC-1-1-K11A_SEP | consumption | 2025-10-23 | LV |  | TB01-Tabuk Central Warehouse | 2025-10-15 | 2025-10-01 | 0 | [5 empty] | Work in Process Pick | 8268963
4500592697-[90] | 908305010 : SWITCH,DISC,OVRHD,ABS,60HZ FREQ,200KV | LBS | ROH | PXC-3246966 | E/TB - End bracket, for assembly on NS 32 or NS 35/7.5 DIN rail | 1062 | 606 | 456 | free_stock | R56-I-1-1 | inventory | 2025-10-28 | LV |  | TB01-Tabuk Central Warehouse | 2025-10-15 | 2025-10-01 | 0
4500592697-[90] | 908305010 : SWITCH,DISC,OVRHD,ABS,60HZ FREQ,200KV | LBS | ROH | PXC-3246966 | E/TB - End bracket, for assembly on NS 32 or NS 35/7.5 DIN rail | 456 | 115 | 341 | free_stock | 1-1-1-1 | inventory | 2025-10-28 | LV |  | TB01-Tabuk Central Warehouse | 2025-10-15 | 2025-10-01 | 0
4500592697-[90] | 908305010 : SWITCH,DISC,OVRHD,ABS,60HZ FREQ,200KV | LBS | ROH | PXC-3246966 | E/TB - End bracket, for assembly on NS 32 or NS 35/7.5 DIN rail | 341 | 33 | 308 | 6100K006 | 1-1-1-1 | inventory | 2025-10-28 | LV |  | TB01-Tabuk Central Warehouse | 2025-10-15 | 2025-10-01 | 0
4500592697-[90] | 908305010 : SWITCH,DISC,OVRHD,ABS,60HZ FREQ,200KV | LBS | ROH | PXC-3246966 | E/TB - End bracket, for assembly on NS 32 or NS 35/7.5 DIN rail | 308 | 308 | 0 | 6100K012B | 1-1-1-1 | consumption | 2025-10-13 | LV |  | TB01-Tabuk Central Warehouse | 2025-10-15 | 2025-10-01 | 0 | [5 empty] | Work in Process Pick | 8077360
4500592697-[90] | 908305010 : SWITCH,DISC,OVRHD,ABS,60HZ FREQ,200KV | LBS | ROH | PXC.3246023 | PHOENIX CONTACT_TB 4 EI / SCREW TERMINAL, 2PTS, 4 SQMM GREY | 7080 | 7080 | 0 | free_stock | R67-O-1-K11B_SEP | inventory | 2025-10-28 | LV |  | TB01-Tabuk Central Warehouse | 2025-10-15 | 2025-10-01 | 0
4500592697-[90] | 908305010 : SWITCH,DISC,OVRHD,ABS,60HZ FREQ,200KV | LBS | ROH | PXC.5775287 | PHOENIX CONTACT_TB6-RTK-02 / DISCONNECT TERMINAL BLOCK 6 SQMM | 2832 | 2832 | 0 | 6100K007 | 1-1-1-1 | inventory | 2025-10-28 | LV |  | TB01-Tabuk Central Warehouse | 2025-10-15 | 2025-10-01 | 0
4500592697-[90] | 908305010 : SWITCH,DISC,OVRHD,ABS,60HZ FREQ,200KV | LBS | ROH | RH050 | VISHAY_HEATER RH050, 50W 4.7KOHM, 120-240V AC/DC | 118 | 118 | 0 | free_stock | 1-1-1-1 | inventory | 2025-10-28 | LV |  | TB01-Tabuk Central Warehouse | 2025-10-15 | 2025-10-01 | 0
4500592697-[90] | 908305010 : SWITCH,DISC,OVRHD,ABS,60HZ FREQ,200KV | LBS | ROH | RMU000000108 | Plain Washer M5 ¦ 9ABA450075F1003 ¦ Local | 3186 | 3186 | 0 | 6100K006 | 1-1-1-1 | inventory | 2025-10-28 | LV |  | TB01-Tabuk Central Warehouse | 2025-10-15 | 2025-10-01 | 0
4500592697-[90] | 908305010 : SWITCH,DISC,OVRHD,ABS,60HZ FREQ,200KV | LBS | ROH | RMU000000113 | Lock Washer M5 ¦ 9ABA450075F1008 ¦ Local | 354 | 354 | 0 | free_stock | INC-1-1-K12B_SEP | inventory | 2025-10-28 | LV |  | TB01-Tabuk Central Warehouse | 2025-10-15 | 2025-10-01 | 0
4500592697-[90] | 908305010 : SWITCH,DISC,OVRHD,ABS,60HZ FREQ,200KV | LBS | ROH | RMU000000298 | CHINT_AUXILIARY CONTACT FOR MCB 1NO 1NC DC (XF9) | 118 | 118 | 0 | 6100K006 | 1-1-1-1 | inventory | 2025-10-28 | LV |  | TB01-Tabuk Central Warehouse | 2025-10-15 | 2025-10-01 | 0
4500592697-[90] | 908305010 : SWITCH,DISC,OVRHD,ABS,60HZ FREQ,200KV | LBS | ROH | SEP10052 | ‭DISCONNECTING TB FOR CT, OTTA 6-T, BOLT W/O SPRING/0790462/OTTA 6-T P/P‬ | 708 | 708 | 0 | free_stock | R67-O-1-K11A_SEP | inventory | 2025-10-28 | LV |  | TB01-Tabuk Central Warehouse | 2025-10-15 | 2025-10-01 | 0
4500592697-[90] | 908305010 : SWITCH,DISC,OVRHD,ABS,60HZ FREQ,200KV | LBS | ROH | SEP10120 | ‭TIE MOUNT FOR SPARE TIE/HC-102/HC-102‬ | 1180 | 1180 | 0 | 6100K007 | 1-1-1-1 | inventory | 2025-10-28 | LV |  | TB01-Tabuk Central Warehouse | 2025-10-15 | 2025-10-01 | 0
4500592697-[90] | 908305010 : SWITCH,DISC,OVRHD,ABS,60HZ FREQ,200KV | LBS | ROH | SEP10128 | ‭DIN RAIL SLOTTED/35X15X1.5X2 - HOLE/DIN RAIL‬ | 59 | 59 | 0 | 6100K007 | 1-1-1-1 | inventory | 2025-10-28 | LV |  | TB01-Tabuk Central Warehouse | 2025-10-15 | 2025-10-01 | 0
4500592697-[90] | 908305010 : SWITCH,DISC,OVRHD,ABS,60HZ FREQ,200KV | LBS | ROH | SEP10481 | End Cover, D-URTK ¦ 310020 ¦ PHOENIX | 118 | 118 | 0 | 6100K012B | 1-1-1-1 | inventory | 2025-10-28 | LV |  | TB01-Tabuk Central Warehouse | 2025-10-15 | 2025-10-01 | 0
4500592697-[90] | 908305010 : SWITCH,DISC,OVRHD,ABS,60HZ FREQ,200KV | LBS | ROH | SEP10555 | TB NUMBERING MARKER (BLANK), UCT-TM 6 / 0828736 | 1180 | 1180 | 0 | free_stock | R15-B-1-K006_SEP | inventory | 2025-10-28 | LV |  | TB01-Tabuk Central Warehouse | 2025-10-15 | 2025-10-01 | 0
4500592697-[90] | 908305010 : SWITCH,DISC,OVRHD,ABS,60HZ FREQ,200KV | LBS | ROH | SEP10556 | TB NUMBERING MARKER (BLANK), UCT-TM 8 / 0828740 | 708 | 708 | 0 | free_stock | R57-A-1-K017_SEP | inventory | 2025-10-28 | LV |  | TB01-Tabuk Central Warehouse | 2025-10-15 | 2025-10-01 | 0
4500592697-[90] | 908305010 : SWITCH,DISC,OVRHD,ABS,60HZ FREQ,200KV | LBS | ROH | SEP10962 | TB, Terminal block, plastic, for 2.5mm wires, 12 connections per set | 19.6667 | 19.6667 | 0 | 6100K006 | IFLR-1-1-K006_SEP | consumption | 2025-10-18 | LV |  | TB01-Tabuk Central Warehouse | 2025-10-15 | 2025-10-01 | 0 | [5 empty] | Material Issue Order_MIO | 8162883
4500592697-[90] | 908305010 : SWITCH,DISC,OVRHD,ABS,60HZ FREQ,200KV | LBS | ROH | SEP11143 | Cable, Control, 1 CORE CU/PVC, 2.5 Sq.mm, Red, 105°, 600/1000V , 1 x 91.4 m | 35.4 | 29.5 | 5.9 | free_stock | R14-J-1-MVBM_SEP | inventory | 2025-10-28 | LV |  | TB01-Tabuk Central Warehouse | 2025-10-15 | 2025-10-01 | 0
4500592697-[90] | 908305010 : SWITCH,DISC,OVRHD,ABS,60HZ FREQ,200KV | LBS | ROH | SEP11143 | Cable, Control, 1 CORE CU/PVC, 2.5 Sq.mm, Red, 105°, 600/1000V , 1 x 91.4 m | 5.9 | 3.3 | 2.6 | free_stock | R56-A-1-KDP1_SEP | inventory | 2025-10-28 | LV |  | TB01-Tabuk Central Warehouse | 2025-10-15 | 2025-10-01 | 0
4500592697-[90] | 908305010 : SWITCH,DISC,OVRHD,ABS,60HZ FREQ,200KV | LBS | ROH | SEP11143 | Cable, Control, 1 CORE CU/PVC, 2.5 Sq.mm, Red, 105°, 600/1000V , 1 x 91.4 m | 2.6 | 0.7 | 1.9 | free_stock | 1-1-1-1 | inventory | 2025-10-28 | LV |  | TB01-Tabuk Central Warehouse | 2025-10-15 | 2025-10-01 | 0
4500592697-[90] | 908305010 : SWITCH,DISC,OVRHD,ABS,60HZ FREQ,200KV | LBS | ROH | SEP11143 | Cable, Control, 1 CORE CU/PVC, 2.5 Sq.mm, Red, 105°, 600/1000V , 1 x 91.4 m | 1.9 | 0.3 | 1.6 | free_stock | NEW.FLR-1-1-K013_SEP | inventory | 2025-10-28 | LV |  | TB01-Tabuk Central Warehouse | 2025-10-15 | 2025-10-01 | 0
4500592697-[90] | 908305010 : SWITCH,DISC,OVRHD,ABS,60HZ FREQ,200KV | LBS | ROH | SEP11143 | Cable, Control, 1 CORE CU/PVC, 2.5 Sq.mm, Red, 105°, 600/1000V , 1 x 91.4 m | 1.6 | 1 | 0.6 | 6010J476 | R42-J-1-EBM_SEP | consumption | 2025-01-09 | LV |  | TB01-Tabuk Central Warehouse | 2025-10-15 | 2025-10-01 | 0 | [5 empty] | Material Issue Order_MIO | 6942198
4500592697-[90] | 908305010 : SWITCH,DISC,OVRHD,ABS,60HZ FREQ,200KV | LBS | ROH | SEP11143 | Cable, Control, 1 CORE CU/PVC, 2.5 Sq.mm, Red, 105°, 600/1000V , 1 x 91.4 m | 0.6 | 0.6 | 0 | 6100K011B | R56-A-1-KDP1_SEP | consumption | 2025-10-20 | LV |  | TB01-Tabuk Central Warehouse | 2025-10-15 | 2025-10-01 | 0 | [5 empty] | Work in Process Pick | 8195098
4500592697-[90] | 908305010 : SWITCH,DISC,OVRHD,ABS,60HZ FREQ,200KV | LBS | ROH | SEP11146 | Cable, Control, 1 CORE CU/PVC, 2.5 Sq.mm, Black, 105°, 600/1000V , 1 x 91.4 m | 118 | 52 | 66 | 6100K012B | R56-S-1-KDP1_SEP | consumption | 2025-10-19 | LV |  | TB01-Tabuk Central Warehouse | 2025-10-15 | 2025-10-01 | 0 | [5 empty] | Work in Process Pick | 8172028
4500592697-[90] | 908305010 : SWITCH,DISC,OVRHD,ABS,60HZ FREQ,200KV | LBS | ROH | SEP11146 | Cable, Control, 1 CORE CU/PVC, 2.5 Sq.mm, Black, 105°, 600/1000V , 1 x 91.4 m | 66 | 29 | 37 | 6100K012B | NEW.FLR-1-1-K013_SEP | consumption | 2025-10-19 | LV |  | TB01-Tabuk Central Warehouse | 2025-10-15 | 2025-10-01 | 0 | [5 empty] | Work in Process Pick | 8176114
4500592697-[90] | 908305010 : SWITCH,DISC,OVRHD,ABS,60HZ FREQ,200KV | LBS | ROH | SEP11146 | Cable, Control, 1 CORE CU/PVC, 2.5 Sq.mm, Black, 105°, 600/1000V , 1 x 91.4 m | 37 | 22 | 15 | 6100K012B | R56-S-1-KDP1_SEP | consumption | 2025-10-19 | LV |  | TB01-Tabuk Central Warehouse | 2025-10-15 | 2025-10-01 | 0 | [5 empty] | Work in Process Pick | 8174113
4500592697-[90] | 908305010 : SWITCH,DISC,OVRHD,ABS,60HZ FREQ,200KV | LBS | ROH | SEP11146 | Cable, Control, 1 CORE CU/PVC, 2.5 Sq.mm, Black, 105°, 600/1000V , 1 x 91.4 m | 15 | 15 | 0 | 6100K012B | NEW.FLR-1-1-K013_SEP | consumption | 2025-10-19 | LV |  | TB01-Tabuk Central Warehouse | 2025-10-15 | 2025-10-01 | 0 | [5 empty] | Work in Process Pick | 8175111
4500592697-[90] | 908305010 : SWITCH,DISC,OVRHD,ABS,60HZ FREQ,200KV | LBS | ROH | SEP11151 | Cable, Control, 1 CORE CU/PVC, 2.5 Sq.mm Yellow/Green, 105°, 600/1000V , 1 x 91.4 m | 35.4 | 35.4 | 0 | 6100K011B | 1-1-1-1 | consumption | 2025-10-20 | LV |  | TB01-Tabuk Central Warehouse | 2025-10-15 | 2025-10-01 | 0 | [5 empty] | Work in Process Pick | 8192200
4500592697-[90] | 908305010 : SWITCH,DISC,OVRHD,ABS,60HZ FREQ,200KV | LBS | ROH | SFB220A24H300 | BEB OR DFE_SFB220A24H300/24VDC / BATTERY CHARGER INPUT 220VAC,OUTPUT 24VDC | 118 | 118 | 0 | free_stock | R18-C-1-K017_SEP | inventory | 2025-10-28 | LV |  | TB01-Tabuk Central Warehouse | 2025-10-15 | 2025-10-01 | 0
4500592697-[90] | 908305010 : SWITCH,DISC,OVRHD,ABS,60HZ FREQ,200KV | LBS | ROH | VBC6-30-01-01 | ABB_VBC6-30-01-01 MINI REVERSING CONTACTOR | 118 | 118 | 0 | free_stock | R57-I-1-K017_SEP | inventory | 2025-10-28 | LV |  | TB01-Tabuk Central Warehouse | 2025-10-15 | 2025-10-01 | 0
4500592697-[90] | 908305010 : SWITCH,DISC,OVRHD,ABS,60HZ FREQ,200KV | LBS | ROH | RMU000000119 | BOLT SOCKET CAP HEAD M3x12 ¦ 9ABA450075F1014 ¦ Local | 1416 | 1416 | 0 | free_stock | 1-1-1-1 | inventory | 2025-10-28 | LV | Automated: Replaced 9ABA450075F1014 by RMU000000119. | TB01-Tabuk Central Warehouse | 2025-10-15 | 2025-10-01 | 0
4500592697-[90] | 908305010 : SWITCH,DISC,OVRHD,ABS,60HZ FREQ,200KV | LBS | ROH | RMU000000120 | SEC Logo (Alminum 136x76) ¦ 9ABA450075F1015 ¦ Local | 118 | 118 | 0 | free_stock | INC-1-1-K12B_SEP | inventory | 2025-10-28 | LV | Automated: Replaced 9ABA450075F1015 by RMU000000120. | TB01-Tabuk Central Warehouse | 2025-10-15 | 2025-10-01 | 0
4500592697-[90] | 908305010 : SWITCH,DISC,OVRHD,ABS,60HZ FREQ,200KV | LBS | ROH | RMU000000121 | Danger Sign (Alminum 136x76) ¦ 9ABA450075F1016 ¦ Local | 118 | 118 | 0 | free_stock | INC-1-1-K007_SEP | inventory | 2025-10-28 | LV | Automated: Replaced 9ABA450075F1016 by RMU000000121. | TB01-Tabuk Central Warehouse | 2025-10-15 | 2025-10-01 | 0
4500592697-[90] | 908305010 : SWITCH,DISC,OVRHD,ABS,60HZ FREQ,200KV | LBS | ROH | RMU000000123 | LBS/Sectionalizer SEP Branding Label ¦ 9ABA450075F1018 ¦ Local | 118 | 118 | 0 | free_stock | INC-1-1-K007_SEP | inventory | 2025-10-28 | LV | Automated: Replaced 9ABA450075F1018 by RMU000000123. | TB01-Tabuk Central Warehouse | 2025-10-15 | 2025-10-01 | 0
4500592697-[90] | 908305010 : SWITCH,DISC,OVRHD,ABS,60HZ FREQ,200KV | LBS | ROH | DF240907005 | Flat Washers φ3 Stainless Steel | 1888 | 1496 | 392 | 6100K013 | R61-G-1-KDP2_SEP | inventory | 2025-10-28 | LV |  | TB01-Tabuk Central Warehouse | 2025-10-15 | 2025-10-01 | 0
4500592697-[90] | 908305010 : SWITCH,DISC,OVRHD,ABS,60HZ FREQ,200KV | LBS | ROH | DF240907005 | Flat Washers φ3 Stainless Steel | 392 | 392 | 0 | free_stock | 1-1-1-1 | inventory | 2025-10-28 | LV |  | TB01-Tabuk Central Warehouse | 2025-10-15 | 2025-10-01 | 0
4500592697-[90] | 908305010 : SWITCH,DISC,OVRHD,ABS,60HZ FREQ,200KV | LBS | ROH | DMS 2126 2011-111 | NUT, HEX M3 | 1888 | 1888 | 0 | 6100K012B | 1-1-1-1 | inventory | 2025-10-28 | LV |  | TB01-Tabuk Central Warehouse | 2025-10-15 | 2025-10-01 | 0
4500592697-[90] | 908305010 : SWITCH,DISC,OVRHD,ABS,60HZ FREQ,200KV | LBS | ROH | MV-CPT -CABL-ASSY | Cable Assembly - Outdoor flexible cable Black PVC 450/750 V, 95 °C heat & flame retardent, stranded annealed copper conductor, 4Cx 2.5 mm² of length 12 meter with connector type HQ-005-M (male connector) with H3A-MTG-M20 (hood) and DLX-M20 (gland) with H3A-KDBP (cover) terminated on one end (opposite end do not require processing), with steel cable tags on both cable ends, cable tag text "CPT cable" and loose supply of 1 base type H3A-MAG (base) with HQ-005-F (female connector) and H3A-KDTP (cover) - Used for OVR/LBS/Sectionalizer CPT connection | 118 | 103 | 15 | 6100K012B | NEW.FLR-1-1-K12B_SEP | inventory | 2025-10-28 | Cable |  | TB01-Tabuk Central Warehouse | 2025-10-15 | 2025-10-01 | 0
4500592697-[90] | 908305010 : SWITCH,DISC,OVRHD,ABS,60HZ FREQ,200KV | LBS | ROH | MV-CPT -CABL-ASSY | Cable Assembly - Outdoor flexible cable Black PVC 450/750 V, 95 °C heat & flame retardent, stranded annealed copper conductor, 4Cx 2.5 mm² of length 12 meter with connector type HQ-005-M (male connector) with H3A-MTG-M20 (hood) and DLX-M20 (gland) with H3A-KDBP (cover) terminated on one end (opposite end do not require processing), with steel cable tags on both cable ends, cable tag text "CPT cable" and loose supply of 1 base type H3A-MAG (base) with HQ-005-F (female connector) and H3A-KDTP (cover) - Used for OVR/LBS/Sectionalizer CPT connection | 15 | 15 | 0 | 6100K006 | NEW.FLR-1-1-K006_SEP | inventory | 2025-10-28 | Cable |  | TB01-Tabuk Central Warehouse | 2025-10-15 | 2025-10-01 | 0
4500592697-[90] | 908305010 : SWITCH,DISC,OVRHD,ABS,60HZ FREQ,200KV | LBS | ROH | MV-CT -C-CABL-ASSY-LBS | Cable Assembly - Outdoor flexible cable Black PVC 450/750 V, 95 °C heat & flame retardent, stranded annealed copper conductor, 10Cx 1.0 mm² of length 12 meter with connector type HQ-012-M (male connector) with H3A-MTG-M20 (hood) and DLX-M20 (gland) with H3A-KDBP (cover) terminated on one end (opposite end do not require processing), with steel cable tags on both cable ends, cable tag text "CT cable" and loose supply of 1 base type H3A-MAG (base) with HQ-012-F (female connector) and H3A-KDTP (cover) -Used for LBS/Sectionalizer CT connection | 118 | 92 | 26 | 6100K006 | 1-1-1-1 | inventory | 2025-10-28 | Cable |  | TB01-Tabuk Central Warehouse | 2025-10-15 | 2025-10-01 | 0
4500592697-[90] | 908305010 : SWITCH,DISC,OVRHD,ABS,60HZ FREQ,200KV | LBS | ROH | MV-CT -C-CABL-ASSY-LBS | Cable Assembly - Outdoor flexible cable Black PVC 450/750 V, 95 °C heat & flame retardent, stranded annealed copper conductor, 10Cx 1.0 mm² of length 12 meter with connector type HQ-012-M (male connector) with H3A-MTG-M20 (hood) and DLX-M20 (gland) with H3A-KDBP (cover) terminated on one end (opposite end do not require processing), with steel cable tags on both cable ends, cable tag text "CT cable" and loose supply of 1 base type H3A-MAG (base) with HQ-012-F (female connector) and H3A-KDTP (cover) -Used for LBS/Sectionalizer CT connection | 26 | 26 | 0 | 6100K017 | NEW.FLR-1-1-K017_SEP | inventory | 2025-10-28 | Cable |  | TB01-Tabuk Central Warehouse | 2025-10-15 | 2025-10-01 | 0
4500592697-[90] | 908305010 : SWITCH,DISC,OVRHD,ABS,60HZ FREQ,200KV | LBS | ROH | MV-CVD-CABL-ASSY-LBS | Cable Assembly - Outdoor flexible cable Black PVC 450/750 V, 95 °C heat & flame retardent, stranded annealed copper conductor, 10C x 2 x 0.22 mm² of length 12 meter with connector type YD41-16TK-D20 terminated on one end (opposite end do not require processing), with steel cable tags on both cable ends, cable tag text "CVD cable" and loose supply of 1 base type YD41-16ZJ - Used for LBS/Sectionalizer CVD connection | 118 | 90 | 28 | 6100K006 | 1-1-1-1 | inventory | 2025-10-28 | Cable |  | TB01-Tabuk Central Warehouse | 2025-10-15 | 2025-10-01 | 0
4500592697-[90] | 908305010 : SWITCH,DISC,OVRHD,ABS,60HZ FREQ,200KV | LBS | ROH | MV-CVD-CABL-ASSY-LBS | Cable Assembly - Outdoor flexible cable Black PVC 450/750 V, 95 °C heat & flame retardent, stranded annealed copper conductor, 10C x 2 x 0.22 mm² of length 12 meter with connector type YD41-16TK-D20 terminated on one end (opposite end do not require processing), with steel cable tags on both cable ends, cable tag text "CVD cable" and loose supply of 1 base type YD41-16ZJ - Used for LBS/Sectionalizer CVD connection | 28 | 28 | 0 | free_stock | BOX14-1-1-K11B_SEP | inventory | 2025-10-28 | Cable |  | TB01-Tabuk Central Warehouse | 2025-10-15 | 2025-10-01 | 0
4500592697-[90] | 908305010 : SWITCH,DISC,OVRHD,ABS,60HZ FREQ,200KV | LBS | ROH | MV-MOT-C-CABL-ASSY-LBS | Cable Assembly | 118 | 84 | 34 | 6100K006 | 1-1-1-1 | inventory | 2025-10-28 | Cable | Automated: Replaced MV-MOT -C-CABL-ASSY-LBS by MV-MOT-C-CABL-ASSY-LBS. | TB01-Tabuk Central Warehouse | 2025-10-15 | 2025-10-01 | 0
4500592697-[90] | 908305010 : SWITCH,DISC,OVRHD,ABS,60HZ FREQ,200KV | LBS | ROH | MV-MOT-C-CABL-ASSY-LBS | Cable Assembly | 34 | 34 | 0 | free_stock | 1-1-1-1 | inventory | 2025-10-28 | Cable | Automated: Replaced MV-MOT -C-CABL-ASSY-LBS by MV-MOT-C-CABL-ASSY-LBS. | TB01-Tabuk Central Warehouse | 2025-10-15 | 2025-10-01 | 0
4500595091-[20] | 908305012 : SWITCH,DISC,OVRHD,ABS,60HZ FREQ,110KV | LBS | ROH | 13-B100DY | GREEN PUSH BOTTON WITH START ADAPTER | 196 | 196 | 0 | 6100K013 | R58-P-1-K013_SEP | inventory | 2025-10-28 | LV |  | HA01-Al - Hassa Warehouse | 2025-10-30 | 2025-10-16 | 0
4500595091-[20] | 908305012 : SWITCH,DISC,OVRHD,ABS,60HZ FREQ,110KV | LBS | ROH | 13-B200DK | RED PUSH BOTTON WITH ADAPTER STOP | 196 | 196 | 0 | 6100K013 | R56-J-1-1 | inventory | 2025-10-28 | LV |  | HA01-Al - Hassa Warehouse | 2025-10-30 | 2025-10-16 | 0
4500595091-[20] | 908305012 : SWITCH,DISC,OVRHD,ABS,60HZ FREQ,110KV | LBS | ROH | 13-B3 | BA9S ILLUMINATION CONTACT BLOCK HOLDER | 392 | 392 | 0 | 6100K013 | R57-O-1-1 | inventory | 2025-10-28 | LV |  | HA01-Al - Hassa Warehouse | 2025-10-30 | 2025-10-16 | 0
4500595091-[20] | 908305012 : SWITCH,DISC,OVRHD,ABS,60HZ FREQ,110KV | LBS | ROH | 13-LED24K | 24V BA9S LED LAMP RED | 196 | 196 | 0 | 6100K013 | R57-G-1-1 | inventory | 2025-10-28 | LV |  | HA01-Al - Hassa Warehouse | 2025-10-30 | 2025-10-16 | 0
4500595091-[20] | 908305012 : SWITCH,DISC,OVRHD,ABS,60HZ FREQ,110KV | LBS | ROH | 13-LED24Y | 24V BA9S LED LAMP GREEN | 196 | 196 | 0 | 6100K013 | R57-G-1-1 | inventory | 2025-10-28 | LV |  | HA01-Al - Hassa Warehouse | 2025-10-30 | 2025-10-16 | 0
4500595091-[20] | 908305012 : SWITCH,DISC,OVRHD,ABS,60HZ FREQ,110KV | LBS | ROH | 13-MBSD24S | INDICATION LIGHT YELLOW 24V AC/DC | 196 | 187 | 9 | free_stock | 1-1-1-1 | inventory | 2025-10-28 | LV |  | HA01-Al - Hassa Warehouse | 2025-10-30 | 2025-10-16 | 0
4500595091-[20] | 908305012 : SWITCH,DISC,OVRHD,ABS,60HZ FREQ,110KV | LBS | ROH | 13-MBSD24S | INDICATION LIGHT YELLOW 24V AC/DC | 9 | 9 | 0 | free_stock | R57-O-1-1 | inventory | 2025-10-28 | LV |  | HA01-Al - Hassa Warehouse | 2025-10-30 | 2025-10-16 | 0
4500595091-[20] | 908305012 : SWITCH,DISC,OVRHD,ABS,60HZ FREQ,110KV | LBS | ROH | LL10-W | ABB_LL10-W / LL10-W, AC/DC90-264V 50/60HZ | 196 | 156 | 40 | free_stock | R58-I-1-K11A_SEP | inventory | 2025-10-28 | LV | Automated: Replaced 1YAB53301XIX0000 by LL10-W. | HA01-Al - Hassa Warehouse | 2025-10-30 | 2025-10-16 | 0
4500595091-[20] | 908305012 : SWITCH,DISC,OVRHD,ABS,60HZ FREQ,110KV | LBS | ROH | LL10-W | ABB_LL10-W / LL10-W, AC/DC90-264V 50/60HZ | 40 | 40 | 0 | free_stock | R15-I-1-K017_SEP | inventory | 2025-10-28 | LV | Automated: Replaced 1YAB53301XIX0000 by LL10-W. | HA01-Al - Hassa Warehouse | 2025-10-30 | 2025-10-16 | 0
4500595091-[20] | 908305012 : SWITCH,DISC,OVRHD,ABS,60HZ FREQ,110KV | LBS | ROH | 1YAB5355CAB0000 | End Cover, D-OTTA6-T ¦ 790459 ¦ PHOENIX | 196 | 113 | 83 | 6100K007 | R15-T-1-KDP1_SEP | consumption | 2025-10-16 | LV |  | HA01-Al - Hassa Warehouse | 2025-10-30 | 2025-10-16 | 0 | [5 empty] | Work in Process Pick | 8141313
4500595091-[20] | 908305012 : SWITCH,DISC,OVRHD,ABS,60HZ FREQ,110KV | LBS | ROH | 1YAB5355CAB0000 | End Cover, D-OTTA6-T ¦ 790459 ¦ PHOENIX | 83 | 83 | 0 | 6100K011B | R15-T-1-KDP1_SEP | consumption | 2025-10-18 | LV |  | HA01-Al - Hassa Warehouse | 2025-10-30 | 2025-10-16 | 0 | [5 empty] | Work in Process Pick | 8162031
4500595091-[20] | 908305012 : SWITCH,DISC,OVRHD,ABS,60HZ FREQ,110KV | LBS | ROH | 1YAB5355DXB0000 | Marker, Terminal Strip, KLM-A ¦ 1004348 ¦ PHOENIX | 980 | 980 | 0 | 6100K006 | 1-1-1-1 | inventory | 2025-10-28 | LV |  | HA01-Al - Hassa Warehouse | 2025-10-30 | 2025-10-16 | 0
4500595091-[20] | 908305012 : SWITCH,DISC,OVRHD,ABS,60HZ FREQ,110KV | LBS | ROH | 1YHT480008P0311 | Empty LV Box for LBS & Sectionalizer (SECTOS 13.8kV & 33kV) with bracket for single pole | 196 | 47 | 149 | 6100K012B | 1-1-1-1 | consumption | 2025-10-13 | LV |  | HA01-Al - Hassa Warehouse | 2025-10-30 | 2025-10-16 | 0 | [5 empty] | Work in Process Pick | 8077443
4500595091-[20] | 908305012 : SWITCH,DISC,OVRHD,ABS,60HZ FREQ,110KV | LBS | ROH | 1YHT480008P0311 | Empty LV Box for LBS & Sectionalizer (SECTOS 13.8kV & 33kV) with bracket for single pole | 149 | 73 | 76 | 6100K006 | 1-1-1-1 | consumption | 2025-10-25 | LV |  | HA01-Al - Hassa Warehouse | 2025-10-30 | 2025-10-16 | 0 | [5 empty] | Work in Process Material Issue | 8296195
4500595091-[20] | 908305012 : SWITCH,DISC,OVRHD,ABS,60HZ FREQ,110KV | LBS | ROH | 1YHT480008P0311 | Empty LV Box for LBS & Sectionalizer (SECTOS 13.8kV & 33kV) with bracket for single pole | 76 | 19 | 57 | 6100K006 | 1-1-1-1 | consumption | 2025-10-25 | LV |  | HA01-Al - Hassa Warehouse | 2025-10-30 | 2025-10-16 | 0 | [5 empty] | Work in Process Material Issue | 8298397
4500595091-[20] | 908305012 : SWITCH,DISC,OVRHD,ABS,60HZ FREQ,110KV | LBS | ROH | 205036416 | Flat Washersφ4 | 1176 | 624 | 552 | free_stock | R58-A-1-K11A_SEP | inventory | 2025-10-28 | LV |  | HA01-Al - Hassa Warehouse | 2025-10-30 | 2025-10-16 | 0
4500595091-[20] | 908305012 : SWITCH,DISC,OVRHD,ABS,60HZ FREQ,110KV | LBS | ROH | 205036416 | Flat Washersφ4 | 552 | 544 | 8 | 6100K006 | 1-1-1-1 | inventory | 2025-10-28 | LV |  | HA01-Al - Hassa Warehouse | 2025-10-30 | 2025-10-16 | 0
4500595091-[20] | 908305012 : SWITCH,DISC,OVRHD,ABS,60HZ FREQ,110KV | LBS | ROH | 205036416 | Flat Washersφ4 | 8 | 8 | 0 | 6100K013 | R61-G-1-KDP2_SEP | inventory | 2025-10-28 | LV |  | HA01-Al - Hassa Warehouse | 2025-10-30 | 2025-10-16 | 0
4500595091-[20] | 908305012 : SWITCH,DISC,OVRHD,ABS,60HZ FREQ,110KV | LBS | ROH | 205041920 | Flat Washersφ6 | 784 | 784 | 0 | free_stock | 1-1-1-1 | inventory | 2025-10-28 | LV |  | HA01-Al - Hassa Warehouse | 2025-10-30 | 2025-10-16 | 0
4500595091-[20] | 908305012 : SWITCH,DISC,OVRHD,ABS,60HZ FREQ,110KV | LBS | ROH | 208004917 | 4G Communication Module, Make: China inhand, ,Ord:: Inhand IR302-FQ58 with Mushroom Antenna | 196 | 196 | 0 | 6100K012B | 1-1-1-1 | inventory | 2025-10-28 | LV |  | HA01-Al - Hassa Warehouse | 2025-10-30 | 2025-10-16 | 0
4500595091-[20] | 908305012 : SWITCH,DISC,OVRHD,ABS,60HZ FREQ,110KV | LBS | ROH | SEP30183 | Nut, G.I, M6 | 784 | 28 | 756 | 6030M863 | R34-A-1-MBM_ISKAN | consumption | 2025-02-09 | LV | Automated: Replaced 211002077 by SEP30698. Automated: Replaced SEP30698 by SEP10851. Automated: Replaced SEP10851 by SEP30183. | HA01-Al - Hassa Warehouse | 2025-10-30 | 2025-10-16 | 0 | [5 empty] | Material Issue Order_MIO | 6979237
4500595091-[20] | 908305012 : SWITCH,DISC,OVRHD,ABS,60HZ FREQ,110KV | LBS | ROH | SEP30183 | Nut, G.I, M6 | 756 | 700 | 56 | 6010J604 | PLT4-1-1-MBM_ISKAN | consumption | 2025-08-20 | LV | Automated: Replaced 211002077 by SEP30698. Automated: Replaced SEP30698 by SEP10851. Automated: Replaced SEP10851 by SEP30183. | HA01-Al - Hassa Warehouse | 2025-10-30 | 2025-10-16 | 0 | [5 empty] | Material Issue Order_MIO | 6692172
4500595091-[20] | 908305012 : SWITCH,DISC,OVRHD,ABS,60HZ FREQ,110KV | LBS | ROH | SEP30183 | Nut, G.I, M6 | 56 | 56 | 0 | 6070T034 | PLT4-1-1-MBM_ISKAN | consumption | 2025-08-20 | LV | Automated: Replaced 211002077 by SEP30698. Automated: Replaced SEP30698 by SEP10851. Automated: Replaced SEP10851 by SEP30183. | HA01-Al - Hassa Warehouse | 2025-10-30 | 2025-10-16 | 0 | [5 empty] | Material Issue Order_MIO | 6694241
4500595091-[20] | 908305012 : SWITCH,DISC,OVRHD,ABS,60HZ FREQ,110KV | LBS | ROH | 5XECD.086.051 | Single Pole Mounting Brackets for LBS & Sectionalizer GT(SECTOS 13.8kV & 33kV) | 196 | 18 | 178 | 6100K006 | 1-1-1-1 | consumption | 2025-10-25 | Bracket |  | HA01-Al - Hassa Warehouse | 2025-10-30 | 2025-10-16 | 0 | [5 empty] | Work in Process Material Issue | 8298633
4500595091-[20] | 908305012 : SWITCH,DISC,OVRHD,ABS,60HZ FREQ,110KV | LBS | ROH | 5XECD.086.051 | Single Pole Mounting Brackets for LBS & Sectionalizer GT(SECTOS 13.8kV & 33kV) | 178 | 18 | 160 | 6100K017 | NEW.FLR-1-1-K006_SEP | consumption | 2025-10-25 | Bracket |  | HA01-Al - Hassa Warehouse | 2025-10-30 | 2025-10-16 | 0 | [5 empty] | Work in Process Pick | 8301865
4500595091-[20] | 908305012 : SWITCH,DISC,OVRHD,ABS,60HZ FREQ,110KV | LBS | ROH | 6-CNFJ-22 | ZHE_6-CNFJ-22 / 12V 22Ah STORAGE BATTERY | 392 | 312 | 80 | free_stock | WH2-1-1-K11A_SEP | inventory | 2025-10-28 | LV |  | HA01-Al - Hassa Warehouse | 2025-10-30 | 2025-10-16 | 0
4500595091-[20] | 908305012 : SWITCH,DISC,OVRHD,ABS,60HZ FREQ,110KV | LBS | ROH | 6-CNFJ-22 | ZHE_6-CNFJ-22 / 12V 22Ah STORAGE BATTERY | 80 | 80 | 0 | 6100K006 | 1-1-1-1 | inventory | 2025-10-28 | LV |  | HA01-Al - Hassa Warehouse | 2025-10-30 | 2025-10-16 | 0
4500595091-[20] | 908305012 : SWITCH,DISC,OVRHD,ABS,60HZ FREQ,110KV | LBS | ROH | RMU000000106 | BOLT SOCKET CAP HEAD M5x60 ¦ 9ABA450075F1001 ¦ Local | 784 | 680 | 104 | free_stock | 1-1-1-1 | inventory | 2025-10-28 | LV | Automated: Replaced 9ABA450075F1001 by RMU000000106. | HA01-Al - Hassa Warehouse | 2025-10-30 | 2025-10-16 | 0
4500595091-[20] | 908305012 : SWITCH,DISC,OVRHD,ABS,60HZ FREQ,110KV | LBS | ROH | RMU000000106 | BOLT SOCKET CAP HEAD M5x60 ¦ 9ABA450075F1001 ¦ Local | 104 | 104 | 0 | 6100K006 | 1-1-1-1 | inventory | 2025-10-28 | LV | Automated: Replaced 9ABA450075F1001 by RMU000000106. | HA01-Al - Hassa Warehouse | 2025-10-30 | 2025-10-16 | 0
4500595091-[20] | 908305012 : SWITCH,DISC,OVRHD,ABS,60HZ FREQ,110KV | LBS | ROH | RMU000000107 | Bush Inner Dia 7x49 ¦ 9ABA450075F1002 ¦ Local | 784 | 636 | 148 | 6100K006 | 1-1-1-1 | inventory | 2025-10-28 | LV | Automated: Replaced 9ABA450075F1002 by RMU000000107. | HA01-Al - Hassa Warehouse | 2025-10-30 | 2025-10-16 | 0
4500595091-[20] | 908305012 : SWITCH,DISC,OVRHD,ABS,60HZ FREQ,110KV | LBS | ROH | RMU000000107 | Bush Inner Dia 7x49 ¦ 9ABA450075F1002 ¦ Local | 148 | 148 | 0 | 6100K007 | 1-1-1-1 | inventory | 2025-10-28 | LV | Automated: Replaced 9ABA450075F1002 by RMU000000107. | HA01-Al - Hassa Warehouse | 2025-10-30 | 2025-10-16 | 0
4500595091-[20] | 908305012 : SWITCH,DISC,OVRHD,ABS,60HZ FREQ,110KV | LBS | ROH | RMU000000109 | BOLT SOCKET CAP HEAD M5x20 ¦ 9ABA450075F1004 ¦ Local | 1960 | 1510 | 450 | free_stock | 1-1-1-1 | inventory | 2025-10-28 | LV | Automated: Replaced 9ABA450075F1004 by RMU000000109. | HA01-Al - Hassa Warehouse | 2025-10-30 | 2025-10-16 | 0
4500595091-[20] | 908305012 : SWITCH,DISC,OVRHD,ABS,60HZ FREQ,110KV | LBS | ROH | RMU000000109 | BOLT SOCKET CAP HEAD M5x20 ¦ 9ABA450075F1004 ¦ Local | 450 | 450 | 0 | 6100K007 | 1-1-1-1 | inventory | 2025-10-28 | LV | Automated: Replaced 9ABA450075F1004 by RMU000000109. | HA01-Al - Hassa Warehouse | 2025-10-30 | 2025-10-16 | 0
4500595091-[20] | 908305012 : SWITCH,DISC,OVRHD,ABS,60HZ FREQ,110KV | LBS | ROH | RMU000000110 | BOLT SOCKET CAP HEAD M4x45 ¦ 9ABA450075F1005 ¦ Local | 392 | 276 | 116 | free_stock | 1-1-1-1 | inventory | 2025-10-28 | LV | Automated: Replaced 9ABA450075F1005 by RMU000000110. | HA01-Al - Hassa Warehouse | 2025-10-30 | 2025-10-16 | 0
4500595091-[20] | 908305012 : SWITCH,DISC,OVRHD,ABS,60HZ FREQ,110KV | LBS | ROH | RMU000000110 | BOLT SOCKET CAP HEAD M4x45 ¦ 9ABA450075F1005 ¦ Local | 116 | 116 | 0 | free_stock | R58-A-1-K12B_SEP | inventory | 2025-10-28 | LV | Automated: Replaced 9ABA450075F1005 by RMU000000110. | HA01-Al - Hassa Warehouse | 2025-10-30 | 2025-10-16 | 0
4500595091-[20] | 908305012 : SWITCH,DISC,OVRHD,ABS,60HZ FREQ,110KV | LBS | ROH | RMU000000112 | BOLT SOCKET CAP HEAD M5x16 ¦ 9ABA450075F1007 ¦ Local | 2352 | 2160 | 192 | free_stock | R58-A-1-K017_SEP | inventory | 2025-10-28 | LV | Automated: Replaced 9ABA450075F1007 by RMU000000112. | HA01-Al - Hassa Warehouse | 2025-10-30 | 2025-10-16 | 0
4500595091-[20] | 908305012 : SWITCH,DISC,OVRHD,ABS,60HZ FREQ,110KV | LBS | ROH | RMU000000112 | BOLT SOCKET CAP HEAD M5x16 ¦ 9ABA450075F1007 ¦ Local | 192 | 192 | 0 | 6100K012B | 1-1-1-1 | inventory | 2025-10-28 | LV | Automated: Replaced 9ABA450075F1007 by RMU000000112. | HA01-Al - Hassa Warehouse | 2025-10-30 | 2025-10-16 | 0
4500595091-[20] | 908305012 : SWITCH,DISC,OVRHD,ABS,60HZ FREQ,110KV | LBS | ROH | RMU000000113 | Lock Washer M5 ¦ 9ABA450075F1008 ¦ Local | 2352 | 1710 | 642 | free_stock | INC-1-1-K017_SEP | inventory | 2025-10-28 | LV | Automated: Replaced 9ABA450075F1008 by RMU000000113. | HA01-Al - Hassa Warehouse | 2025-10-30 | 2025-10-16 | 0
4500595091-[20] | 908305012 : SWITCH,DISC,OVRHD,ABS,60HZ FREQ,110KV | LBS | ROH | RMU000000113 | Lock Washer M5 ¦ 9ABA450075F1008 ¦ Local | 642 | 642 | 0 | free_stock | INC-1-1-K12B_SEP | inventory | 2025-10-28 | LV | Automated: Replaced 9ABA450075F1008 by RMU000000113. | HA01-Al - Hassa Warehouse | 2025-10-30 | 2025-10-16 | 0
4500595091-[20] | 908305012 : SWITCH,DISC,OVRHD,ABS,60HZ FREQ,110KV | LBS | ROH | RMU000000114 | BOLT SOCKET CAP HEAD M3x20 ¦ 9ABA450075F1009 ¦ Local | 784 | 736 | 48 | 6100K006 | 1-1-1-1 | inventory | 2025-10-28 | LV | Automated: Replaced 9ABA450075F1009 by RMU000000114. | HA01-Al - Hassa Warehouse | 2025-10-30 | 2025-10-16 | 0
4500595091-[20] | 908305012 : SWITCH,DISC,OVRHD,ABS,60HZ FREQ,110KV | LBS | ROH | RMU000000114 | BOLT SOCKET CAP HEAD M3x20 ¦ 9ABA450075F1009 ¦ Local | 48 | 48 | 0 | 6100K012B | 1-1-1-1 | inventory | 2025-10-28 | LV | Automated: Replaced 9ABA450075F1009 by RMU000000114. | HA01-Al - Hassa Warehouse | 2025-10-30 | 2025-10-16 | 0
4500595091-[20] | 908305012 : SWITCH,DISC,OVRHD,ABS,60HZ FREQ,110KV | LBS | ROH | RMU000000115 | Lock Washer M3 ¦ 9ABA450075F1010 ¦ Local | 784 | 264 | 520 | 6100K012B | 1-1-1-1 | inventory | 2025-10-28 | LV | Automated: Replaced 9ABA450075F1010 by RMU000000115. | HA01-Al - Hassa Warehouse | 2025-10-30 | 2025-10-16 | 0
4500595091-[20] | 908305012 : SWITCH,DISC,OVRHD,ABS,60HZ FREQ,110KV | LBS | ROH | RMU000000115 | Lock Washer M3 ¦ 9ABA450075F1010 ¦ Local | 520 | 260 | 260 | 6100K007 | 1-1-1-1 | inventory | 2025-10-28 | LV | Automated: Replaced 9ABA450075F1010 by RMU000000115. | HA01-Al - Hassa Warehouse | 2025-10-30 | 2025-10-16 | 0
4500595091-[20] | 908305012 : SWITCH,DISC,OVRHD,ABS,60HZ FREQ,110KV | LBS | ROH | RMU000000115 | Lock Washer M3 ¦ 9ABA450075F1010 ¦ Local | 260 | 208 | 52 | free_stock | 1-1-1-1 | inventory | 2025-10-28 | LV | Automated: Replaced 9ABA450075F1010 by RMU000000115. | HA01-Al - Hassa Warehouse | 2025-10-30 | 2025-10-16 | 0
4500595091-[20] | 908305012 : SWITCH,DISC,OVRHD,ABS,60HZ FREQ,110KV | LBS | ROH | RMU000000115 | Lock Washer M3 ¦ 9ABA450075F1010 ¦ Local | 52 | 52 | 0 | free_stock | OF1-1-1-K11B_SEP | inventory | 2025-10-28 | LV | Automated: Replaced 9ABA450075F1010 by RMU000000115. | HA01-Al - Hassa Warehouse | 2025-10-30 | 2025-10-16 | 0
4500595091-[20] | 908305012 : SWITCH,DISC,OVRHD,ABS,60HZ FREQ,110KV | LBS | ROH | RMU000000116 | Polycarbonate for limit switch ¦ 9ABA450075F1011 ¦ Local | 196 | 165 | 31 | 6100K006 | 1-1-1-1 | inventory | 2025-10-28 | LV | Automated: Replaced 9ABA450075F1011 by RMU000000116. | HA01-Al - Hassa Warehouse | 2025-10-30 | 2025-10-16 | 0
4500595091-[20] | 908305012 : SWITCH,DISC,OVRHD,ABS,60HZ FREQ,110KV | LBS | ROH | RMU000000116 | Polycarbonate for limit switch ¦ 9ABA450075F1011 ¦ Local | 31 | 31 | 0 | 6100K007 | 1-1-1-1 | inventory | 2025-10-28 | LV | Automated: Replaced 9ABA450075F1011 by RMU000000116. | HA01-Al - Hassa Warehouse | 2025-10-30 | 2025-10-16 | 0
4500595091-[20] | 908305012 : SWITCH,DISC,OVRHD,ABS,60HZ FREQ,110KV | LBS | ROH | RMU000000117 | BOLT SOCKET CAP HEAD M4x40 ¦ 9ABA450075F1012 ¦ Local | 392 | 262 | 130 | free_stock | R58-A-1-K12B_SEP | inventory | 2025-10-28 | LV | Automated: Replaced 9ABA450075F1012 by RMU000000117. | HA01-Al - Hassa Warehouse | 2025-10-30 | 2025-10-16 | 0
4500595091-[20] | 908305012 : SWITCH,DISC,OVRHD,ABS,60HZ FREQ,110KV | LBS | ROH | RMU000000117 | BOLT SOCKET CAP HEAD M4x40 ¦ 9ABA450075F1012 ¦ Local | 130 | 130 | 0 | free_stock | R58-A-1-K11B_SEP | inventory | 2025-10-28 | LV | Automated: Replaced 9ABA450075F1012 by RMU000000117. | HA01-Al - Hassa Warehouse | 2025-10-30 | 2025-10-16 | 0
4500595091-[20] | 908305012 : SWITCH,DISC,OVRHD,ABS,60HZ FREQ,110KV | LBS | ROH | RMU000000118 | Bush Inner Dia 7x25 ¦ 9ABA450075F1013 ¦ Local | 392 | 368 | 24 | 6100K006 | 1-1-1-1 | inventory | 2025-10-28 | LV | Automated: Replaced 9ABA450075F1013 by RMU000000118. | HA01-Al - Hassa Warehouse | 2025-10-30 | 2025-10-16 | 0
4500595091-[20] | 908305012 : SWITCH,DISC,OVRHD,ABS,60HZ FREQ,110KV | LBS | ROH | RMU000000118 | Bush Inner Dia 7x25 ¦ 9ABA450075F1013 ¦ Local | 24 | 24 | 0 | free_stock | 1-1-1-1 | inventory | 2025-10-28 | LV | Automated: Replaced 9ABA450075F1013 by RMU000000118. | HA01-Al - Hassa Warehouse | 2025-10-30 | 2025-10-16 | 0
4500595091-[20] | 908305012 : SWITCH,DISC,OVRHD,ABS,60HZ FREQ,110KV | LBS | ROH | AX3122 | CHINT_AUXILIARY CONTACT FOR MCB 1NO 1NC AC | 196 | 196 | 0 | free_stock | R62-G-1-K017_SEP | inventory | 2025-10-28 | LV |  | HA01-Al - Hassa Warehouse | 2025-10-30 | 2025-10-16 | 0
4500595091-[20] | 908305012 : SWITCH,DISC,OVRHD,ABS,60HZ FREQ,110KV | LBS | ROH | CSB25A9PS2E- B L/R | 2 POSITION, LATCHING, SELECTOR SWITCH, 90DEGREES, 2 CONTACTS EACH, PAD LOCKABLE IN EACH POS (LOCAL/REMOTE) CSB25A9PS2E- B L/R | 196 | 29 | 167 |  | R54-O-1-K006_SEP | consumption | 2025-10-19 | LV |  | HA01-Al - Hassa Warehouse | 2025-10-30 | 2025-10-16 | 0 | [5 empty] | Material Transfer Order_MTO | 8182129
4500595091-[20] | 908305012 : SWITCH,DISC,OVRHD,ABS,60HZ FREQ,110KV | LBS | ROH | CSB25A9PS2E- B L/R | 2 POSITION, LATCHING, SELECTOR SWITCH, 90DEGREES, 2 CONTACTS EACH, PAD LOCKABLE IN EACH POS (LOCAL/REMOTE) CSB25A9PS2E- B L/R | 167 | 15 | 152 |  | R54-O-1-K008_SEP | consumption | 2025-10-19 | LV |  | HA01-Al - Hassa Warehouse | 2025-10-30 | 2025-10-16 | 0 | [5 empty] | Material Transfer Order_MTO | 8182135
4500595091-[20] | 908305012 : SWITCH,DISC,OVRHD,ABS,60HZ FREQ,110KV | LBS | ROH | CSB25A9PS2E- B L/R | 2 POSITION, LATCHING, SELECTOR SWITCH, 90DEGREES, 2 CONTACTS EACH, PAD LOCKABLE IN EACH POS (LOCAL/REMOTE) CSB25A9PS2E- B L/R | 152 | 15 | 137 |  | R54-O-1-K007_SEP | consumption | 2025-10-19 | LV |  | HA01-Al - Hassa Warehouse | 2025-10-30 | 2025-10-16 | 0 | [5 empty] | Material Transfer Order_MTO | 8182131
4500595091-[20] | 908305012 : SWITCH,DISC,OVRHD,ABS,60HZ FREQ,110KV | LBS | ROH | CSB25A9PS2E- B L/R | 2 POSITION, LATCHING, SELECTOR SWITCH, 90DEGREES, 2 CONTACTS EACH, PAD LOCKABLE IN EACH POS (LOCAL/REMOTE) CSB25A9PS2E- B L/R | 137 | 14 | 123 | 6100K011B | R54-O-1-K006_SEP | consumption | 2025-10-19 | LV |  | HA01-Al - Hassa Warehouse | 2025-10-30 | 2025-10-16 | 0 | [5 empty] | Work in Process Pick | 8171847
4500595091-[20] | 908305012 : SWITCH,DISC,OVRHD,ABS,60HZ FREQ,110KV | LBS | ROH | CSB25A9PS2E- B L/R | 2 POSITION, LATCHING, SELECTOR SWITCH, 90DEGREES, 2 CONTACTS EACH, PAD LOCKABLE IN EACH POS (LOCAL/REMOTE) CSB25A9PS2E- B L/R | 123 | 14 | 109 |  | R54-O-1-K017_SEP | consumption | 2025-10-19 | LV |  | HA01-Al - Hassa Warehouse | 2025-10-30 | 2025-10-16 | 0 | [5 empty] | Material Transfer Order_MTO | 8182137
4500595091-[20] | 908305012 : SWITCH,DISC,OVRHD,ABS,60HZ FREQ,110KV | LBS | ROH | CSB25A9PS2E- B L/R | 2 POSITION, LATCHING, SELECTOR SWITCH, 90DEGREES, 2 CONTACTS EACH, PAD LOCKABLE IN EACH POS (LOCAL/REMOTE) CSB25A9PS2E- B L/R | 109 | 10 | 99 |  | R54-O-1-K010_SEP | consumption | 2025-10-19 | LV |  | HA01-Al - Hassa Warehouse | 2025-10-30 | 2025-10-16 | 0 | [5 empty] | Material Transfer Order_MTO | 8182133
4500595091-[20] | 908305012 : SWITCH,DISC,OVRHD,ABS,60HZ FREQ,110KV | LBS | ROH | CSB25A9PS2E- B L/R | 2 POSITION, LATCHING, SELECTOR SWITCH, 90DEGREES, 2 CONTACTS EACH, PAD LOCKABLE IN EACH POS (LOCAL/REMOTE) CSB25A9PS2E- B L/R | 99 | 99 | 0 | 6100K011B | INC-1-1-RMU/\-BULK_SEP | consumption | 2025-10-20 | LV |  | HA01-Al - Hassa Warehouse | 2025-10-30 | 2025-10-16 | 0 | [5 empty] | Work in Process Pick | 8192214
4500595091-[20] | 908305012 : SWITCH,DISC,OVRHD,ABS,60HZ FREQ,110KV | LBS | ROH | CSB25A9PS2E- B OH/S | 2 POSITION, LATCHING, SELECTOR SWITCH, 90DEGREES, 2 CONTACTS EACH, PAD LOCKABLE IN EACH POS (OH-LBS/SECTIONALIZER) CSB25A9PS2E- B OH/S | 196 | 32 | 164 |  | R54-O-1-K017_SEP | consumption | 2025-10-19 | LV |  | HA01-Al - Hassa Warehouse | 2025-10-30 | 2025-10-16 | 0 | [5 empty] | Material Transfer Order_MTO | 8182140
4500595091-[20] | 908305012 : SWITCH,DISC,OVRHD,ABS,60HZ FREQ,110KV | LBS | ROH | CSB25A9PS2E- B OH/S | 2 POSITION, LATCHING, SELECTOR SWITCH, 90DEGREES, 2 CONTACTS EACH, PAD LOCKABLE IN EACH POS (OH-LBS/SECTIONALIZER) CSB25A9PS2E- B OH/S | 164 | 14 | 150 | 6100K011B | R54-O-1-K007_SEP | consumption | 2025-10-19 | LV |  | HA01-Al - Hassa Warehouse | 2025-10-30 | 2025-10-16 | 0 | [5 empty] | Work in Process Pick | 8171852
4500595091-[20] | 908305012 : SWITCH,DISC,OVRHD,ABS,60HZ FREQ,110KV | LBS | ROH | CSB25A9PS2E- B OH/S | 2 POSITION, LATCHING, SELECTOR SWITCH, 90DEGREES, 2 CONTACTS EACH, PAD LOCKABLE IN EACH POS (OH-LBS/SECTIONALIZER) CSB25A9PS2E- B OH/S | 150 | 57 | 93 | 6100K011B | INC-1-1-RMU/\-BULK_SEP | consumption | 2025-10-20 | LV |  | HA01-Al - Hassa Warehouse | 2025-10-30 | 2025-10-16 | 0 | [5 empty] | Work in Process Pick | 8192211
4500595091-[20] | 908305012 : SWITCH,DISC,OVRHD,ABS,60HZ FREQ,110KV | LBS | ROH | CSB25A9PS2E- B OH/S | 2 POSITION, LATCHING, SELECTOR SWITCH, 90DEGREES, 2 CONTACTS EACH, PAD LOCKABLE IN EACH POS (OH-LBS/SECTIONALIZER) CSB25A9PS2E- B OH/S | 93 | 73 | 20 | 6100K006 | 1-1-1-1 | consumption | 2025-10-25 | LV |  | HA01-Al - Hassa Warehouse | 2025-10-30 | 2025-10-16 | 0 | [5 empty] | Work in Process Material Issue | 8298336
4500595091-[20] | 908305012 : SWITCH,DISC,OVRHD,ABS,60HZ FREQ,110KV | LBS | ROH | CSB25A9PS2E- B OH/S | 2 POSITION, LATCHING, SELECTOR SWITCH, 90DEGREES, 2 CONTACTS EACH, PAD LOCKABLE IN EACH POS (OH-LBS/SECTIONALIZER) CSB25A9PS2E- B OH/S | 20 | 19 | 1 | 6100K006 | 1-1-1-1 | consumption | 2025-10-25 | LV |  | HA01-Al - Hassa Warehouse | 2025-10-30 | 2025-10-16 | 0 | [5 empty] | Work in Process Material Issue | 8299045
4500595091-[20] | 908305012 : SWITCH,DISC,OVRHD,ABS,60HZ FREQ,110KV | LBS | ROH | DF205040971 | φ4*12 Waterproof blind rivets Stainless steel | 3920 | 3920 | 0 | 6100K013 | 1-1-1-1 | consumption | 2025-09-21 | LV |  | HA01-Al - Hassa Warehouse | 2025-10-30 | 2025-10-16 | 0 | [5 empty] | Work in Process Material Issue | 7485808
4500595091-[20] | 908305012 : SWITCH,DISC,OVRHD,ABS,60HZ FREQ,110KV | LBS | ROH | DF240510009 | Self-locking nuts M4 | 392 | 392 | 0 | 6100K013 | 1-1-1-1 | consumption | 2025-11-09 | LV |  | HA01-Al - Hassa Warehouse | 2025-10-30 | 2025-10-16 | 0 | [5 empty] | Work in Process Material Issue | 7226771
4500595091-[20] | 908305012 : SWITCH,DISC,OVRHD,ABS,60HZ FREQ,110KV | LBS | ROH | DF240612003 | KSS-CV-150BK CABLE TIES 150X3.6 BALCK | 4900 | 4900 | 0 | 6100K013 | 1-1-1-1 | inventory | 2025-10-28 | LV |  | HA01-Al - Hassa Warehouse | 2025-10-30 | 2025-10-16 | 0
4500595091-[20] | 908305012 : SWITCH,DISC,OVRHD,ABS,60HZ FREQ,110KV | LBS | ROH | DF240612004 | HT-EXS25 EXPANDABLE SLEEVE - 25MM 100MTR/ROL | 196 | 196 | 0 | 6100K013 | 1-1-1-1 | consumption | 2025-09-18 | LV |  | HA01-Al - Hassa Warehouse | 2025-10-30 | 2025-10-16 | 0 | [5 empty] | Work in Process Material Issue | 7402113
4500595091-[20] | 908305012 : SWITCH,DISC,OVRHD,ABS,60HZ FREQ,110KV | LBS | ROH | DF240612005 | HT-EXS32 EXPANDABLE SLEEVE - 32MM 100MTR/ROL | 196 | 196 | 0 | free_stock | NEW.FLR-1-1-K11B_SEP | inventory | 2025-10-28 | LV |  | HA01-Al - Hassa Warehouse | 2025-10-30 | 2025-10-16 | 0
4500595091-[20] | 908305012 : SWITCH,DISC,OVRHD,ABS,60HZ FREQ,110KV | LBS | ROH | DF240612007 | KSS-KS-12B 12MM SPIRAL 20-65 WRAPPING BAND 10MTR/BAG | 196 | 196 | 0 | 6100KDP02 | R54-A-1-K013_SEP | inventory | 2025-10-28 | LV |  | HA01-Al - Hassa Warehouse | 2025-10-30 | 2025-10-16 | 0
4500595091-[20] | 908305012 : SWITCH,DISC,OVRHD,ABS,60HZ FREQ,110KV | LBS | ROH | DF241124003 | Spring washersφ6 Stainless steel | 784 | 784 | 0 | 6100K013 | R55-I-1-K013_SEP | inventory | 2025-10-28 | LV |  | HA01-Al - Hassa Warehouse | 2025-10-30 | 2025-10-16 | 0
4500595091-[20] | 908305012 : SWITCH,DISC,OVRHD,ABS,60HZ FREQ,110KV | LBS | ROH | DF241126013 | KSS-CV-200MBK BLACK NYLON CABLE TIES (200MMX2.5MM) | 4900 | 4900 | 0 | 6100K013 | PLT2-1-1-K013_SEP | inventory | 2025-10-28 | LV |  | HA01-Al - Hassa Warehouse | 2025-10-30 | 2025-10-16 | 0
4500595091-[20] | 908305012 : SWITCH,DISC,OVRHD,ABS,60HZ FREQ,110KV | LBS | ROH | DF241128001 | spring washerφ4 Stainless Steel | 784 | 496 | 288 | free_stock | R58-A-1-K11B_SEP | inventory | 2025-10-28 | LV |  | HA01-Al - Hassa Warehouse | 2025-10-30 | 2025-10-16 | 0
4500595091-[20] | 908305012 : SWITCH,DISC,OVRHD,ABS,60HZ FREQ,110KV | LBS | ROH | DF241128001 | spring washerφ4 Stainless Steel | 288 | 288 | 0 | 6100K012B | 1-1-1-1 | inventory | 2025-10-28 | LV |  | HA01-Al - Hassa Warehouse | 2025-10-30 | 2025-10-16 | 0
4500595091-[20] | 908305012 : SWITCH,DISC,OVRHD,ABS,60HZ FREQ,110KV | LBS | ROH | DF241128002 | Hex nuts M4 | 784 | 532 | 252 | free_stock | R58-A-1-K017_SEP | inventory | 2025-10-28 | LV |  | HA01-Al - Hassa Warehouse | 2025-10-30 | 2025-10-16 | 0
4500595091-[20] | 908305012 : SWITCH,DISC,OVRHD,ABS,60HZ FREQ,110KV | LBS | ROH | DF241128002 | Hex nuts M4 | 252 | 252 | 0 | free_stock | 1-1-1-1 | inventory | 2025-10-28 | LV |  | HA01-Al - Hassa Warehouse | 2025-10-30 | 2025-10-16 | 0
4500595091-[20] | 908305012 : SWITCH,DISC,OVRHD,ABS,60HZ FREQ,110KV | LBS | ROH | DMS 2121 2467-366 | SCREW SELF TAPPING TORX M6 X 12 | 3920 | 3780 | 140 | 6100K007 | 1-1-1-1 | inventory | 2025-10-28 | LV |  | HA01-Al - Hassa Warehouse | 2025-10-30 | 2025-10-16 | 0
4500595091-[20] | 908305012 : SWITCH,DISC,OVRHD,ABS,60HZ FREQ,110KV | LBS | ROH | DMS 2121 2467-366 | SCREW SELF TAPPING TORX M6 X 12 | 140 | 140 | 0 | free_stock | 1-1-1-1 | inventory | 2025-10-28 | LV |  | HA01-Al - Hassa Warehouse | 2025-10-30 | 2025-10-16 | 0
4500595091-[20] | 908305012 : SWITCH,DISC,OVRHD,ABS,60HZ FREQ,110KV | LBS | ROH | DMS 2121 2519-295 | BOLT SOCKET HEAD M4X20 | 392 | 368 | 24 | 6100K006 | 1-1-1-1 | inventory | 2025-10-28 | LV |  | HA01-Al - Hassa Warehouse | 2025-10-30 | 2025-10-16 | 0
4500595091-[20] | 908305012 : SWITCH,DISC,OVRHD,ABS,60HZ FREQ,110KV | LBS | ROH | DMS 2121 2519-295 | BOLT SOCKET HEAD M4X20 | 24 | 24 | 0 | 6100K007 | 1-1-1-1 | inventory | 2025-10-28 | LV |  | HA01-Al - Hassa Warehouse | 2025-10-30 | 2025-10-16 | 0
4500595091-[20] | 908305012 : SWITCH,DISC,OVRHD,ABS,60HZ FREQ,110KV | LBS | ROH | DMS 2121 2519-368 | BOLT SOCKET CAP HEAD M6X16 | 784 | 608 | 176 | 6100K007 | 1-1-1-1 | inventory | 2025-10-28 | LV |  | HA01-Al - Hassa Warehouse | 2025-10-30 | 2025-10-16 | 0
4500595091-[20] | 908305012 : SWITCH,DISC,OVRHD,ABS,60HZ FREQ,110KV | LBS | ROH | DMS 2121 2519-368 | BOLT SOCKET CAP HEAD M6X16 | 176 | 176 | 0 | free_stock | R58-H-1-K11B_SEP | inventory | 2025-10-28 | LV |  | HA01-Al - Hassa Warehouse | 2025-10-30 | 2025-10-16 | 0
4500595091-[20] | 908305012 : SWITCH,DISC,OVRHD,ABS,60HZ FREQ,110KV | LBS | ROH | DMS 2126 2011-114 | NUT, HEX M5 | 4704 | 4704 | 0 | 6100K007 | 1-1-1-1 | inventory | 2025-10-28 | LV |  | HA01-Al - Hassa Warehouse | 2025-10-30 | 2025-10-16 | 0
4500595091-[20] | 908305012 : SWITCH,DISC,OVRHD,ABS,60HZ FREQ,110KV | LBS | ROH | EC-DIODE-BY255 | Flash light BY255_EC-DIODE-BY255 / EC-DIODE-BY255 Urrm=1300V In=3A | 980 | 590 | 390 | 6100K012B | 1-1-1-1 | inventory | 2025-10-28 | LV |  | HA01-Al - Hassa Warehouse | 2025-10-30 | 2025-10-16 | 0
4500595091-[20] | 908305012 : SWITCH,DISC,OVRHD,ABS,60HZ FREQ,110KV | LBS | ROH | EC-DIODE-BY255 | Flash light BY255_EC-DIODE-BY255 / EC-DIODE-BY255 Urrm=1300V In=3A | 390 | 390 | 0 | free_stock | R14-L-1-K11B_SEP | inventory | 2025-10-28 | LV |  | HA01-Al - Hassa Warehouse | 2025-10-30 | 2025-10-16 | 0
4500595091-[20] | 908305012 : SWITCH,DISC,OVRHD,ABS,60HZ FREQ,110KV | LBS | ROH | HBCBABNCBD1BBBD21G | REC615 2.0- HBCBABNCBD1BBBD21G | 196 | 102 | 94 | free_stock | INC-1-1-K11B_SEP | inventory | 2025-10-28 | LV |  | HA01-Al - Hassa Warehouse | 2025-10-30 | 2025-10-16 | 0
4500595091-[20] | 908305012 : SWITCH,DISC,OVRHD,ABS,60HZ FREQ,110KV | LBS | ROH | HBCBABNCBD1BBBD21G | REC615 2.0- HBCBABNCBD1BBBD21G | 94 | 82 | 12 | free_stock | R66-S-1-K017_SEP | inventory | 2025-10-28 | LV |  | HA01-Al - Hassa Warehouse | 2025-10-30 | 2025-10-16 | 0
4500595091-[20] | 908305012 : SWITCH,DISC,OVRHD,ABS,60HZ FREQ,110KV | LBS | ROH | HBCBABNCBD1BBBD21G | REC615 2.0- HBCBABNCBD1BBBD21G | 12 | 12 | 0 | 6100K007 | 1-1-1-1 | inventory | 2025-10-28 | LV |  | HA01-Al - Hassa Warehouse | 2025-10-30 | 2025-10-16 | 0
4500595091-[20] | 908305012 : SWITCH,DISC,OVRHD,ABS,60HZ FREQ,110KV | LBS | ROH | IN76350001-2 | APT_THERMOSTAT WITHOUT STEM,SETTING: 0-60 DEG.CENTIGRADE | 196 | 179 | 17 | free_stock | R57-B-1-K11B_SEP | inventory | 2025-10-28 | LV |  | HA01-Al - Hassa Warehouse | 2025-10-30 | 2025-10-16 | 0
4500595091-[20] | 908305012 : SWITCH,DISC,OVRHD,ABS,60HZ FREQ,110KV | LBS | ROH | IN76350001-2 | APT_THERMOSTAT WITHOUT STEM,SETTING: 0-60 DEG.CENTIGRADE | 17 | 17 | 0 | free_stock | INC-1-1-K017_SEP | inventory | 2025-10-28 | LV |  | HA01-Al - Hassa Warehouse | 2025-10-30 | 2025-10-16 | 0
4500595091-[20] | 908305012 : SWITCH,DISC,OVRHD,ABS,60HZ FREQ,110KV | LBS | ROH | LSA-AD11J50CA | R&Y_AD11-J50CA/LXR23 RED ALARM LAMP 24VDC | 196 | 128 | 68 | free_stock | NEW.FLR-1-1-K017_SEP | inventory | 2025-10-28 | LV |  | HA01-Al - Hassa Warehouse | 2025-10-30 | 2025-10-16 | 0
4500595091-[20] | 908305012 : SWITCH,DISC,OVRHD,ABS,60HZ FREQ,110KV | LBS | ROH | LSA-AD11J50CA | R&Y_AD11-J50CA/LXR23 RED ALARM LAMP 24VDC | 68 | 68 | 0 | free_stock | 1-1-1-1 | inventory | 2025-10-28 | LV |  | HA01-Al - Hassa Warehouse | 2025-10-30 | 2025-10-16 | 0
4500595091-[20] | 908305012 : SWITCH,DISC,OVRHD,ABS,60HZ FREQ,110KV | LBS | ROH | LXW18-11B | SHF_LXW18-11B / LIMIT SWITCH 1NO+1NC | 392 | 302 | 90 | free_stock | 1-1-1-1 | inventory | 2025-10-28 | LV |  | HA01-Al - Hassa Warehouse | 2025-10-30 | 2025-10-16 | 0
4500595091-[20] | 908305012 : SWITCH,DISC,OVRHD,ABS,60HZ FREQ,110KV | LBS | ROH | LXW18-11B | SHF_LXW18-11B / LIMIT SWITCH 1NO+1NC | 90 | 90 | 0 | 6100K006 | 1-1-1-1 | inventory | 2025-10-28 | LV |  | HA01-Al - Hassa Warehouse | 2025-10-30 | 2025-10-16 | 0
4500595091-[20] | 908305012 : SWITCH,DISC,OVRHD,ABS,60HZ FREQ,110KV | LBS | ROH | MMCM-C4/2 | CHINT_AC MINIATURE CIRCUIT BREAKER 2P 4A mMCM-C4/2 | 196 | 173 | 23 | 6100K006 | 1-1-1-1 | inventory | 2025-10-28 | LV |  | HA01-Al - Hassa Warehouse | 2025-10-30 | 2025-10-16 | 0
4500595091-[20] | 908305012 : SWITCH,DISC,OVRHD,ABS,60HZ FREQ,110KV | LBS | ROH | MMCM-C4/2 | CHINT_AC MINIATURE CIRCUIT BREAKER 2P 4A mMCM-C4/2 | 23 | 23 | 0 | free_stock | R55-R-1-K11A_SEP | inventory | 2025-10-28 | LV |  | HA01-Al - Hassa Warehouse | 2025-10-30 | 2025-10-16 | 0
4500595091-[20] | 908305012 : SWITCH,DISC,OVRHD,ABS,60HZ FREQ,110KV | LBS | ROH | MV-OHL-CPT-13.8KV-DP | Double Pole Control PT . Primary 13.8 kV : secondary 0.23kV, 200VA, Class 1. 500VAth .Frequency 60Hz . Out door type . Ambient 55 Degree C. Insulation level 17.5/50/110kV , Voltage factor :1.2Un Cont, As per IEC 61869-1&3. Class E .Primary terminal suitable for cable connection (clamp type) .Colour Grey for out door installation.Type test and routine test reports will be required .Laser printed name plate required.As per SEC Distribution standard Specification. | 196 | 62 | 134 | 6100K017 | 1-1-1-1 | inventory | 2025-10-28 | CPT |  | HA01-Al - Hassa Warehouse | 2025-10-30 | 2025-10-16 | 0
4500595091-[20] | 908305012 : SWITCH,DISC,OVRHD,ABS,60HZ FREQ,110KV | LBS | ROH | MV-OHL-CPT-13.8KV-DP | Double Pole Control PT . Primary 13.8 kV : secondary 0.23kV, 200VA, Class 1. 500VAth .Frequency 60Hz . Out door type . Ambient 55 Degree C. Insulation level 17.5/50/110kV , Voltage factor :1.2Un Cont, As per IEC 61869-1&3. Class E .Primary terminal suitable for cable connection (clamp type) .Colour Grey for out door installation.Type test and routine test reports will be required .Laser printed name plate required.As per SEC Distribution standard Specification. | 134 | 52 | 82 | 6100K006 | 1-1-1-1 | inventory | 2025-10-28 | CPT |  | HA01-Al - Hassa Warehouse | 2025-10-30 | 2025-10-16 | 0
4500595091-[20] | 908305012 : SWITCH,DISC,OVRHD,ABS,60HZ FREQ,110KV | LBS | ROH | MV-OHL-CPT-13.8KV-DP | Double Pole Control PT . Primary 13.8 kV : secondary 0.23kV, 200VA, Class 1. 500VAth .Frequency 60Hz . Out door type . Ambient 55 Degree C. Insulation level 17.5/50/110kV , Voltage factor :1.2Un Cont, As per IEC 61869-1&3. Class E .Primary terminal suitable for cable connection (clamp type) .Colour Grey for out door installation.Type test and routine test reports will be required .Laser printed name plate required.As per SEC Distribution standard Specification. | 82 | 37 | 45 | 6100K008 | NEW.FLR-1-1-K017_SEP | inventory | 2025-10-28 | CPT |  | HA01-Al - Hassa Warehouse | 2025-10-30 | 2025-10-16 | 0
4500595091-[20] | 908305012 : SWITCH,DISC,OVRHD,ABS,60HZ FREQ,110KV | LBS | ROH | MV-OHL-CPT-13.8KV-DP | Double Pole Control PT . Primary 13.8 kV : secondary 0.23kV, 200VA, Class 1. 500VAth .Frequency 60Hz . Out door type . Ambient 55 Degree C. Insulation level 17.5/50/110kV , Voltage factor :1.2Un Cont, As per IEC 61869-1&3. Class E .Primary terminal suitable for cable connection (clamp type) .Colour Grey for out door installation.Type test and routine test reports will be required .Laser printed name plate required.As per SEC Distribution standard Specification. | 45 | 22 | 23 | 6100K008 | INC-1-1-K008_SEP | inventory | 2025-10-28 | CPT |  | HA01-Al - Hassa Warehouse | 2025-10-30 | 2025-10-16 | 0
4500595091-[20] | 908305012 : SWITCH,DISC,OVRHD,ABS,60HZ FREQ,110KV | LBS | ROH | MV-OHL-CPT-13.8KV-DP | Double Pole Control PT . Primary 13.8 kV : secondary 0.23kV, 200VA, Class 1. 500VAth .Frequency 60Hz . Out door type . Ambient 55 Degree C. Insulation level 17.5/50/110kV , Voltage factor :1.2Un Cont, As per IEC 61869-1&3. Class E .Primary terminal suitable for cable connection (clamp type) .Colour Grey for out door installation.Type test and routine test reports will be required .Laser printed name plate required.As per SEC Distribution standard Specification. | 23 | 10 | 13 | 6100K010 | INC-1-1-K010_SEP | inventory | 2025-10-28 | CPT |  | HA01-Al - Hassa Warehouse | 2025-10-30 | 2025-10-16 | 0
4500595091-[20] | 908305012 : SWITCH,DISC,OVRHD,ABS,60HZ FREQ,110KV | LBS | ROH | MV-OHL-CPT-13.8KV-DP | Double Pole Control PT . Primary 13.8 kV : secondary 0.23kV, 200VA, Class 1. 500VAth .Frequency 60Hz . Out door type . Ambient 55 Degree C. Insulation level 17.5/50/110kV , Voltage factor :1.2Un Cont, As per IEC 61869-1&3. Class E .Primary terminal suitable for cable connection (clamp type) .Colour Grey for out door installation.Type test and routine test reports will be required .Laser printed name plate required.As per SEC Distribution standard Specification. | 13 | 2 | 11 | 6100K007 | NEW.FLR-1-1-K017_SEP | inventory | 2025-10-28 | CPT |  | HA01-Al - Hassa Warehouse | 2025-10-30 | 2025-10-16 | 0
4500595091-[20] | 908305012 : SWITCH,DISC,OVRHD,ABS,60HZ FREQ,110KV | LBS | ROH | MV-OHL-CPT-13.8KV-DP | Double Pole Control PT . Primary 13.8 kV : secondary 0.23kV, 200VA, Class 1. 500VAth .Frequency 60Hz . Out door type . Ambient 55 Degree C. Insulation level 17.5/50/110kV , Voltage factor :1.2Un Cont, As per IEC 61869-1&3. Class E .Primary terminal suitable for cable connection (clamp type) .Colour Grey for out door installation.Type test and routine test reports will be required .Laser printed name plate required.As per SEC Distribution standard Specification. | 11 | 11 | 0 | 6100K017 | NEW.FLR-1-1-K017_SEP | consumption | 2025-10-25 | CPT |  | HA01-Al - Hassa Warehouse | 2025-10-30 | 2025-10-16 | 0 | [5 empty] | Work in Process Pick | 8292120
4500595091-[20] | 908305012 : SWITCH,DISC,OVRHD,ABS,60HZ FREQ,110KV | LBS | ROH | MV2000-1685-06-W | WHITE TUBE, INNER DIA 3.5MM (1.5 WIRE) | 3920 | 3920 | 0 | 6100K006 | INC-1-1-MVBM_SEP | consumption | 2025-08-10 | LV |  | HA01-Al - Hassa Warehouse | 2025-10-30 | 2025-10-16 | 0 | [5 empty] | Material Issue Order_MIO | 7982926
4500595091-[20] | 908305012 : SWITCH,DISC,OVRHD,ABS,60HZ FREQ,110KV | LBS | ROH | NB1-10DC 1P | Miniature Circuit Breaker, MCB, 10A, 1P, C Type, DC | 392 | 310 | 82 | free_stock | R62-G-1-K017_SEP | inventory | 2025-10-28 | LV |  | HA01-Al - Hassa Warehouse | 2025-10-30 | 2025-10-16 | 0
4500595091-[20] | 908305012 : SWITCH,DISC,OVRHD,ABS,60HZ FREQ,110KV | LBS | ROH | NB1-10DC 1P | Miniature Circuit Breaker, MCB, 10A, 1P, C Type, DC | 82 | 82 | 0 | free_stock | 1-1-1-1 | inventory | 2025-10-28 | LV |  | HA01-Al - Hassa Warehouse | 2025-10-30 | 2025-10-16 | 0
4500595091-[20] | 908305012 : SWITCH,DISC,OVRHD,ABS,60HZ FREQ,110KV | LBS | ROH | NB1-6DC 1P | Miniature Circuit Breaker, MCB, 6A, 1P, C Type, DC | 196 | 160 | 36 | free_stock | R62-G-1-K11B_SEP | inventory | 2025-10-28 | LV |  | HA01-Al - Hassa Warehouse | 2025-10-30 | 2025-10-16 | 0
4500595091-[20] | 908305012 : SWITCH,DISC,OVRHD,ABS,60HZ FREQ,110KV | LBS | ROH | NB1-6DC 1P | Miniature Circuit Breaker, MCB, 6A, 1P, C Type, DC | 36 | 36 | 0 | free_stock | 1-1-1-1 | inventory | 2025-10-28 | LV |  | HA01-Al - Hassa Warehouse | 2025-10-30 | 2025-10-16 | 0
4500595091-[20] | 908305012 : SWITCH,DISC,OVRHD,ABS,60HZ FREQ,110KV | LBS | ROH | NXB24CK630AM4 | Smart Outdoor LBS or Sectionalizer, 13.8kV,3P,600A,60Hz,110kV Bil,PM,SF6,543MM MV-13.8kV /110KV BIL - SEC Item # SW Disc. (90830512),(90830511)LBS & Sectionalizer (908334005) NXB24CK630AM4/Manual-Lock/Gauge/3CT/terminal-Cap-G/SA-Bracket/Painting/Counter | 196 | 187 | 9 | 6100K017 | NEW.FLR-1-1-K017_SEP | inventory | 2025-10-28 | Gas Tank |  | HA01-Al - Hassa Warehouse | 2025-10-30 | 2025-10-16 | 0
4500595091-[20] | 908305012 : SWITCH,DISC,OVRHD,ABS,60HZ FREQ,110KV | LBS | ROH | NXB24CK630AM4 | Smart Outdoor LBS or Sectionalizer, 13.8kV,3P,600A,60Hz,110kV Bil,PM,SF6,543MM MV-13.8kV /110KV BIL - SEC Item # SW Disc. (90830512),(90830511)LBS & Sectionalizer (908334005) NXB24CK630AM4/Manual-Lock/Gauge/3CT/terminal-Cap-G/SA-Bracket/Painting/Counter | 9 | 9 | 0 | 6100K017 | INC-1-1-K017_SEP | inventory | 2025-10-28 | Gas Tank |  | HA01-Al - Hassa Warehouse | 2025-10-30 | 2025-10-16 | 0
4500595091-[20] | 908305012 : SWITCH,DISC,OVRHD,ABS,60HZ FREQ,110KV | LBS | ROH | OP-PLT-SEC-T3-230-2907919 | C&J_CJ-T2-AC 10-20kA T2 2P, Ur=230VAC,Uo=255VAC (SURGE PROTECTION UNIT) | 196 | 119 | 77 | free_stock | R58-I-1-K12B_SEP | inventory | 2025-10-28 | LV |  | HA01-Al - Hassa Warehouse | 2025-10-30 | 2025-10-16 | 0
4500595091-[20] | 908305012 : SWITCH,DISC,OVRHD,ABS,60HZ FREQ,110KV | LBS | ROH | OP-PLT-SEC-T3-230-2907919 | C&J_CJ-T2-AC 10-20kA T2 2P, Ur=230VAC,Uo=255VAC (SURGE PROTECTION UNIT) | 77 | 77 | 0 | free_stock | 1-1-1-1 | inventory | 2025-10-28 | LV |  | HA01-Al - Hassa Warehouse | 2025-10-30 | 2025-10-16 | 0
4500595091-[20] | 908305012 : SWITCH,DISC,OVRHD,ABS,60HZ FREQ,110KV | LBS | ROH | PL.AC30 | WZAZURE_PL.AC30 / THREE PIN SOCKET DIN RAIL MOUNTED | 196 | 135 | 61 | 6100K012B | 1-1-1-1 | inventory | 2025-10-28 | LV |  | HA01-Al - Hassa Warehouse | 2025-10-30 | 2025-10-16 | 0
4500595091-[20] | 908305012 : SWITCH,DISC,OVRHD,ABS,60HZ FREQ,110KV | LBS | ROH | PL.AC30 | WZAZURE_PL.AC30 / THREE PIN SOCKET DIN RAIL MOUNTED | 61 | 61 | 0 | 6100K006 | 1-1-1-1 | inventory | 2025-10-28 | LV |  | HA01-Al - Hassa Warehouse | 2025-10-30 | 2025-10-16 | 0
4500595091-[20] | 908305012 : SWITCH,DISC,OVRHD,ABS,60HZ FREQ,110KV | LBS | ROH | PXC-0311171 | FB 10- RTK/S - Screw bridge, pitch: 8.2 mm, number of positions: 10, color: silver | 980 | 630 | 350 | 6100K011B | R15-L-1-K11A_SEP | consumption | 2025-10-19 | LV |  | HA01-Al - Hassa Warehouse | 2025-10-30 | 2025-10-16 | 0 | [5 empty] | Work in Process Pick | 8171872
4500595091-[20] | 908305012 : SWITCH,DISC,OVRHD,ABS,60HZ FREQ,110KV | LBS | ROH | PXC-0311171 | FB 10- RTK/S - Screw bridge, pitch: 8.2 mm, number of positions: 10, color: silver | 350 | 140 | 210 | 6100K011B | R15-L-1-K11A_SEP | consumption | 2025-10-19 | LV |  | HA01-Al - Hassa Warehouse | 2025-10-30 | 2025-10-16 | 0 | [5 empty] | Work in Process Pick | 8171869
4500595091-[20] | 908305012 : SWITCH,DISC,OVRHD,ABS,60HZ FREQ,110KV | LBS | ROH | PXC-0311171 | FB 10- RTK/S - Screw bridge, pitch: 8.2 mm, number of positions: 10, color: silver | 210 | 210 | 0 | 6100K017 | R15-L-1-K12B_SEP | consumption | 2025-10-26 | LV |  | HA01-Al - Hassa Warehouse | 2025-10-30 | 2025-10-16 | 0 | [5 empty] | Work in Process Pick | 8314311
4500595091-[20] | 908305012 : SWITCH,DISC,OVRHD,ABS,60HZ FREQ,110KV | LBS | ROH | PXC-3000834 | SCBI 10-6 W - Screw bridge, with spring washer and insulating collar, pitch: 6.2 mm, number of positions: 10, color: silver | 1764 | 469 | 1295 | 6100K012B | 1-1-1-1 | consumption | 2025-10-13 | LV |  | HA01-Al - Hassa Warehouse | 2025-10-30 | 2025-10-16 | 0 | [5 empty] | Work in Process Pick | 8077354
4500595091-[20] | 908305012 : SWITCH,DISC,OVRHD,ABS,60HZ FREQ,110KV | LBS | ROH | PXC-3000834 | SCBI 10-6 W - Screw bridge, with spring washer and insulating collar, pitch: 6.2 mm, number of positions: 10, color: silver | 1295 | 1295 | 0 | 6100K011B | R15-B-1-K11A_SEP | consumption | 2025-10-19 | LV |  | HA01-Al - Hassa Warehouse | 2025-10-30 | 2025-10-16 | 0 | [5 empty] | Work in Process Pick | 8171863
4500595091-[20] | 908305012 : SWITCH,DISC,OVRHD,ABS,60HZ FREQ,110KV | LBS | ROH | PXC-3022218 | CLIPFIX 35 - End bracket, Quick mounting end clamp for NS 35/7,5 DIN rail or NS 35/15 DIN rail, with marking option, width: 9.5 mm, color: gray | 980 | 455 | 525 | 6100K011B | R57-O-1-K11B_SEP | consumption | 2025-10-19 | LV |  | HA01-Al - Hassa Warehouse | 2025-10-30 | 2025-10-16 | 0 | [5 empty] | Work in Process Pick | 8171878
4500595091-[20] | 908305012 : SWITCH,DISC,OVRHD,ABS,60HZ FREQ,110KV | LBS | ROH | PXC-3022218 | CLIPFIX 35 - End bracket, Quick mounting end clamp for NS 35/7,5 DIN rail or NS 35/15 DIN rail, with marking option, width: 9.5 mm, color: gray | 525 | 140 | 385 | 6100K011B | R57-O-1-K11B_SEP | consumption | 2025-10-19 | LV |  | HA01-Al - Hassa Warehouse | 2025-10-30 | 2025-10-16 | 0 | [5 empty] | Work in Process Pick | 8171875
4500595091-[20] | 908305012 : SWITCH,DISC,OVRHD,ABS,60HZ FREQ,110KV | LBS | ROH | PXC-3022218 | CLIPFIX 35 - End bracket, Quick mounting end clamp for NS 35/7,5 DIN rail or NS 35/15 DIN rail, with marking option, width: 9.5 mm, color: gray | 385 | 150 | 235 | 6100K008 | R57-O-1-K11B_SEP | consumption | 2025-10-25 | LV |  | HA01-Al - Hassa Warehouse | 2025-10-30 | 2025-10-16 | 0 | [5 empty] | Work in Process Pick | 8295957
4500595091-[20] | 908305012 : SWITCH,DISC,OVRHD,ABS,60HZ FREQ,110KV | LBS | ROH | PXC-3022218 | CLIPFIX 35 - End bracket, Quick mounting end clamp for NS 35/7,5 DIN rail or NS 35/15 DIN rail, with marking option, width: 9.5 mm, color: gray | 235 | 235 | 0 | 6100K017 | R57-O-1-K11B_SEP | consumption | 2025-10-26 | LV |  | HA01-Al - Hassa Warehouse | 2025-10-30 | 2025-10-16 | 0 | [5 empty] | Work in Process Pick | 8314277
4500595091-[20] | 908305012 : SWITCH,DISC,OVRHD,ABS,60HZ FREQ,110KV | LBS | ROH | PXC-3059809 | D-TB 4/10 - Cover, depth: 35.9 mm, width: 1.8 mm, height: 42.5 mm, color: dark gray | 1960 | 632 | 1328 | 6100K007 | INC-1-1-K11A_SEP | consumption | 2025-10-23 | LV |  | HA01-Al - Hassa Warehouse | 2025-10-30 | 2025-10-16 | 0 | [5 empty] | Work in Process Pick | 8268963
4500595091-[20] | 908305012 : SWITCH,DISC,OVRHD,ABS,60HZ FREQ,110KV | LBS | ROH | PXC-3059809 | D-TB 4/10 - Cover, depth: 35.9 mm, width: 1.8 mm, height: 42.5 mm, color: dark gray | 1328 | 33 | 1295 | 6100K007 | INC-1-1-K12A_SEP | consumption | 2025-10-23 | LV |  | HA01-Al - Hassa Warehouse | 2025-10-30 | 2025-10-16 | 0 | [5 empty] | Work in Process Pick | 8269806
4500595091-[20] | 908305012 : SWITCH,DISC,OVRHD,ABS,60HZ FREQ,110KV | LBS | ROH | PXC-3246966 | E/TB - End bracket, for assembly on NS 32 or NS 35/7.5 DIN rail | 1764 | 548 | 1216 | 6100K012B | 1-1-1-1 | consumption | 2025-10-13 | LV |  | HA01-Al - Hassa Warehouse | 2025-10-30 | 2025-10-16 | 0 | [5 empty] | Work in Process Pick | 8077360
4500595091-[20] | 908305012 : SWITCH,DISC,OVRHD,ABS,60HZ FREQ,110KV | LBS | ROH | PXC-3246966 | E/TB - End bracket, for assembly on NS 32 or NS 35/7.5 DIN rail | 1216 | 71 | 1145 | 6100K012B | R56-I-1-K11B_SEP | consumption | 2025-10-13 | LV |  | HA01-Al - Hassa Warehouse | 2025-10-30 | 2025-10-16 | 0 | [5 empty] | Work in Process Pick | 8077357
4500595091-[20] | 908305012 : SWITCH,DISC,OVRHD,ABS,60HZ FREQ,110KV | LBS | ROH | PXC-3246966 | E/TB - End bracket, for assembly on NS 32 or NS 35/7.5 DIN rail | 1145 | 270 | 875 | 6100K008 | R56-I-1-K11A_SEP | consumption | 2025-10-18 | LV |  | HA01-Al - Hassa Warehouse | 2025-10-30 | 2025-10-16 | 0 | [5 empty] | Work in Process Pick | 8162528
4500595091-[20] | 908305012 : SWITCH,DISC,OVRHD,ABS,60HZ FREQ,110KV | LBS | ROH | PXC-3246966 | E/TB - End bracket, for assembly on NS 32 or NS 35/7.5 DIN rail | 875 | 875 | 0 |  | R56-I-1-K11A_SEP | consumption | 2025-10-19 | LV |  | HA01-Al - Hassa Warehouse | 2025-10-30 | 2025-10-16 | 0 | [5 empty] | Material Transfer Order_MTO | 8182163
4500595091-[20] | 908305012 : SWITCH,DISC,OVRHD,ABS,60HZ FREQ,110KV | LBS | ROH | PXC.3246023 | PHOENIX CONTACT_TB 4 EI / SCREW TERMINAL, 2PTS, 4 SQMM GREY | 11760 | 11760 | 0 | 6100K012B | 1-1-1-1 | inventory | 2025-10-28 | LV |  | HA01-Al - Hassa Warehouse | 2025-10-30 | 2025-10-16 | 0
4500595091-[20] | 908305012 : SWITCH,DISC,OVRHD,ABS,60HZ FREQ,110KV | LBS | ROH | PXC.5775287 | PHOENIX CONTACT_TB6-RTK-02 / DISCONNECT TERMINAL BLOCK 6 SQMM | 4704 | 4704 | 0 | 6100K012B | 1-1-1-1 | inventory | 2025-10-28 | LV |  | HA01-Al - Hassa Warehouse | 2025-10-30 | 2025-10-16 | 0
4500595091-[20] | 908305012 : SWITCH,DISC,OVRHD,ABS,60HZ FREQ,110KV | LBS | ROH | RH050 | VISHAY_HEATER RH050, 50W 4.7KOHM, 120-240V AC/DC | 196 | 125 | 71 | 6100K007 | 1-1-1-1 | inventory | 2025-10-28 | LV |  | HA01-Al - Hassa Warehouse | 2025-10-30 | 2025-10-16 | 0
4500595091-[20] | 908305012 : SWITCH,DISC,OVRHD,ABS,60HZ FREQ,110KV | LBS | ROH | RH050 | VISHAY_HEATER RH050, 50W 4.7KOHM, 120-240V AC/DC | 71 | 71 | 0 | free_stock | R16-B-1-K11B_SEP | inventory | 2025-10-28 | LV |  | HA01-Al - Hassa Warehouse | 2025-10-30 | 2025-10-16 | 0
4500595091-[20] | 908305012 : SWITCH,DISC,OVRHD,ABS,60HZ FREQ,110KV | LBS | ROH | RMU000000108 | Plain Washer M5 ¦ 9ABA450075F1003 ¦ Local | 5292 | 3010 | 2282 | free_stock | 1-1-1-1 | inventory | 2025-10-28 | LV |  | HA01-Al - Hassa Warehouse | 2025-10-30 | 2025-10-16 | 0
4500595091-[20] | 908305012 : SWITCH,DISC,OVRHD,ABS,60HZ FREQ,110KV | LBS | ROH | RMU000000108 | Plain Washer M5 ¦ 9ABA450075F1003 ¦ Local | 2282 | 2282 | 0 | 6100K012B | 1-1-1-1 | inventory | 2025-10-28 | LV |  | HA01-Al - Hassa Warehouse | 2025-10-30 | 2025-10-16 | 0
4500595091-[20] | 908305012 : SWITCH,DISC,OVRHD,ABS,60HZ FREQ,110KV | LBS | ROH | RMU000000113 | Lock Washer M5 ¦ 9ABA450075F1008 ¦ Local | 588 | 588 | 0 | free_stock | INC-1-1-K12B_SEP | inventory | 2025-10-28 | LV |  | HA01-Al - Hassa Warehouse | 2025-10-30 | 2025-10-16 | 0
4500595091-[20] | 908305012 : SWITCH,DISC,OVRHD,ABS,60HZ FREQ,110KV | LBS | ROH | RMU000000298 | CHINT_AUXILIARY CONTACT FOR MCB 1NO 1NC DC (XF9) | 196 | 196 | 0 | 6100K007 | 1-1-1-1 | inventory | 2025-10-28 | LV |  | HA01-Al - Hassa Warehouse | 2025-10-30 | 2025-10-16 | 0
4500595091-[20] | 908305012 : SWITCH,DISC,OVRHD,ABS,60HZ FREQ,110KV | LBS | ROH | SEP10052 | ‭DISCONNECTING TB FOR CT, OTTA 6-T, BOLT W/O SPRING/0790462/OTTA 6-T P/P‬ | 1176 | 750 | 426 | free_stock | R67-O-1-K12B_SEP | inventory | 2025-10-28 | LV |  | HA01-Al - Hassa Warehouse | 2025-10-30 | 2025-10-16 | 0
4500595091-[20] | 908305012 : SWITCH,DISC,OVRHD,ABS,60HZ FREQ,110KV | LBS | ROH | SEP10052 | ‭DISCONNECTING TB FOR CT, OTTA 6-T, BOLT W/O SPRING/0790462/OTTA 6-T P/P‬ | 426 | 426 | 0 | free_stock | R67-O-1-K11B_SEP | inventory | 2025-10-28 | LV |  | HA01-Al - Hassa Warehouse | 2025-10-30 | 2025-10-16 | 0
4500595091-[20] | 908305012 : SWITCH,DISC,OVRHD,ABS,60HZ FREQ,110KV | LBS | ROH | SEP10120 | ‭TIE MOUNT FOR SPARE TIE/HC-102/HC-102‬ | 1960 | 1960 | 0 | free_stock | R58-R-1-K11B_SEP | inventory | 2025-10-28 | LV |  | HA01-Al - Hassa Warehouse | 2025-10-30 | 2025-10-16 | 0
4500595091-[20] | 908305012 : SWITCH,DISC,OVRHD,ABS,60HZ FREQ,110KV | LBS | ROH | SEP10128 | ‭DIN RAIL SLOTTED/35X15X1.5X2 - HOLE/DIN RAIL‬ | 98 | 98 | 0 | 6100K006 | 1-1-1-1 | inventory | 2025-10-28 | LV |  | HA01-Al - Hassa Warehouse | 2025-10-30 | 2025-10-16 | 0
4500595091-[20] | 908305012 : SWITCH,DISC,OVRHD,ABS,60HZ FREQ,110KV | LBS | ROH | SEP10481 | End Cover, D-URTK ¦ 310020 ¦ PHOENIX | 196 | 174 | 22 | free_stock | 1-1-1-1 | inventory | 2025-10-28 | LV |  | HA01-Al - Hassa Warehouse | 2025-10-30 | 2025-10-16 | 0
4500595091-[20] | 908305012 : SWITCH,DISC,OVRHD,ABS,60HZ FREQ,110KV | LBS | ROH | SEP10481 | End Cover, D-URTK ¦ 310020 ¦ PHOENIX | 22 | 22 | 0 | free_stock | R59-G-1-MVBM_SEP | inventory | 2025-10-28 | LV |  | HA01-Al - Hassa Warehouse | 2025-10-30 | 2025-10-16 | 0
4500595091-[20] | 908305012 : SWITCH,DISC,OVRHD,ABS,60HZ FREQ,110KV | LBS | ROH | SEP10555 | TB NUMBERING MARKER (BLANK), UCT-TM 6 / 0828736 | 1960 | 1482 | 478 | free_stock | 1-1-1-1 | inventory | 2025-10-28 | LV |  | HA01-Al - Hassa Warehouse | 2025-10-30 | 2025-10-16 | 0
4500595091-[20] | 908305012 : SWITCH,DISC,OVRHD,ABS,60HZ FREQ,110KV | LBS | ROH | SEP10555 | TB NUMBERING MARKER (BLANK), UCT-TM 6 / 0828736 | 478 | 478 | 0 | free_stock | R57-R-1-K006_SEP | inventory | 2025-10-28 | LV |  | HA01-Al - Hassa Warehouse | 2025-10-30 | 2025-10-16 | 0
4500595091-[20] | 908305012 : SWITCH,DISC,OVRHD,ABS,60HZ FREQ,110KV | LBS | ROH | SEP10556 | TB NUMBERING MARKER (BLANK), UCT-TM 8 / 0828740 | 1176 | 950 | 226 | free_stock | 1-1-1-1 | inventory | 2025-10-28 | LV |  | HA01-Al - Hassa Warehouse | 2025-10-30 | 2025-10-16 | 0
4500595091-[20] | 908305012 : SWITCH,DISC,OVRHD,ABS,60HZ FREQ,110KV | LBS | ROH | SEP10556 | TB NUMBERING MARKER (BLANK), UCT-TM 8 / 0828740 | 226 | 226 | 0 | free_stock | R57-A-1-K006_SEP | inventory | 2025-10-28 | LV |  | HA01-Al - Hassa Warehouse | 2025-10-30 | 2025-10-16 | 0
4500595091-[20] | 908305012 : SWITCH,DISC,OVRHD,ABS,60HZ FREQ,110KV | LBS | ROH | SEP10962 | TB, Terminal block, plastic, for 2.5mm wires, 12 connections per set | 32.6667 | 32.6667 | 0 | 6100K006 | IFLR-1-1-K006_SEP | consumption | 2025-10-18 | LV |  | HA01-Al - Hassa Warehouse | 2025-10-30 | 2025-10-16 | 0 | [5 empty] | Material Issue Order_MIO | 8162883
4500595091-[20] | 908305012 : SWITCH,DISC,OVRHD,ABS,60HZ FREQ,110KV | LBS | ROH | SEP11143 | Cable, Control, 1 CORE CU/PVC, 2.5 Sq.mm, Red, 105°, 600/1000V , 1 x 91.4 m | 58.8 | 20 | 38.8 | 6100K007 | NEW.FLR-1-1-K013_SEP | consumption | 2025-10-20 | LV |  | HA01-Al - Hassa Warehouse | 2025-10-30 | 2025-10-16 | 0 | [5 empty] | Work in Process Pick | 8212119
4500595091-[20] | 908305012 : SWITCH,DISC,OVRHD,ABS,60HZ FREQ,110KV | LBS | ROH | SEP11143 | Cable, Control, 1 CORE CU/PVC, 2.5 Sq.mm, Red, 105°, 600/1000V , 1 x 91.4 m | 38.8 | 19.4 | 19.4 | 6100K011B | R56-A-1-KDP1_SEP | consumption | 2025-10-20 | LV |  | HA01-Al - Hassa Warehouse | 2025-10-30 | 2025-10-16 | 0 | [5 empty] | Work in Process Pick | 8195098
4500595091-[20] | 908305012 : SWITCH,DISC,OVRHD,ABS,60HZ FREQ,110KV | LBS | ROH | SEP11143 | Cable, Control, 1 CORE CU/PVC, 2.5 Sq.mm, Red, 105°, 600/1000V , 1 x 91.4 m | 19.4 | 12 | 7.4 | 6100K013 | WH2-1-1-K013_SEP | consumption | 2025-09-22 | LV |  | HA01-Al - Hassa Warehouse | 2025-10-30 | 2025-10-16 | 0 | [5 empty] | Material Issue Order_MIO | 7508349
4500595091-[20] | 908305012 : SWITCH,DISC,OVRHD,ABS,60HZ FREQ,110KV | LBS | ROH | SEP11143 | Cable, Control, 1 CORE CU/PVC, 2.5 Sq.mm, Red, 105°, 600/1000V , 1 x 91.4 m | 7.4 | 7.4 | 0 | 6100KDP01 | R57-P-1-KDP1_SEP | consumption | 2025-06-28 | LV |  | HA01-Al - Hassa Warehouse | 2025-10-30 | 2025-10-16 | 0 | [5 empty] | Miscellaneous issue | 6173890
4500595091-[20] | 908305012 : SWITCH,DISC,OVRHD,ABS,60HZ FREQ,110KV | LBS | ROH | SEP11146 | Cable, Control, 1 CORE CU/PVC, 2.5 Sq.mm, Black, 105°, 600/1000V , 1 x 91.4 m | 196 | 6 | 190 | 6100K012B | NEW.FLR-1-1-K013_SEP | consumption | 2025-10-19 | LV |  | HA01-Al - Hassa Warehouse | 2025-10-30 | 2025-10-16 | 0 | [5 empty] | Work in Process Pick | 8175111
4500595091-[20] | 908305012 : SWITCH,DISC,OVRHD,ABS,60HZ FREQ,110KV | LBS | ROH | SEP11146 | Cable, Control, 1 CORE CU/PVC, 2.5 Sq.mm, Black, 105°, 600/1000V , 1 x 91.4 m | 190 | 50 | 140 | 6100K013 | R14-J-1-MVBM_SEP | consumption | 2025-09-22 | LV |  | HA01-Al - Hassa Warehouse | 2025-10-30 | 2025-10-16 | 0 | [5 empty] | Material Issue Order_MIO | 7508350
4500595091-[20] | 908305012 : SWITCH,DISC,OVRHD,ABS,60HZ FREQ,110KV | LBS | ROH | SEP11146 | Cable, Control, 1 CORE CU/PVC, 2.5 Sq.mm, Black, 105°, 600/1000V , 1 x 91.4 m | 140 | 140 | 0 | 6100K007 | IFLR-1-1-MVBM_SEP | consumption | 2025-10-22 | LV |  | HA01-Al - Hassa Warehouse | 2025-10-30 | 2025-10-16 | 0 | [5 empty] | Work in Process Pick | 8259880
4500595091-[20] | 908305012 : SWITCH,DISC,OVRHD,ABS,60HZ FREQ,110KV | LBS | ROH | SEP11151 | Cable, Control, 1 CORE CU/PVC, 2.5 Sq.mm Yellow/Green, 105°, 600/1000V , 1 x 91.4 m | 58.8 | 6.4 | 52.4 | 6100K011B | 1-1-1-1 | consumption | 2025-10-20 | LV |  | HA01-Al - Hassa Warehouse | 2025-10-30 | 2025-10-16 | 0 | [5 empty] | Work in Process Pick | 8192200
4500595091-[20] | 908305012 : SWITCH,DISC,OVRHD,ABS,60HZ FREQ,110KV | LBS | ROH | SEP11151 | Cable, Control, 1 CORE CU/PVC, 2.5 Sq.mm Yellow/Green, 105°, 600/1000V , 1 x 91.4 m | 52.4 | 50 | 2.4 |  | R14-J-1-MVBM_SEP | consumption | 2025-10-22 | LV |  | HA01-Al - Hassa Warehouse | 2025-10-30 | 2025-10-16 | 0 | [5 empty] | Material Transfer Order_MTO | 8263228
4500595091-[20] | 908305012 : SWITCH,DISC,OVRHD,ABS,60HZ FREQ,110KV | LBS | ROH | SEP11151 | Cable, Control, 1 CORE CU/PVC, 2.5 Sq.mm Yellow/Green, 105°, 600/1000V , 1 x 91.4 m | 2.4 | 2 | 0.4 | 6100K011B | R14-J-1-MVBM_SEP | consumption | 2025-10-22 | LV |  | HA01-Al - Hassa Warehouse | 2025-10-30 | 2025-10-16 | 0 | [5 empty] | Work in Process Pick | 8262372
4500595091-[20] | 908305012 : SWITCH,DISC,OVRHD,ABS,60HZ FREQ,110KV | LBS | ROH | SEP11151 | Cable, Control, 1 CORE CU/PVC, 2.5 Sq.mm Yellow/Green, 105°, 600/1000V , 1 x 91.4 m | 0.4 | 0.4 | 0 | 6100K008 | R14-J-1-MVBM_SEP | consumption | 2025-10-25 | LV |  | HA01-Al - Hassa Warehouse | 2025-10-30 | 2025-10-16 | 0 | [5 empty] | Work in Process Pick | 8293113
4500595091-[20] | 908305012 : SWITCH,DISC,OVRHD,ABS,60HZ FREQ,110KV | LBS | ROH | SFB220A24H300 | BEB OR DFE_SFB220A24H300/24VDC / BATTERY CHARGER INPUT 220VAC,OUTPUT 24VDC | 196 | 156 | 40 | free_stock | R18-C-1-K11A_SEP | inventory | 2025-10-28 | LV |  | HA01-Al - Hassa Warehouse | 2025-10-30 | 2025-10-16 | 0
4500595091-[20] | 908305012 : SWITCH,DISC,OVRHD,ABS,60HZ FREQ,110KV | LBS | ROH | SFB220A24H300 | BEB OR DFE_SFB220A24H300/24VDC / BATTERY CHARGER INPUT 220VAC,OUTPUT 24VDC | 40 | 40 | 0 | 6100K007 | 1-1-1-1 | inventory | 2025-10-28 | LV |  | HA01-Al - Hassa Warehouse | 2025-10-30 | 2025-10-16 | 0
4500595091-[20] | 908305012 : SWITCH,DISC,OVRHD,ABS,60HZ FREQ,110KV | LBS | ROH | VBC6-30-01-01 | ABB_VBC6-30-01-01 MINI REVERSING CONTACTOR | 196 | 146 | 50 | 6100K006 | 1-1-1-1 | inventory | 2025-10-28 | LV |  | HA01-Al - Hassa Warehouse | 2025-10-30 | 2025-10-16 | 0
4500595091-[20] | 908305012 : SWITCH,DISC,OVRHD,ABS,60HZ FREQ,110KV | LBS | ROH | VBC6-30-01-01 | ABB_VBC6-30-01-01 MINI REVERSING CONTACTOR | 50 | 50 | 0 | free_stock | R57-I-1-1 | inventory | 2025-10-28 | LV |  | HA01-Al - Hassa Warehouse | 2025-10-30 | 2025-10-16 | 0
4500595091-[20] | 908305012 : SWITCH,DISC,OVRHD,ABS,60HZ FREQ,110KV | LBS | ROH | RMU000000119 | BOLT SOCKET CAP HEAD M3x12 ¦ 9ABA450075F1014 ¦ Local | 2352 | 1848 | 504 | free_stock | R58-A-1-K11A_SEP | inventory | 2025-10-28 | LV | Automated: Replaced 9ABA450075F1014 by RMU000000119. | HA01-Al - Hassa Warehouse | 2025-10-30 | 2025-10-16 | 0
4500595091-[20] | 908305012 : SWITCH,DISC,OVRHD,ABS,60HZ FREQ,110KV | LBS | ROH | RMU000000119 | BOLT SOCKET CAP HEAD M3x12 ¦ 9ABA450075F1014 ¦ Local | 504 | 504 | 0 | 6100K007 | 1-1-1-1 | inventory | 2025-10-28 | LV | Automated: Replaced 9ABA450075F1014 by RMU000000119. | HA01-Al - Hassa Warehouse | 2025-10-30 | 2025-10-16 | 0
4500595091-[20] | 908305012 : SWITCH,DISC,OVRHD,ABS,60HZ FREQ,110KV | LBS | ROH | RMU000000120 | SEC Logo (Alminum 136x76) ¦ 9ABA450075F1015 ¦ Local | 196 | 157 | 39 | free_stock | 1-1-1-1 | inventory | 2025-10-28 | LV | Automated: Replaced 9ABA450075F1015 by RMU000000120. | HA01-Al - Hassa Warehouse | 2025-10-30 | 2025-10-16 | 0
4500595091-[20] | 908305012 : SWITCH,DISC,OVRHD,ABS,60HZ FREQ,110KV | LBS | ROH | RMU000000120 | SEC Logo (Alminum 136x76) ¦ 9ABA450075F1015 ¦ Local | 39 | 39 | 0 | free_stock | INC-1-1-K11A_SEP | inventory | 2025-10-28 | LV | Automated: Replaced 9ABA450075F1015 by RMU000000120. | HA01-Al - Hassa Warehouse | 2025-10-30 | 2025-10-16 | 0
4500595091-[20] | 908305012 : SWITCH,DISC,OVRHD,ABS,60HZ FREQ,110KV | LBS | ROH | RMU000000121 | Danger Sign (Alminum 136x76) ¦ 9ABA450075F1016 ¦ Local | 196 | 169 | 27 | free_stock | 1-1-1-1 | inventory | 2025-10-28 | LV | Automated: Replaced 9ABA450075F1016 by RMU000000121. | HA01-Al - Hassa Warehouse | 2025-10-30 | 2025-10-16 | 0
4500595091-[20] | 908305012 : SWITCH,DISC,OVRHD,ABS,60HZ FREQ,110KV | LBS | ROH | RMU000000121 | Danger Sign (Alminum 136x76) ¦ 9ABA450075F1016 ¦ Local | 27 | 27 | 0 | free_stock | INC-1-1-K017_SEP | inventory | 2025-10-28 | LV | Automated: Replaced 9ABA450075F1016 by RMU000000121. | HA01-Al - Hassa Warehouse | 2025-10-30 | 2025-10-16 | 0
4500595091-[20] | 908305012 : SWITCH,DISC,OVRHD,ABS,60HZ FREQ,110KV | LBS | ROH | RMU000000123 | LBS/Sectionalizer SEP Branding Label ¦ 9ABA450075F1018 ¦ Local | 196 | 196 | 0 | free_stock | INC-1-1-K017_SEP | inventory | 2025-10-28 | LV | Automated: Replaced 9ABA450075F1018 by RMU000000123. | HA01-Al - Hassa Warehouse | 2025-10-30 | 2025-10-16 | 0
4500595091-[20] | 908305012 : SWITCH,DISC,OVRHD,ABS,60HZ FREQ,110KV | LBS | ROH | DF240907005 | Flat Washers φ3 Stainless Steel | 3136 | 1086 | 2050 | 6100K013 | R55-A-1-K013_SEP | inventory | 2025-10-28 | LV |  | HA01-Al - Hassa Warehouse | 2025-10-30 | 2025-10-16 | 0
4500595091-[20] | 908305012 : SWITCH,DISC,OVRHD,ABS,60HZ FREQ,110KV | LBS | ROH | DF240907005 | Flat Washers φ3 Stainless Steel | 2050 | 1076 | 974 | 6100K012B | 1-1-1-1 | inventory | 2025-10-28 | LV |  | HA01-Al - Hassa Warehouse | 2025-10-30 | 2025-10-16 | 0
4500595091-[20] | 908305012 : SWITCH,DISC,OVRHD,ABS,60HZ FREQ,110KV | LBS | ROH | DF240907005 | Flat Washers φ3 Stainless Steel | 974 | 974 | 0 | free_stock | R58-A-1-K007_SEP | inventory | 2025-10-28 | LV |  | HA01-Al - Hassa Warehouse | 2025-10-30 | 2025-10-16 | 0
4500595091-[20] | 908305012 : SWITCH,DISC,OVRHD,ABS,60HZ FREQ,110KV | LBS | ROH | DMS 2126 2011-111 | NUT, HEX M3 | 3136 | 2510 | 626 | free_stock | R58-A-1-K006_SEP | inventory | 2025-10-28 | LV |  | HA01-Al - Hassa Warehouse | 2025-10-30 | 2025-10-16 | 0
4500595091-[20] | 908305012 : SWITCH,DISC,OVRHD,ABS,60HZ FREQ,110KV | LBS | ROH | DMS 2126 2011-111 | NUT, HEX M3 | 626 | 626 | 0 | free_stock | R58-A-1-K11B_SEP | inventory | 2025-10-28 | LV |  | HA01-Al - Hassa Warehouse | 2025-10-30 | 2025-10-16 | 0
4500595091-[20] | 908305012 : SWITCH,DISC,OVRHD,ABS,60HZ FREQ,110KV | LBS | ROH | MV-CPT -CABL-ASSY | Cable Assembly - Outdoor flexible cable Black PVC 450/750 V, 95 °C heat & flame retardent, stranded annealed copper conductor, 4Cx 2.5 mm² of length 12 meter with connector type HQ-005-M (male connector) with H3A-MTG-M20 (hood) and DLX-M20 (gland) with H3A-KDBP (cover) terminated on one end (opposite end do not require processing), with steel cable tags on both cable ends, cable tag text "CPT cable" and loose supply of 1 base type H3A-MAG (base) with HQ-005-F (female connector) and H3A-KDTP (cover) - Used for OVR/LBS/Sectionalizer CPT connection | 196 | 75 | 121 | 6100K006 | NEW.FLR-1-1-K006_SEP | inventory | 2025-10-28 | Cable |  | HA01-Al - Hassa Warehouse | 2025-10-30 | 2025-10-16 | 0
4500595091-[20] | 908305012 : SWITCH,DISC,OVRHD,ABS,60HZ FREQ,110KV | LBS | ROH | MV-CPT -CABL-ASSY | Cable Assembly - Outdoor flexible cable Black PVC 450/750 V, 95 °C heat & flame retardent, stranded annealed copper conductor, 4Cx 2.5 mm² of length 12 meter with connector type HQ-005-M (male connector) with H3A-MTG-M20 (hood) and DLX-M20 (gland) with H3A-KDBP (cover) terminated on one end (opposite end do not require processing), with steel cable tags on both cable ends, cable tag text "CPT cable" and loose supply of 1 base type H3A-MAG (base) with HQ-005-F (female connector) and H3A-KDTP (cover) - Used for OVR/LBS/Sectionalizer CPT connection | 121 | 72 | 49 | 6100K017 | NEW.FLR-1-1-K017_SEP | inventory | 2025-10-28 | Cable |  | HA01-Al - Hassa Warehouse | 2025-10-30 | 2025-10-16 | 0
4500595091-[20] | 908305012 : SWITCH,DISC,OVRHD,ABS,60HZ FREQ,110KV | LBS | ROH | MV-CPT -CABL-ASSY | Cable Assembly - Outdoor flexible cable Black PVC 450/750 V, 95 °C heat & flame retardent, stranded annealed copper conductor, 4Cx 2.5 mm² of length 12 meter with connector type HQ-005-M (male connector) with H3A-MTG-M20 (hood) and DLX-M20 (gland) with H3A-KDBP (cover) terminated on one end (opposite end do not require processing), with steel cable tags on both cable ends, cable tag text "CPT cable" and loose supply of 1 base type H3A-MAG (base) with HQ-005-F (female connector) and H3A-KDTP (cover) - Used for OVR/LBS/Sectionalizer CPT connection | 49 | 49 | 0 | 6100K007 | 1-1-1-1 | inventory | 2025-10-28 | Cable |  | HA01-Al - Hassa Warehouse | 2025-10-30 | 2025-10-16 | 0
4500595091-[20] | 908305012 : SWITCH,DISC,OVRHD,ABS,60HZ FREQ,110KV | LBS | ROH | MV-CT -C-CABL-ASSY-LBS | Cable Assembly - Outdoor flexible cable Black PVC 450/750 V, 95 °C heat & flame retardent, stranded annealed copper conductor, 10Cx 1.0 mm² of length 12 meter with connector type HQ-012-M (male connector) with H3A-MTG-M20 (hood) and DLX-M20 (gland) with H3A-KDBP (cover) terminated on one end (opposite end do not require processing), with steel cable tags on both cable ends, cable tag text "CT cable" and loose supply of 1 base type H3A-MAG (base) with HQ-012-F (female connector) and H3A-KDTP (cover) -Used for LBS/Sectionalizer CT connection | 196 | 66 | 130 | 6100K007 | 1-1-1-1 | inventory | 2025-10-28 | Cable |  | HA01-Al - Hassa Warehouse | 2025-10-30 | 2025-10-16 | 0
4500595091-[20] | 908305012 : SWITCH,DISC,OVRHD,ABS,60HZ FREQ,110KV | LBS | ROH | MV-CT -C-CABL-ASSY-LBS | Cable Assembly - Outdoor flexible cable Black PVC 450/750 V, 95 °C heat & flame retardent, stranded annealed copper conductor, 10Cx 1.0 mm² of length 12 meter with connector type HQ-012-M (male connector) with H3A-MTG-M20 (hood) and DLX-M20 (gland) with H3A-KDBP (cover) terminated on one end (opposite end do not require processing), with steel cable tags on both cable ends, cable tag text "CT cable" and loose supply of 1 base type H3A-MAG (base) with HQ-012-F (female connector) and H3A-KDTP (cover) -Used for LBS/Sectionalizer CT connection | 130 | 61 | 69 | 6100K011B | 1-1-1-1 | inventory | 2025-10-28 | Cable |  | HA01-Al - Hassa Warehouse | 2025-10-30 | 2025-10-16 | 0
4500595091-[20] | 908305012 : SWITCH,DISC,OVRHD,ABS,60HZ FREQ,110KV | LBS | ROH | MV-CT -C-CABL-ASSY-LBS | Cable Assembly - Outdoor flexible cable Black PVC 450/750 V, 95 °C heat & flame retardent, stranded annealed copper conductor, 10Cx 1.0 mm² of length 12 meter with connector type HQ-012-M (male connector) with H3A-MTG-M20 (hood) and DLX-M20 (gland) with H3A-KDBP (cover) terminated on one end (opposite end do not require processing), with steel cable tags on both cable ends, cable tag text "CT cable" and loose supply of 1 base type H3A-MAG (base) with HQ-012-F (female connector) and H3A-KDTP (cover) -Used for LBS/Sectionalizer CT connection | 69 | 59 | 10 | 6100K006 | NEW.FLR-1-1-K006_SEP | inventory | 2025-10-28 | Cable |  | HA01-Al - Hassa Warehouse | 2025-10-30 | 2025-10-16 | 0
4500595091-[20] | 908305012 : SWITCH,DISC,OVRHD,ABS,60HZ FREQ,110KV | LBS | ROH | MV-CT -C-CABL-ASSY-LBS | Cable Assembly - Outdoor flexible cable Black PVC 450/750 V, 95 °C heat & flame retardent, stranded annealed copper conductor, 10Cx 1.0 mm² of length 12 meter with connector type HQ-012-M (male connector) with H3A-MTG-M20 (hood) and DLX-M20 (gland) with H3A-KDBP (cover) terminated on one end (opposite end do not require processing), with steel cable tags on both cable ends, cable tag text "CT cable" and loose supply of 1 base type H3A-MAG (base) with HQ-012-F (female connector) and H3A-KDTP (cover) -Used for LBS/Sectionalizer CT connection | 10 | 10 | 0 | 6100K012B | 1-1-1-1 | inventory | 2025-10-28 | Cable |  | HA01-Al - Hassa Warehouse | 2025-10-30 | 2025-10-16 | 0
4500595091-[20] | 908305012 : SWITCH,DISC,OVRHD,ABS,60HZ FREQ,110KV | LBS | ROH | MV-CVD-CABL-ASSY-LBS | Cable Assembly - Outdoor flexible cable Black PVC 450/750 V, 95 °C heat & flame retardent, stranded annealed copper conductor, 10C x 2 x 0.22 mm² of length 12 meter with connector type YD41-16TK-D20 terminated on one end (opposite end do not require processing), with steel cable tags on both cable ends, cable tag text "CVD cable" and loose supply of 1 base type YD41-16ZJ - Used for LBS/Sectionalizer CVD connection | 196 | 72 | 124 | 6100K017 | NEW.FLR-1-1-K017_SEP | inventory | 2025-10-28 | Cable |  | HA01-Al - Hassa Warehouse | 2025-10-30 | 2025-10-16 | 0
4500595091-[20] | 908305012 : SWITCH,DISC,OVRHD,ABS,60HZ FREQ,110KV | LBS | ROH | MV-CVD-CABL-ASSY-LBS | Cable Assembly - Outdoor flexible cable Black PVC 450/750 V, 95 °C heat & flame retardent, stranded annealed copper conductor, 10C x 2 x 0.22 mm² of length 12 meter with connector type YD41-16TK-D20 terminated on one end (opposite end do not require processing), with steel cable tags on both cable ends, cable tag text "CVD cable" and loose supply of 1 base type YD41-16ZJ - Used for LBS/Sectionalizer CVD connection | 124 | 66 | 58 | 6100K007 | 1-1-1-1 | inventory | 2025-10-28 | Cable |  | HA01-Al - Hassa Warehouse | 2025-10-30 | 2025-10-16 | 0
4500595091-[20] | 908305012 : SWITCH,DISC,OVRHD,ABS,60HZ FREQ,110KV | LBS | ROH | MV-CVD-CABL-ASSY-LBS | Cable Assembly - Outdoor flexible cable Black PVC 450/750 V, 95 °C heat & flame retardent, stranded annealed copper conductor, 10C x 2 x 0.22 mm² of length 12 meter with connector type YD41-16TK-D20 terminated on one end (opposite end do not require processing), with steel cable tags on both cable ends, cable tag text "CVD cable" and loose supply of 1 base type YD41-16ZJ - Used for LBS/Sectionalizer CVD connection | 58 | 58 | 0 | 6100K011B | 1-1-1-1 | inventory | 2025-10-28 | Cable |  | HA01-Al - Hassa Warehouse | 2025-10-30 | 2025-10-16 | 0
4500595091-[20] | 908305012 : SWITCH,DISC,OVRHD,ABS,60HZ FREQ,110KV | LBS | ROH | MV-MOT-C-CABL-ASSY-LBS | Cable Assembly | 196 | 73 | 123 | free_stock | 1-1-1-1 | inventory | 2025-10-28 | Cable | Automated: Replaced MV-MOT -C-CABL-ASSY-LBS by MV-MOT-C-CABL-ASSY-LBS. | HA01-Al - Hassa Warehouse | 2025-10-30 | 2025-10-16 | 0
4500595091-[20] | 908305012 : SWITCH,DISC,OVRHD,ABS,60HZ FREQ,110KV | LBS | ROH | MV-MOT-C-CABL-ASSY-LBS | Cable Assembly | 123 | 72 | 51 | 6100K017 | NEW.FLR-1-1-K017_SEP | inventory | 2025-10-28 | Cable | Automated: Replaced MV-MOT -C-CABL-ASSY-LBS by MV-MOT-C-CABL-ASSY-LBS. | HA01-Al - Hassa Warehouse | 2025-10-30 | 2025-10-16 | 0
4500595091-[20] | 908305012 : SWITCH,DISC,OVRHD,ABS,60HZ FREQ,110KV | LBS | ROH | MV-MOT-C-CABL-ASSY-LBS | Cable Assembly | 51 | 51 | 0 | 6100K006 | NEW.FLR-1-1-K006_SEP | inventory | 2025-10-28 | Cable | Automated: Replaced MV-MOT -C-CABL-ASSY-LBS by MV-MOT-C-CABL-ASSY-LBS. | HA01-Al - Hassa Warehouse | 2025-10-30 | 2025-10-16 | 0
6100K019 | PP12 : SWITCHGEAR - PP12 | SWGR | ROH | 00046 | SCREW TS ACC T21336/M5X16 | 6 | 2 | 4 | 6100K019 | R58-O-1-KDP1_SEP | consumption | 2025-10-13 | C&D |  | - | 2025-11-08 | 2025-10-25 | 0 | [5 empty] | Work in Process Pick | 8076564
6100K019 | PP12 : SWITCHGEAR - PP12 | SWGR | ROH | 00046 | SCREW TS ACC T21336/M5X16 | 4 | 2 | 2 | 6100K019 | R58-O-1-KDP1_SEP | consumption | 2025-10-13 | C&D |  | - | 2025-11-08 | 2025-10-25 | 0 | [5 empty] | Work in Process Pick | 8082393
6100K019 | PP12 : SWITCHGEAR - PP12 | SWGR | ROH | 00046 | SCREW TS ACC T21336/M5X16 | 2 | 2 | 0 | 6100K019 | R58-O-1-KDP1_SEP | consumption | 2025-10-14 | C&D |  | - | 2025-11-08 | 2025-10-25 | 0 | [5 empty] | Work in Process Pick | 8099569
6100K019 | PP12 : SWITCHGEAR - PP12 | SWGR | ROH | 00046 | SCREW TS ACC T21336/M5X16 | 16 | 4 | 12 | 6100K019 | R58-O-1-KDP1_SEP | consumption | 2025-10-14 | Mechanical |  | - | 2025-11-08 | 2025-10-25 | 0 | [5 empty] | Work in Process Pick | 8099668
6100K019 | PP12 : SWITCHGEAR - PP12 | SWGR | ROH | 00046 | SCREW TS ACC T21336/M5X16 | 12 | 2 | 10 | 6100K019 | R58-O-1-KDP1_SEP | consumption | 2025-10-14 | Mechanical |  | - | 2025-11-08 | 2025-10-25 | 0 | [5 empty] | Work in Process Pick | 8099569
6100K019 | PP12 : SWITCHGEAR - PP12 | SWGR | ROH | 00046 | SCREW TS ACC T21336/M5X16 | 10 | 2 | 8 | 6100K019 | R58-O-1-KDP1_SEP | consumption | 2025-10-14 | Mechanical |  | - | 2025-11-08 | 2025-10-25 | 0 | [5 empty] | Work in Process Pick | 8108500
6100K019 | PP12 : SWITCHGEAR - PP12 | SWGR | ROH | 00046 | SCREW TS ACC T21336/M5X16 | 8 | 2 | 6 | 6100K019 | R58-O-1-KDP1_SEP | consumption | 2025-10-15 | Mechanical |  | - | 2025-11-08 | 2025-10-25 | 0 | [5 empty] | Work in Process Pick | 8127265
6100K019 | PP12 : SWITCHGEAR - PP12 | SWGR | ROH | 00046 | SCREW TS ACC T21336/M5X16 | 6 | 2 | 4 | 6100K019 | R58-O-1-KDP1_SEP | consumption | 2025-10-15 | Mechanical |  | - | 2025-11-08 | 2025-10-25 | 0 | [5 empty] | Work in Process Pick | 8127256
6100K019 | PP12 : SWITCHGEAR - PP12 | SWGR | ROH | 00046 | SCREW TS ACC T21336/M5X16 | 4 | 4 | 0 | free_stock | 1-1-1-1 | inventory | 2025-10-28 | Mechanical |  | - | 2025-11-08 | 2025-10-25 | 0
6100K019 | PP12 : SWITCHGEAR - PP12 | SWGR | ROH | 013978 | TERMINAL ACC T34262/6Px2.5 7906090000 | 5 | 1 | 4 | 6100K019 | R57-J-1-KDP1_SEP | consumption | 2025-10-13 | C&D |  | - | 2025-11-08 | 2025-10-25 | 0 | [5 empty] | Work in Process Pick | 8082396
6100K019 | PP12 : SWITCHGEAR - PP12 | SWGR | ROH | 013978 | TERMINAL ACC T34262/6Px2.5 7906090000 | 4 | 1 | 3 | 6100K019 | R57-J-1-KDP1_SEP | consumption | 2025-10-13 | C&D |  | - | 2025-11-08 | 2025-10-25 | 0 | [5 empty] | Work in Process Pick | 8082399
6100K019 | PP12 : SWITCHGEAR - PP12 | SWGR | ROH | 013978 | TERMINAL ACC T34262/6Px2.5 7906090000 | 3 | 1 | 2 | 6100K019 | R57-J-1-KDP1_SEP | consumption | 2025-10-14 | C&D |  | - | 2025-11-08 | 2025-10-25 | 0 | [5 empty] | Work in Process Pick | 8108605
6100K019 | PP12 : SWITCHGEAR - PP12 | SWGR | ROH | 013978 | TERMINAL ACC T34262/6Px2.5 7906090000 | 2 | 1 | 1 | 6100K019 | R57-J-1-KDP1_SEP | consumption | 2025-10-14 | C&D |  | - | 2025-11-08 | 2025-10-25 | 0 | [5 empty] | Work in Process Pick | 8108695
6100K019 | PP12 : SWITCHGEAR - PP12 | SWGR | ROH | 013978 | TERMINAL ACC T34262/6Px2.5 7906090000 | 1 | 1 | 0 | 6100K019 | R57-J-1-KDP1_SEP | consumption | 2025-10-15 | C&D |  | - | 2025-11-08 | 2025-10-25 | 0 | [5 empty] | Work in Process Pick | 8120188
6100K019 | PP12 : SWITCHGEAR - PP12 | SWGR | ROH | 013978 | TERMINAL ACC T34262/6Px2.5 7906090000 | 6 | 1 | 5 | 6100K019 | R57-J-1-KDP1_SEP | consumption | 2025-10-15 | Mechanical |  | - | 2025-11-08 | 2025-10-25 | 0 | [5 empty] | Work in Process Pick | 8120281
6100K019 | PP12 : SWITCHGEAR - PP12 | SWGR | ROH | 013978 | TERMINAL ACC T34262/6Px2.5 7906090000 | 5 | 5 | 0 | 6100KDP01 | R57-J-1-K019_SEP | inventory | 2025-10-28 | Mechanical |  | - | 2025-11-08 | 2025-10-25 | 0
6100K019 | PP12 : SWITCHGEAR - PP12 | SWGR | ROH | 02030 | MICROSWITCH T36447/01 | 6 | 1 | 5 | 6100K019 | R59-Q-1-KDP1_SEP | consumption | 2025-10-13 | C&D |  | - | 2025-11-08 | 2025-10-25 | 0 | [5 empty] | Work in Process Pick | 8077524
6100K019 | PP12 : SWITCHGEAR - PP12 | SWGR | ROH | 02030 | MICROSWITCH T36447/01 | 5 | 1 | 4 | 6100K019 | R59-Q-1-KDP1_SEP | consumption | 2025-10-13 | C&D |  | - | 2025-11-08 | 2025-10-25 | 0 | [5 empty] | Work in Process Pick | 8077518
6100K019 | PP12 : SWITCHGEAR - PP12 | SWGR | ROH | 02030 | MICROSWITCH T36447/01 | 4 | 1 | 3 | 6100K019 | R59-Q-1-KDP1_SEP | consumption | 2025-10-13 | C&D |  | - | 2025-11-08 | 2025-10-25 | 0 | [5 empty] | Work in Process Pick | 8082402
6100K019 | PP12 : SWITCHGEAR - PP12 | SWGR | ROH | 02030 | MICROSWITCH T36447/01 | 3 | 1 | 2 | 6100K019 | R59-Q-1-KDP1_SEP | consumption | 2025-10-13 | C&D |  | - | 2025-11-08 | 2025-10-25 | 0 | [5 empty] | Work in Process Pick | 8085892
6100K019 | PP12 : SWITCHGEAR - PP12 | SWGR | ROH | 02030 | MICROSWITCH T36447/01 | 2 | 1 | 1 | 6100K019 | R59-Q-1-KDP1_SEP | consumption | 2025-10-15 | C&D |  | - | 2025-11-08 | 2025-10-25 | 0 | [5 empty] | Work in Process Pick | 8115341
6100K019 | PP12 : SWITCHGEAR - PP12 | SWGR | ROH | 02030 | MICROSWITCH T36447/01 | 1 | 1 | 0 | 6100K019 | R59-Q-1-KDP1_SEP | consumption | 2025-10-15 | C&D |  | - | 2025-11-08 | 2025-10-25 | 0 | [5 empty] | Work in Process Pick | 8115356
6100K019 | PP12 : SWITCHGEAR - PP12 | SWGR | ROH | 02030 | MICROSWITCH T36447/01 | 7 | 1 | 6 | 6100K019 | R59-Q-1-KDP1_SEP | consumption | 2025-10-15 | Mechanical |  | - | 2025-11-08 | 2025-10-25 | 0 | [5 empty] | Work in Process Pick | 8128694
6100K019 | PP12 : SWITCHGEAR - PP12 | SWGR | ROH | 02030 | MICROSWITCH T36447/01 | 6 | 1 | 5 | 6100K019 | R59-Q-1-KDP1_SEP | consumption | 2025-10-15 | Mechanical |  | - | 2025-11-08 | 2025-10-25 | 0 | [5 empty] | Work in Process Pick | 8128742
6100K019 | PP12 : SWITCHGEAR - PP12 | SWGR | ROH | 02030 | MICROSWITCH T36447/01 | 5 | 1 | 4 | 6100K019 | R59-Q-1-KDP1_SEP | consumption | 2025-10-16 | Mechanical |  | - | 2025-11-08 | 2025-10-25 | 0 | [5 empty] | Work in Process Pick | 8140287
6100K019 | PP12 : SWITCHGEAR - PP12 | SWGR | ROH | 02030 | MICROSWITCH T36447/01 | 4 | 1 | 3 | 6100K019 | R59-Q-1-KDP1_SEP | consumption | 2025-10-16 | Mechanical |  | - | 2025-11-08 | 2025-10-25 | 0 | [5 empty] | Work in Process Pick | 8140326
6100K019 | PP12 : SWITCHGEAR - PP12 | SWGR | ROH | 02030 | MICROSWITCH T36447/01 | 3 | 3 | 0 | 6100KDP01 | R56-P-1-K019_SEP | inventory | 2025-10-28 | Mechanical |  | - | 2025-11-08 | 2025-10-25 | 0
6100K019 | PP12 : SWITCHGEAR - PP12 | SWGR | ROH | 03363 | STEEL RIVETS, ACC T 22205/6.4 TT(13.8kV) | 1046 | 1046 | 0 | 6100K019 | 1-1-1-1 | inventory | 2025-10-28 | C&D |  | - | 2025-11-08 | 2025-10-25 | 0
6100K019 | PP12 : SWITCHGEAR - PP12 | SWGR | ROH | 03363 | STEEL RIVETS, ACC T 22205/6.4 TT(13.8kV) | 1188 | 1026 | 162 | 6100K019 | 1-1-1-1 | inventory | 2025-10-28 | Mechanical |  | - | 2025-11-08 | 2025-10-25 | 0
6100K019 | PP12 : SWITCHGEAR - PP12 | SWGR | ROH | 03363 | STEEL RIVETS, ACC T 22205/6.4 TT(13.8kV) | 162 | 162 | 0 | free_stock | R58-A-1-KDP1_SEP | inventory | 2025-10-28 | Mechanical |  | - | 2025-11-08 | 2025-10-25 | 0
6100K019 | PP12 : SWITCHGEAR - PP12 | SWGR | ROH | 03366 | STEEL RIVETS T22205/4.8 TS | 114 | 114 | 0 | 6100K019 | 1-1-1-1 | inventory | 2025-10-28 | Mechanical |  | - | 2025-11-08 | 2025-10-25 | 0
6100K019 | PP12 : SWITCHGEAR - PP12 | SWGR | ROH | 03366 | STEEL RIVETS T22205/4.8 TS | 146 | 127 | 19 | 6100K019 | 1-1-1-1 | inventory | 2025-10-28 | C&D |  | - | 2025-11-08 | 2025-10-25 | 0
6100K019 | PP12 : SWITCHGEAR - PP12 | SWGR | ROH | 03366 | STEEL RIVETS T22205/4.8 TS | 19 | 19 | 0 | free_stock | R58-O-1-KDP1_SEP | inventory | 2025-10-28 | C&D |  | - | 2025-11-08 | 2025-10-25 | 0
6100K019 | PP12 : SWITCHGEAR - PP12 | SWGR | ROH | 04472 | RIVET STAINLESS STL T22206/4.8 | 68 | 68 | 0 | 6100K019 | 1-1-1-1 | inventory | 2025-10-28 | C&D |  | - | 2025-11-08 | 2025-10-25 | 0
6100K019 | PP12 : SWITCHGEAR - PP12 | SWGR | ROH | 04472 | RIVET STAINLESS STL T22206/4.8 | 69 | 59 | 10 | 6100K019 | 1-1-1-1 | inventory | 2025-10-28 | Mechanical |  | - | 2025-11-08 | 2025-10-25 | 0
6100K019 | PP12 : SWITCHGEAR - PP12 | SWGR | ROH | 04472 | RIVET STAINLESS STL T22206/4.8 | 10 | 9 | 1 | 6100K019 | 1-1-1-1 | consumption | 2025-10-14 | Mechanical |  | - | 2025-11-08 | 2025-10-25 | 0 | [5 empty] | Work in Process Pick | 8100046
6100K019 | PP12 : SWITCHGEAR - PP12 | SWGR | ROH | 04472 | RIVET STAINLESS STL T22206/4.8 | 1 | 1 | 0 | 6100K019 | R58-O-1-KDP1_SEP | consumption | 2025-10-14 | Mechanical |  | - | 2025-11-08 | 2025-10-25 | 0 | [5 empty] | Work in Process Pick | 8100052
6100K019 | PP12 : SWITCHGEAR - PP12 | SWGR | ROH | 07686 | WASHER AC EL DIN137 T22120/8 A | 4 | 4 | 0 | 6100K019 | R14-I-1-KDP1_SEP | inventory | 2025-10-28 | C&D |  | - | 2025-11-08 | 2025-10-25 | 0
6100K019 | PP12 : SWITCHGEAR - PP12 | SWGR | ROH | 07853 | HEX. HEAD BOLT T21000/3X16 | 6 | 6 | 0 | 6100K019 | 1-1-1-1 | inventory | 2025-10-28 | C&D |  | - | 2025-11-08 | 2025-10-25 | 0
6100K019 | PP12 : SWITCHGEAR - PP12 | SWGR | ROH | 07934 | TOMMY HEAD SCREW ACC T21010/M3x6 | 20 | 20 | 0 | 6100K019 | 1-1-1-1 | inventory | 2025-10-28 | C&D |  | - | 2025-11-08 | 2025-10-25 | 0
6100K019 | PP12 : SWITCHGEAR - PP12 | SWGR | ROH | 07934 | TOMMY HEAD SCREW ACC T21010/M3x6 | 24 | 20 | 4 | 6100K019 | 1-1-1-1 | inventory | 2025-10-28 | Mechanical |  | - | 2025-11-08 | 2025-10-25 | 0
6100K019 | PP12 : SWITCHGEAR - PP12 | SWGR | ROH | 07934 | TOMMY HEAD SCREW ACC T21010/M3x6 | 4 | 4 | 0 | free_stock | R14-I-1-KDP1_SEP | inventory | 2025-10-28 | Mechanical |  | - | 2025-11-08 | 2025-10-25 | 0
6100K019 | PP12 : SWITCHGEAR - PP12 | SWGR | ROH | 07940 | TOMMY HEAD SCREW ACC T21010/M3X20 | 6 | 6 | 0 | 6100K019 | 1-1-1-1 | inventory | 2025-10-28 | Mechanical |  | - | 2025-11-08 | 2025-10-25 | 0
6100K019 | PP12 : SWITCHGEAR - PP12 | SWGR | ROH | 07940 | TOMMY HEAD SCREW ACC T21010/M3X20 | 9 | 8 | 1 | 6100K019 | 1-1-1-1 | inventory | 2025-10-28 | C&D |  | - | 2025-11-08 | 2025-10-25 | 0
6100K019 | PP12 : SWITCHGEAR - PP12 | SWGR | ROH | 07940 | TOMMY HEAD SCREW ACC T21010/M3X20 | 1 | 1 | 0 | free_stock | R14-I-1-KDP1_SEP | inventory | 2025-10-28 | C&D |  | - | 2025-11-08 | 2025-10-25 | 0
6100K019 | PP12 : SWITCHGEAR - PP12 | SWGR | ROH | 07959 | TOMMY HEAD SCREW FULL THREAD T21010/4X25 | 60 | 60 | 0 | 6100K019 | 1-1-1-1 | inventory | 2025-10-28 | C&D |  | - | 2025-11-08 | 2025-10-25 | 0
6100K019 | PP12 : SWITCHGEAR - PP12 | SWGR | ROH | 08017 | TOMMY HEAD SCREW ACC T21010/M4x22 | 20 | 20 | 0 | 6100K019 | 1-1-1-1 | inventory | 2025-10-28 | C&D |  | - | 2025-11-08 | 2025-10-25 | 0
6100K019 | PP12 : SWITCHGEAR - PP12 | SWGR | ROH | 08017 | TOMMY HEAD SCREW ACC T21010/M4x22 | 26 | 22 | 4 | 6100K019 | 1-1-1-1 | inventory | 2025-10-28 | Mechanical |  | - | 2025-11-08 | 2025-10-25 | 0
6100K019 | PP12 : SWITCHGEAR - PP12 | SWGR | ROH | 08017 | TOMMY HEAD SCREW ACC T21010/M4x22 | 4 | 4 | 0 | free_stock | R14-I-1-KDP1_SEP | inventory | 2025-10-28 | Mechanical |  | - | 2025-11-08 | 2025-10-25 | 0
6100K019 | PP12 : SWITCHGEAR - PP12 | SWGR | ROH | 08222 | COUNTER SUNK SCREW 6X16 ACC T21030/6X16 | 4 | 4 | 0 | 6100K019 | R58-A-1-KDP1_SEP | inventory | 2025-10-28 | C&D |  | - | 2025-11-08 | 2025-10-25 | 0
6100K019 | PP12 : SWITCHGEAR - PP12 | SWGR | ROH | 08222 | COUNTER SUNK SCREW 6X16 ACC T21030/6X16 | 4 | 4 | 0 | 6100K019 | R58-A-1-KDP1_SEP | inventory | 2025-10-28 | Mechanical |  | - | 2025-11-08 | 2025-10-25 | 0
6100K019 | PP12 : SWITCHGEAR - PP12 | SWGR | ROH | 08448 | SQUARE FASTENING NUT TS ACC T21597/5 | 24 | 24 | 0 | 6100K019 | 1-1-1-1 | inventory | 2025-10-28 | C&D |  | - | 2025-11-08 | 2025-10-25 | 0
6100K019 | PP12 : SWITCHGEAR - PP12 | SWGR | ROH | 08448 | SQUARE FASTENING NUT TS ACC T21597/5 | 28 | 24 | 4 | 6100K019 | 1-1-1-1 | inventory | 2025-10-28 | Mechanical |  | - | 2025-11-08 | 2025-10-25 | 0
6100K019 | PP12 : SWITCHGEAR - PP12 | SWGR | ROH | 08448 | SQUARE FASTENING NUT TS ACC T21597/5 | 4 | 4 | 0 | 6100K019 | R58-O-1-KDP1_SEP | consumption | 2025-10-14 | Mechanical |  | - | 2025-11-08 | 2025-10-25 | 0 | [5 empty] | Work in Process Pick | 8100049
6100K019 | PP12 : SWITCHGEAR - PP12 | SWGR | ROH | 08852 | WASHER, SRING STEEL ACC T22100/3.2 | 25 | 25 | 0 | 6100K019 | 1-1-1-1 | inventory | 2025-10-28 | C&D |  | - | 2025-11-08 | 2025-10-25 | 0
6100K019 | PP12 : SWITCHGEAR - PP12 | SWGR | ROH | 08852 | WASHER, SRING STEEL ACC T22100/3.2 | 30 | 15 | 15 | 6100K019 | 1-1-1-1 | inventory | 2025-10-28 | Mechanical |  | - | 2025-11-08 | 2025-10-25 | 0
6100K019 | PP12 : SWITCHGEAR - PP12 | SWGR | ROH | 08852 | WASHER, SRING STEEL ACC T22100/3.2 | 15 | 10 | 5 | 6100K019 | R15-A-1-KDP1_SEP | inventory | 2025-10-28 | Mechanical |  | - | 2025-11-08 | 2025-10-25 | 0
6100K019 | PP12 : SWITCHGEAR - PP12 | SWGR | ROH | 08852 | WASHER, SRING STEEL ACC T22100/3.2 | 5 | 5 | 0 | 6100K019 | R15-A-1-KDP1_SEP | consumption | 2025-10-15 | Mechanical |  | - | 2025-11-08 | 2025-10-25 | 0 | [5 empty] | Work in Process Pick | 8120200
6100K019 | PP12 : SWITCHGEAR - PP12 | SWGR | ROH | 08856 | WASHER STEEL T22100/ 6.4 | 24 | 24 | 0 | 6100K019 | 1-1-1-1 | inventory | 2025-10-28 | C&D |  | - | 2025-11-08 | 2025-10-25 | 0
6100K019 | PP12 : SWITCHGEAR - PP12 | SWGR | ROH | 08856 | WASHER STEEL T22100/ 6.4 | 28 | 24 | 4 | 6100K019 | 1-1-1-1 | inventory | 2025-10-28 | Mechanical |  | - | 2025-11-08 | 2025-10-25 | 0
6100K019 | PP12 : SWITCHGEAR - PP12 | SWGR | ROH | 08856 | WASHER STEEL T22100/ 6.4 | 4 | 4 | 0 | 6100K019 | R58-A-1-KDP1_SEP | consumption | 2025-10-16 | Mechanical |  | - | 2025-11-08 | 2025-10-25 | 0 | [5 empty] | Work in Process Pick | 8144790
6100K019 | PP12 : SWITCHGEAR - PP12 | SWGR | ROH | 09011 | LOCK NUT T21192/M3N - DIN 985 A2K | 4 | 4 | 0 | 6100K019 | 1-1-1-1 | inventory | 2025-10-28 | C&D |  | - | 2025-11-08 | 2025-10-25 | 0
6100K019 | PP12 : SWITCHGEAR - PP12 | SWGR | ROH | 09021 | SELF-LOCKING HEX. NUT,T21192/M10 (LOCAL) | 48 | 48 | 0 | 6100K019 | 1-1-1-1 | inventory | 2025-10-28 | C&D |  | - | 2025-11-08 | 2025-10-25 | 0
6100K019 | PP12 : SWITCHGEAR - PP12 | SWGR | ROH | 09021 | SELF-LOCKING HEX. NUT,T21192/M10 (LOCAL) | 56 | 48 | 8 | 6100K019 | 1-1-1-1 | inventory | 2025-10-28 | Mechanical |  | - | 2025-11-08 | 2025-10-25 | 0
6100K019 | PP12 : SWITCHGEAR - PP12 | SWGR | ROH | 09021 | SELF-LOCKING HEX. NUT,T21192/M10 (LOCAL) | 8 | 8 | 0 | 6100K019 | 1-1-1-1 | consumption | 2025-10-16 | Mechanical |  | - | 2025-11-08 | 2025-10-25 | 0 | [5 empty] | Work in Process Pick | 8144145
6100K019 | PP12 : SWITCHGEAR - PP12 | SWGR | ROH | 09601 | WASHER, FLAT ACC T22000/3.2X7 | 30 | 30 | 0 | 6100K019 | 1-1-1-1 | inventory | 2025-10-28 | C&D |  | - | 2025-11-08 | 2025-10-25 | 0
6100K019 | PP12 : SWITCHGEAR - PP12 | SWGR | ROH | 09601 | WASHER, FLAT ACC T22000/3.2X7 | 36 | 30 | 6 | 6100K019 | 1-1-1-1 | inventory | 2025-10-28 | Mechanical |  | - | 2025-11-08 | 2025-10-25 | 0
6100K019 | PP12 : SWITCHGEAR - PP12 | SWGR | ROH | 09601 | WASHER, FLAT ACC T22000/3.2X7 | 6 | 6 | 0 | free_stock | R58-A-1-KDP1_SEP | inventory | 2025-10-28 | Mechanical |  | - | 2025-11-08 | 2025-10-25 | 0
6100K019 | PP12 : SWITCHGEAR - PP12 | SWGR | ROH | 09947 | SPRING WASHER ACC T22104/6 | 4 | 4 | 0 | 6100K019 | R58-A-1-KDP1_SEP | inventory | 2025-10-28 | Mechanical |  | - | 2025-11-08 | 2025-10-25 | 0
6100K019 | PP12 : SWITCHGEAR - PP12 | SWGR | ROH | 09947 | SPRING WASHER ACC T22104/6 | 6 | 6 | 0 | 6100K019 | R58-A-1-KDP1_SEP | inventory | 2025-10-28 | C&D |  | - | 2025-11-08 | 2025-10-25 | 0
6100K019 | PP12 : SWITCHGEAR - PP12 | SWGR | ROH | 1000057457 | WASHER CU AL M10 | 6 | 6 | 0 | 6100K019 | 1-1-1-1 | inventory | 2025-10-28 | C&D |  | - | 2025-11-08 | 2025-10-25 | 0
6100K019 | PP12 : SWITCHGEAR - PP12 | SWGR | ROH | 1000057457 | WASHER CU AL M10 | 6 | 5 | 1 | 6100K019 | 1-1-1-1 | inventory | 2025-10-28 | Mechanical |  | - | 2025-11-08 | 2025-10-25 | 0
6100K019 | PP12 : SWITCHGEAR - PP12 | SWGR | ROH | 1000057457 | WASHER CU AL M10 | 1 | 1 | 0 | free_stock | R59-Q-1-KDP1_SEP | inventory | 2025-10-28 | Mechanical |  | - | 2025-11-08 | 2025-10-25 | 0
6100K019 | PP12 : SWITCHGEAR - PP12 | SWGR | ROH | 1020178 | COMBINATION SPANNER SETS | 1 | 1 | 0 | 6100K019 | R58-J-1-KDP1_SEP | inventory | 2025-10-28 | LAX |  | - | 2025-11-08 | 2025-10-25 | 0
6100K019 | PP12 : SWITCHGEAR - PP12 | SWGR | ROH | 1020178 | COMBINATION SPANNER SETS | 1 | 1 | 0 | 6100K019 | 1-1-1-1 | inventory | 2025-10-28 | Mechanical |  | - | 2025-11-08 | 2025-10-25 | 0
6100K019 | PP12 : SWITCHGEAR - PP12 | SWGR | ROH | 12980 | COUNTERSUNK STEEL SCREW T21065/M6X14 | 12 | 12 | 0 | 6100K019 | 1-1-1-1 | inventory | 2025-10-28 | C&D |  | - | 2025-11-08 | 2025-10-25 | 0
6100K019 | PP12 : SWITCHGEAR - PP12 | SWGR | ROH | 12980 | COUNTERSUNK STEEL SCREW T21065/M6X14 | 14 | 12 | 2 | 6100K019 | 1-1-1-1 | inventory | 2025-10-28 | Mechanical |  | - | 2025-11-08 | 2025-10-25 | 0
6100K019 | PP12 : SWITCHGEAR - PP12 | SWGR | ROH | 12980 | COUNTERSUNK STEEL SCREW T21065/M6X14 | 2 | 2 | 0 | free_stock | R66-P-1-KDP1_SEP | inventory | 2025-10-28 | Mechanical |  | - | 2025-11-08 | 2025-10-25 | 0
6100K019 | PP12 : SWITCHGEAR - PP12 | SWGR | ROH | 12989 | COUNTERSUNK STEEL SCREW T21065/M8X30 | 12 | 12 | 0 | 6100K019 | 1-1-1-1 | inventory | 2025-10-28 | C&D |  | - | 2025-11-08 | 2025-10-25 | 0
6100K019 | PP12 : SWITCHGEAR - PP12 | SWGR | ROH | 12989 | COUNTERSUNK STEEL SCREW T21065/M8X30 | 14 | 12 | 2 | 6100K019 | 1-1-1-1 | inventory | 2025-10-28 | Mechanical |  | - | 2025-11-08 | 2025-10-25 | 0
6100K019 | PP12 : SWITCHGEAR - PP12 | SWGR | ROH | 12989 | COUNTERSUNK STEEL SCREW T21065/M8X30 | 2 | 2 | 0 | free_stock | R66-P-1-KDP1_SEP | inventory | 2025-10-28 | Mechanical |  | - | 2025-11-08 | 2025-10-25 | 0
6100K019 | PP12 : SWITCHGEAR - PP12 | SWGR | ROH | 13441 | TORQUES WRENCH | 1 | 1 | 0 | 6100K019 | R13-S-1-KDP1_SEP | inventory | 2025-10-28 | LAX |  | - | 2025-11-08 | 2025-10-25 | 0
6100K019 | PP12 : SWITCHGEAR - PP12 | SWGR | ROH | 13441 | TORQUES WRENCH | 1 | 1 | 0 | 6100K019 | 1-1-1-1 | inventory | 2025-10-28 | Mechanical |  | - | 2025-11-08 | 2025-10-25 | 0
6100K019 | PP12 : SWITCHGEAR - PP12 | SWGR | ROH | 1420601 | BI-HEXAGON DEEP SOCKET SET | 1 | 1 | 0 | 6100K019 | R13-S-1-KDP1_SEP | inventory | 2025-10-28 | LAX |  | - | 2025-11-08 | 2025-10-25 | 0
6100K019 | PP12 : SWITCHGEAR - PP12 | SWGR | ROH | 1420601 | BI-HEXAGON DEEP SOCKET SET | 1 | 1 | 0 | 6100K019 | 1-1-1-1 | inventory | 2025-10-28 | Mechanical |  | - | 2025-11-08 | 2025-10-25 | 0
6100K019 | PP12 : SWITCHGEAR - PP12 | SWGR | ROH | 1420630 | BI HEXAGON SOCKET SET of RATCHET | 1 | 1 | 0 | 6100K019 | R13-S-1-KDP1_SEP | inventory | 2025-10-28 | LAX |  | - | 2025-11-08 | 2025-10-25 | 0
6100K019 | PP12 : SWITCHGEAR - PP12 | SWGR | ROH | 1420630 | BI HEXAGON SOCKET SET of RATCHET | 1 | 1 | 0 | 6100K019 | 1-1-1-1 | inventory | 2025-10-28 | Mechanical |  | - | 2025-11-08 | 2025-10-25 | 0
6100K019 | PP12 : SWITCHGEAR - PP12 | SWGR | ROH | 1440146 | BALL END ALLEN KEY SET | 1 | 1 | 0 | 6100K019 | R13-S-1-KDP1_SEP | inventory | 2025-10-28 | LAX |  | - | 2025-11-08 | 2025-10-25 | 0
6100K019 | PP12 : SWITCHGEAR - PP12 | SWGR | ROH | 1440146 | BALL END ALLEN KEY SET | 1 | 1 | 0 | 6100K019 | 1-1-1-1 | inventory | 2025-10-28 | Mechanical |  | - | 2025-11-08 | 2025-10-25 | 0
6100K019 | PP12 : SWITCHGEAR - PP12 | SWGR | ROH | SEP40202 | Busbar, Copper, 80 x 10 mm, R=5 | 326.198 | 171.07 | 155.128 | 606PD013 | BBR-1-1-PD\-13/MV_SEP | inventory | 2025-10-28 | Mechanical | Automated: Replaced 1535 1034-227 by SEP40202. | - | 2025-11-08 | 2025-10-25 | 0
6100K019 | PP12 : SWITCHGEAR - PP12 | SWGR | ROH | SEP40202 | Busbar, Copper, 80 x 10 mm, R=5 | 155.128 | 114.048 | 41.08 | 606PD013 | BBR-1-1-PD\-13/MV_SEP | consumption | 2025-08-19 | Mechanical | Automated: Replaced 1535 1034-227 by SEP40202. | - | 2025-11-08 | 2025-10-25 | 0 | [5 empty] | Material Issue Order_MIO | 6684720
6100K019 | PP12 : SWITCHGEAR - PP12 | SWGR | ROH | SEP40254 | Busbar, Copper, 50 x 10 mm, R=1 | 1.84 | 1.84 | 0 | 6100KDP01 | BBR-1-1-K019_SEP | inventory | 2025-10-28 | Mechanical | Automated: Replaced 1535 1044-120 by SEP40254. | - | 2025-11-08 | 2025-10-25 | 0
6100K019 | PP12 : SWITCHGEAR - PP12 | SWGR | ROH | SEP40196 | Busbar, Copper, 60 x 10 mm, R=5 | 12.24 | 12.24 | 0 | 6100K019 | BBR-1-1-K019_SEP | consumption | 2025-10-21 | Mechanical | Automated: Replaced 1535 1044-125 by SEP40196. | - | 2025-11-08 | 2025-10-25 | 0 | [5 empty] | Work in Process Pick | 8233573
6100K019 | PP12 : SWITCHGEAR - PP12 | SWGR | ROH | SEP40181 | Busbar, Copper, 32 x 8 mm, R=1 | 11.88 | 8 | 3.88 | 6100K019 | BBR-1-1-K019_SEP | consumption | 2025-10-21 | Mechanical | Automated: Replaced 1535 1044-253 by SEP40181. | - | 2025-11-08 | 2025-10-25 | 0 | [5 empty] | Work in Process Pick | 8233585
6100K019 | PP12 : SWITCHGEAR - PP12 | SWGR | ROH | SEP40181 | Busbar, Copper, 32 x 8 mm, R=1 | 3.88 | 3.88 | 8.8818e-16 | 6100K019 | BBR-1-1-K019_SEP | consumption | 2025-10-25 | Mechanical | Automated: Replaced 1535 1044-253 by SEP40181. | - | 2025-11-08 | 2025-10-25 | 0 | [5 empty] | Work in Process Pick | 8292290
6100K019 | PP12 : SWITCHGEAR - PP12 | SWGR | ROH | SEP40181 | Busbar, Copper, 32 x 8 mm, R=1 | 8.8818e-16 | 8.8818e-16 | 0 | free_stock | BBR-1-1-K019_SEP | inventory | 2025-10-28 | Mechanical | Automated: Replaced 1535 1044-253 by SEP40181. | - | 2025-11-08 | 2025-10-25 | 0
6100K019 | PP12 : SWITCHGEAR - PP12 | SWGR | ROH | SEP40187 | Busbar, Copper, 40 x 10 mm, R=1 | 3.288 | 3.288 | 0 | 6100K019 | BBR-1-1-KDP1_SEP | consumption | 2025-10-21 | Mechanical | Automated: Replaced 1535 1044-96 by SEP40187. | - | 2025-11-08 | 2025-10-25 | 0 | [5 empty] | Work in Process Pick | 8233579
6100K019 | PP12 : SWITCHGEAR - PP12 | SWGR | ROH | SEP40173 | Busbar, Copper, 30 x 5 mm, R=1 | 8.478 | 8.478 | 0 | free_stock | PO-SEP-8142-[1] | GR_in_process | 2025-10-30 | Mechanical | Automated: Replaced 1535 1048-217 by SEP40173. | - | 2025-11-08 | 2025-10-25 | 0 | Innovation Solutions Factory | EBM-BULK / FAST MOVING | 352.84 | 27-10-2025
6100K019 | PP12 : SWITCHGEAR - PP12 | SWGR | ROH | SEP40184 | Busbar, Copper, 40 x 5 mm, R=1 | 1.2 | 1 | 0.2 | 6100K019 | BBR-1-1-K019_SEP | consumption | 2025-10-21 | Mechanical | Automated: Replaced 1535 1048-235 by SEP40184. | - | 2025-11-08 | 2025-10-25 | 0 | [5 empty] | Work in Process Pick | 8233582
6100K019 | PP12 : SWITCHGEAR - PP12 | SWGR | ROH | SEP40184 | Busbar, Copper, 40 x 5 mm, R=1 | 0.2 | 0.2 | 0 | 6100K019 | BBR-1-1-K019_SEP | consumption | 2025-10-25 | Mechanical | Automated: Replaced 1535 1048-235 by SEP40184. | - | 2025-11-08 | 2025-10-25 | 0 | [5 empty] | Work in Process Pick | 8292286
6100K019 | PP12 : SWITCHGEAR - PP12 | SWGR | ROH | SEP40233 | Busbar, Copper, 50 x 4 mm, R=1 | 1.2 | 1 | 0.2 | 6100K019 | BBR-1-1-K019_SEP | consumption | 2025-10-21 | Mechanical | Automated: Replaced 1535 1048-249 by SEP40233. | - | 2025-11-08 | 2025-10-25 | 0 | [5 empty] | Work in Process Pick | 8233576
6100K019 | PP12 : SWITCHGEAR - PP12 | SWGR | ROH | SEP40233 | Busbar, Copper, 50 x 4 mm, R=1 | 0.2 | 0.2 | 0 | 6100K019 | BBR-1-1-K019_SEP | consumption | 2025-10-25 | Mechanical | Automated: Replaced 1535 1048-249 by SEP40233. | - | 2025-11-08 | 2025-10-25 | 0 | [5 empty] | Work in Process Pick | 8292283
6100K019 | PP12 : SWITCHGEAR - PP12 | SWGR | ROH | 16301 | RIVET T22213/4 | 32 | 32 | 0 | 6100K019 | 1-1-1-1 | inventory | 2025-10-28 | C&D |  | - | 2025-11-08 | 2025-10-25 | 0
6100K019 | PP12 : SWITCHGEAR - PP12 | SWGR | ROH | 16301 | RIVET T22213/4 | 36 | 32 | 4 | 6100K019 | 1-1-1-1 | inventory | 2025-10-28 | Mechanical |  | - | 2025-11-08 | 2025-10-25 | 0
6100K019 | PP12 : SWITCHGEAR - PP12 | SWGR | ROH | 16301 | RIVET T22213/4 | 4 | 4 | 0 | free_stock | R66-P-1-KDP1_SEP | inventory | 2025-10-28 | Mechanical |  | - | 2025-11-08 | 2025-10-25 | 0
6100K019 | PP12 : SWITCHGEAR - PP12 | SWGR | ROH | 16304 | RIVET TT ALUMINUM T22213/5 | 9 | 9 | 0 | 6100K019 | 1-1-1-1 | inventory | 2025-10-28 | C&D |  | - | 2025-11-08 | 2025-10-25 | 0
6100K019 | PP12 : SWITCHGEAR - PP12 | SWGR | ROH | 16742 | DANGER SIGN T27420/60 | 10 | 10 | 0 | 6100K019 | 1-1-1-1 | inventory | 2025-10-28 | C&D |  | - | 2025-11-08 | 2025-10-25 | 0
6100K019 | PP12 : SWITCHGEAR - PP12 | SWGR | ROH | 16742 | DANGER SIGN T27420/60 | 12 | 8 | 4 | 6100K019 | INC-1-1-KDP1_SEP | inventory | 2025-10-28 | Mechanical |  | - | 2025-11-08 | 2025-10-25 | 0
6100K019 | PP12 : SWITCHGEAR - PP12 | SWGR | ROH | 16742 | DANGER SIGN T27420/60 | 4 | 2 | 2 | 6100K019 | WH2-1-1-KDP1_SEP | inventory | 2025-10-28 | Mechanical |  | - | 2025-11-08 | 2025-10-25 | 0
6100K019 | PP12 : SWITCHGEAR - PP12 | SWGR | ROH | 16742 | DANGER SIGN T27420/60 | 2 | 2 | 0 | 6100K019 | INC-1-1-KDP1_SEP | consumption | 2025-10-13 | Mechanical |  | - | 2025-11-08 | 2025-10-25 | 0 | [5 empty] | Work in Process Pick | 8082408
6100K019 | PP12 : SWITCHGEAR - PP12 | SWGR | ROH | 16743 | LABEL EARTHING (T27412/20) | 42 | 35 | 7 | 6100K019 | INC-1-1-KDP1_SEP | inventory | 2025-10-28 | C&D |  | - | 2025-11-08 | 2025-10-25 | 0
6100K019 | PP12 : SWITCHGEAR - PP12 | SWGR | ROH | 16743 | LABEL EARTHING (T27412/20) | 7 | 7 | 0 | 6100K019 | 1-1-1-1 | inventory | 2025-10-28 | C&D |  | - | 2025-11-08 | 2025-10-25 | 0
6100K019 | PP12 : SWITCHGEAR - PP12 | SWGR | ROH | 16743 | LABEL EARTHING (T27412/20) | 49 | 21 | 28 | 6100K019 | WH2-1-1-KDP1_SEP | inventory | 2025-10-28 | Mechanical |  | - | 2025-11-08 | 2025-10-25 | 0
6100K019 | PP12 : SWITCHGEAR - PP12 | SWGR | ROH | 16743 | LABEL EARTHING (T27412/20) | 28 | 21 | 7 | 6100K019 | 1-1-1-1 | inventory | 2025-10-28 | Mechanical |  | - | 2025-11-08 | 2025-10-25 | 0
6100K019 | PP12 : SWITCHGEAR - PP12 | SWGR | ROH | 16743 | LABEL EARTHING (T27412/20) | 7 | 7 | 0 | 6100K019 | INC-1-1-KDP1_SEP | consumption | 2025-10-13 | Mechanical |  | - | 2025-11-08 | 2025-10-25 | 0 | [5 empty] | Work in Process Pick | 8082414
6100K019 | PP12 : SWITCHGEAR - PP12 | SWGR | ROH | 1815230000 | 5Pole Plug 2.5mm-1815230000-Cont-loop | 5 | 5 | 0 | 6100K019 | 1-1-1-1 | inventory | 2025-10-28 | LV |  | - | 2025-11-08 | 2025-10-25 | 0
6100K019 | PP12 : SWITCHGEAR - PP12 | SWGR | ROH | 1855030000 | 6Pole Plug 4mm-1855030000-AC looping | 6 | 6 | 0 | 6100K019 | 1-1-1-1 | inventory | 2025-10-28 | LV |  | - | 2025-11-08 | 2025-10-25 | 0
6100K019 | PP12 : SWITCHGEAR - PP12 | SWGR | ROH | 1SFA611400R1001 | PILOT LIGHT#ML1-100R | 4 | 4 | 0 | 6100K019 | 1-1-1-1 | inventory | 2025-10-28 | LV |  | - | 2025-11-08 | 2025-10-25 | 0
6100K019 | PP12 : SWITCHGEAR - PP12 | SWGR | ROH | 1SFA611400R1002 | PILOT LIGHT#ML1-100G | 4 | 4 | 0 | 6100K019 | 1-1-1-1 | inventory | 2025-10-28 | LV |  | - | 2025-11-08 | 2025-10-25 | 0
6100K019 | PP12 : SWITCHGEAR - PP12 | SWGR | ROH | 1SFA611400R1003 | PILOT LIGHT#ML1-100Y | 7 | 7 | 0 | 6100K019 | 1-1-1-1 | inventory | 2025-10-28 | LV |  | - | 2025-11-08 | 2025-10-25 | 0
6100K019 | PP12 : SWITCHGEAR - PP12 | SWGR | ROH | 1SFA611400R1005 | PILOT LIGHT#ML1-100W | 8 | 8 | 0 | 6100K019 | 1-1-1-1 | inventory | 2025-10-28 | LV |  | - | 2025-11-08 | 2025-10-25 | 0
6100K019 | PP12 : SWITCHGEAR - PP12 | SWGR | ROH | 1SFA611605R1100 | HOLDER#MCBH-00 | 23 | 23 | 0 | 6100K019 | 1-1-1-1 | inventory | 2025-10-28 | LV |  | - | 2025-11-08 | 2025-10-25 | 0
6100K019 | PP12 : SWITCHGEAR - PP12 | SWGR | ROH | 1SFA611621R1051 | LAMP BLOCK#MLBL-05R | 4 | 4 | 0 | 6100K019 | 1-1-1-1 | inventory | 2025-10-28 | LV |  | - | 2025-11-08 | 2025-10-25 | 0
6100K019 | PP12 : SWITCHGEAR - PP12 | SWGR | ROH | 1SFA611621R1052 | LAMP BLOCK#MLBL-05G | 4 | 4 | 0 | 6100K019 | 1-1-1-1 | inventory | 2025-10-28 | LV |  | - | 2025-11-08 | 2025-10-25 | 0
6100K019 | PP12 : SWITCHGEAR - PP12 | SWGR | ROH | 1SFA611621R1053 | LAMP BLOCK#MLBL-05Y | 7 | 7 | 0 | 6100K019 | 1-1-1-1 | inventory | 2025-10-28 | LV |  | - | 2025-11-08 | 2025-10-25 | 0
6100K019 | PP12 : SWITCHGEAR - PP12 | SWGR | ROH | 1SFA611621R1055 | LAMP BLOCK#MLBL-05W | 8 | 8 | 0 | 6100K019 | 1-1-1-1 | inventory | 2025-10-28 | LV |  | - | 2025-11-08 | 2025-10-25 | 0
6100K019 | PP12 : SWITCHGEAR - PP12 | SWGR | ROH | 1SFA611630R1001 | DIODE BLOCK#MDB-1001 | 23 | 18 | 5 | 6100K019 | 1-1-1-1 | inventory | 2025-10-28 | LV |  | - | 2025-11-08 | 2025-10-25 | 0
6100K019 | PP12 : SWITCHGEAR - PP12 | SWGR | ROH | 1SFA611630R1001 | DIODE BLOCK#MDB-1001 | 5 | 5 | 0 | 6100K019 | R13-S-1-KDP1_SEP | inventory | 2025-10-28 | LV |  | - | 2025-11-08 | 2025-10-25 | 0
6100K019 | PP12 : SWITCHGEAR - PP12 | SWGR | ROH | 1SFA616920R8005 | KA1-8005 Lens | 23 | 23 | 0 | 6100K019 | 1-1-1-1 | inventory | 2025-10-28 | LV |  | - | 2025-11-08 | 2025-10-25 | 0
6100K019 | PP12 : SWITCHGEAR - PP12 | SWGR | ROH | 1SNA234000R0200 | Use *** 1SNA234041R2600 *** | 60 | 60 | 0 | 6100K019 | 1-1-1-1 | inventory | 2025-10-28 | LV |  | - | 2025-11-08 | 2025-10-25 | 0
6100K019 | PP12 : SWITCHGEAR - PP12 | SWGR | ROH | 1SNK900654R0000 | SC-JB8-4 Short circuit bridges - Yellow | 18 | 18 | 0 | 6100K019 | 1-1-1-1 | inventory | 2025-10-28 | LV |  | - | 2025-11-08 | 2025-10-25 | 0
6100K019 | PP12 : SWITCHGEAR - PP12 | SWGR | ROH | 1VCR000474F0001 | BLOCK | 11 | 11 | 0 | 6100K019 | 1-1-1-1 | inventory | 2025-10-28 | C&D |  | - | 2025-11-08 | 2025-10-25 | 0
6100K019 | PP12 : SWITCHGEAR - PP12 | SWGR | ROH | 1VCR000474F0001 | BLOCK | 13 | 11 | 2 | 6100K019 | 1-1-1-1 | inventory | 2025-10-28 | Mechanical |  | - | 2025-11-08 | 2025-10-25 | 0
6100K019 | PP12 : SWITCHGEAR - PP12 | SWGR | ROH | 1VCR000474F0001 | BLOCK | 2 | 2 | 0 | 6100KDP01 | R56-P-1-K019_SEP | inventory | 2025-10-28 | Mechanical |  | - | 2025-11-08 | 2025-10-25 | 0
6100K019 | PP12 : SWITCHGEAR - PP12 | SWGR | ROH | 1VCR002047G0001 | COMPLETE ASSEMBLY KIT FOR DIRAK LOCKUP | 6 | 6 | 0 | 6100K019 | R13-S-1-KDP1_SEP | inventory | 2025-10-28 | C&D |  | - | 2025-11-08 | 2025-10-25 | 0
6100K019 | PP12 : SWITCHGEAR - PP12 | SWGR | ROH | 1VCR002047G0001 | COMPLETE ASSEMBLY KIT FOR DIRAK LOCKUP | 7 | 3 | 4 | 6100K019 | R13-S-1-KDP1_SEP | inventory | 2025-10-28 | Mechanical |  | - | 2025-11-08 | 2025-10-25 | 0
6100K019 | PP12 : SWITCHGEAR - PP12 | SWGR | ROH | 1VCR002047G0001 | COMPLETE ASSEMBLY KIT FOR DIRAK LOCKUP | 4 | 3 | 1 | 6100K019 | 1-1-1-1 | inventory | 2025-10-28 | Mechanical |  | - | 2025-11-08 | 2025-10-25 | 0
6100K019 | PP12 : SWITCHGEAR - PP12 | SWGR | ROH | 1VCR002047G0001 | COMPLETE ASSEMBLY KIT FOR DIRAK LOCKUP | 1 | 1 | 0 | 6100K019 | R13-S-1-KDP1_SEP | consumption | 2025-10-15 | Mechanical |  | - | 2025-11-08 | 2025-10-25 | 0 | [5 empty] | Work in Process Pick | 8132321
6100K019 | PP12 : SWITCHGEAR - PP12 | SWGR | ROH | 1VCR002416G0001 | LOCKUP ROD ASSEMBLY | 7 | 7 | 0 | 6100K019 | 1-1-1-1 | inventory | 2025-10-28 | Mechanical |  | - | 2025-11-08 | 2025-10-25 | 0
6100K019 | PP12 : SWITCHGEAR - PP12 | SWGR | ROH | 1VCR002416G0001 | LOCKUP ROD ASSEMBLY | 9 | 9 | 0 | 6100K019 | 1-1-1-1 | inventory | 2025-10-28 | C&D |  | - | 2025-11-08 | 2025-10-25 | 0
6100K019 | PP12 : SWITCHGEAR - PP12 | SWGR | ROH | 1VCR002428G0001 | LOCKUP ROD ASSEMBLY | 6 | 6 | 0 | 6100K019 | 1-1-1-1 | inventory | 2025-10-28 | LAX |  | - | 2025-11-08 | 2025-10-25 | 0
6100K019 | PP12 : SWITCHGEAR - PP12 | SWGR | ROH | 1VCR002428G0001 | LOCKUP ROD ASSEMBLY | 7 | 5 | 2 | 6100K019 | 1-1-1-1 | inventory | 2025-10-28 | Mechanical |  | - | 2025-11-08 | 2025-10-25 | 0
6100K019 | PP12 : SWITCHGEAR - PP12 | SWGR | ROH | 1VCR002428G0001 | LOCKUP ROD ASSEMBLY | 2 | 1 | 1 | 6100K019 | R14-I-1-KDP1_SEP | inventory | 2025-10-28 | Mechanical |  | - | 2025-11-08 | 2025-10-25 | 0
6100K019 | PP12 : SWITCHGEAR - PP12 | SWGR | ROH | 1VCR002428G0001 | LOCKUP ROD ASSEMBLY | 1 | 1 | 0 | 6100K019 | R14-I-1-KDP1_SEP | consumption | 2025-10-16 | Mechanical |  | - | 2025-11-08 | 2025-10-25 | 0 | [5 empty] | Work in Process Pick | 8144151
6100K019 | PP12 : SWITCHGEAR - PP12 | SWGR | ROH | 1VCR003760G0001 | Crank EK6- Earthing Switch | 1 | 1 | 0 | 6100K019 | R14-I-1-KDP1_SEP | inventory | 2025-10-28 | Mechanical |  | - | 2025-11-08 | 2025-10-25 | 0
6100K019 | PP12 : SWITCHGEAR - PP12 | SWGR | ROH | 1VCR008770F0001 | BLOCK PIN | 48 | 48 | 0 | 6100K019 | 1-1-1-1 | inventory | 2025-10-28 | C&D |  | - | 2025-11-08 | 2025-10-25 | 0
6100K019 | PP12 : SWITCHGEAR - PP12 | SWGR | ROH | 1VCR008770F0001 | BLOCK PIN | 56 | 48 | 8 | 6100K019 | 1-1-1-1 | inventory | 2025-10-28 | Mechanical |  | - | 2025-11-08 | 2025-10-25 | 0
6100K019 | PP12 : SWITCHGEAR - PP12 | SWGR | ROH | 1VCR008770F0001 | BLOCK PIN | 8 | 8 | 0 | 6100K019 | R59-P-1-KDP1_SEP | consumption | 2025-10-15 | Mechanical |  | - | 2025-11-08 | 2025-10-25 | 0 | [5 empty] | Work in Process Pick | 8115719
6100K019 | PP12 : SWITCHGEAR - PP12 | SWGR | ROH | 1VL7600349P0101 | SHROUD | 2 | 2 | 0 | 6100K019 | 1-1-1-1 | inventory | 2025-10-28 | C&D |  | - | 2025-11-08 | 2025-10-25 | 0
6100K019 | PP12 : SWITCHGEAR - PP12 | SWGR | ROH | 1VL7600349P0101 | SHROUD | 2 | 2 | 0 | 6100K019 | 1-1-1-1 | inventory | 2025-10-28 | Mechanical |  | - | 2025-11-08 | 2025-10-25 | 0
6100K019 | PP12 : SWITCHGEAR - PP12 | SWGR | ROH | 1VL7600732P0101 | SPACER TUBE | 12 | 12 | 0 | 6100K019 | 1-1-1-1 | inventory | 2025-10-28 | C&D |  | - | 2025-11-08 | 2025-10-25 | 0
6100K019 | PP12 : SWITCHGEAR - PP12 | SWGR | ROH | 1VL7600732P0101 | SPACER TUBE | 14 | 12 | 2 | 6100K019 | 1-1-1-1 | inventory | 2025-10-28 | Mechanical |  | - | 2025-11-08 | 2025-10-25 | 0
6100K019 | PP12 : SWITCHGEAR - PP12 | SWGR | ROH | 1VL7600732P0101 | SPACER TUBE | 2 | 2 | 0 | free_stock | R58-O-1-KDP1_SEP | inventory | 2025-10-28 | Mechanical |  | - | 2025-11-08 | 2025-10-25 | 0
6100K019 | PP12 : SWITCHGEAR - PP12 | SWGR | ROH | 1VL7601387P0101 | TIE ROD (CB COMPRTMENT DOOR,W800)Short | 6 | 6 | 0 | 6100K019 | 1-1-1-1 | inventory | 2025-10-28 | C&D |  | - | 2025-11-08 | 2025-10-25 | 0
6100K019 | PP12 : SWITCHGEAR - PP12 | SWGR | ROH | 1VL7601387P0101 | TIE ROD (CB COMPRTMENT DOOR,W800)Short | 7 | 6 | 1 | 6100K019 | 1-1-1-1 | inventory | 2025-10-28 | Mechanical |  | - | 2025-11-08 | 2025-10-25 | 0
6100K019 | PP12 : SWITCHGEAR - PP12 | SWGR | ROH | 1VL7601387P0101 | TIE ROD (CB COMPRTMENT DOOR,W800)Short | 1 | 1 | 0 | 6100K019 | R59-P-1-KDP1_SEP | consumption | 2025-10-15 | Mechanical |  | - | 2025-11-08 | 2025-10-25 | 0 | [5 empty] | Work in Process Pick | 8115722
6100K019 | PP12 : SWITCHGEAR - PP12 | SWGR | ROH | 1VL7601389P0101 | TIE ROD (CB COMPRTMENT DOOR,W800)Long | 6 | 6 | 0 | 6100K019 | 1-1-1-1 | inventory | 2025-10-28 | C&D |  | - | 2025-11-08 | 2025-10-25 | 0
6100K019 | PP12 : SWITCHGEAR - PP12 | SWGR | ROH | 1VL7601389P0101 | TIE ROD (CB COMPRTMENT DOOR,W800)Long | 7 | 6 | 1 | 6100K019 | 1-1-1-1 | inventory | 2025-10-28 | Mechanical |  | - | 2025-11-08 | 2025-10-25 | 0
6100K019 | PP12 : SWITCHGEAR - PP12 | SWGR | ROH | 1VL7601389P0101 | TIE ROD (CB COMPRTMENT DOOR,W800)Long | 1 | 1 | 0 | 6100KDP01 | R56-Q-1-K019_SEP | inventory | 2025-10-28 | Mechanical |  | - | 2025-11-08 | 2025-10-25 | 0
6100K019 | PP12 : SWITCHGEAR - PP12 | SWGR | ROH | 1VL7602006R0101 | TIE ROD W800 CABLE COMPT. | 12 | 12 | 0 | 6100K019 | 1-1-1-1 | inventory | 2025-10-28 | C&D |  | - | 2025-11-08 | 2025-10-25 | 0
6100K019 | PP12 : SWITCHGEAR - PP12 | SWGR | ROH | 1VL7602006R0101 | TIE ROD W800 CABLE COMPT. | 14 | 12 | 2 | 6100K019 | 1-1-1-1 | inventory | 2025-10-28 | Mechanical |  | - | 2025-11-08 | 2025-10-25 | 0
6100K019 | PP12 : SWITCHGEAR - PP12 | SWGR | ROH | 1VL7602006R0101 | TIE ROD W800 CABLE COMPT. | 2 | 2 | 0 | 6100K019 | R59-P-1-KDP1_SEP | consumption | 2025-10-16 | Mechanical |  | - | 2025-11-08 | 2025-10-25 | 0 | [5 empty] | Work in Process Pick | 8144818
6100K019 | PP12 : SWITCHGEAR - PP12 | SWGR | ROH | 1VL7607280R0101 | HINGE WITHOUT FASTENERS | 66 | 66 | 0 | 6100K019 | 1-1-1-1 | inventory | 2025-10-28 | C&D |  | - | 2025-11-08 | 2025-10-25 | 0
6100K019 | PP12 : SWITCHGEAR - PP12 | SWGR | ROH | 1VL7607280R0101 | HINGE WITHOUT FASTENERS | 77 | 66 | 11 | 6100K019 | 1-1-1-1 | inventory | 2025-10-28 | Mechanical |  | - | 2025-11-08 | 2025-10-25 | 0
6100K019 | PP12 : SWITCHGEAR - PP12 | SWGR | ROH | 1VL7607280R0101 | HINGE WITHOUT FASTENERS | 11 | 11 | 0 | free_stock | R14-J-1-KDP1_SEP | inventory | 2025-10-28 | Mechanical |  | - | 2025-11-08 | 2025-10-25 | 0
6100K019 | PP12 : SWITCHGEAR - PP12 | SWGR | ROH | 1VL7608266P0101 | CONNECTION PIECE tublar GCE8005046R0101 | 6 | 6 | 0 | 6100K019 | INC-1-1-KDP1_SEP | inventory | 2025-10-28 | B |  | - | 2025-11-08 | 2025-10-25 | 0
6100K019 | PP12 : SWITCHGEAR - PP12 | SWGR | ROH | 1YAB000002-FDV | MIMIC DIAGRAM, INCOMER-2W,VT | 1 | 1 | 0 | 6100K019 | WH2-1-1-KDP1_SEP | consumption | 2025-10-16 | LV |  | - | 2025-11-08 | 2025-10-25 | 0 | [5 empty] | Work in Process Pick | 8139443
6100K019 | PP12 : SWITCHGEAR - PP12 | SWGR | ROH | 1YAB000003-FDX | MIMIC , OUTGOING WITH EARTHING | 2 | 1 | 1 | 6100K019 | WH2-1-1-KDP1_SEP | consumption | 2025-10-13 | LV |  | - | 2025-11-08 | 2025-10-25 | 0 | [5 empty] | Work in Process Pick | 8069876
6100K019 | PP12 : SWITCHGEAR - PP12 | SWGR | ROH | 1YAB000003-FDX | MIMIC , OUTGOING WITH EARTHING | 1 | 1 | 0 | free_stock | WH2-1-1-KDP1_SEP | inventory | 2025-10-28 | LV |  | - | 2025-11-08 | 2025-10-25 | 0
6100K019 | PP12 : SWITCHGEAR - PP12 | SWGR | ROH | 1YAB000004-BTE | MIMIC BUS SEC WITH EARTHG ON RIGHT SIDE | 1 | 1 | 0 | free_stock | WH2-1-1-KDP1_SEP | inventory | 2025-10-28 | LV |  | - | 2025-11-08 | 2025-10-25 | 0
6100K019 | PP12 : SWITCHGEAR - PP12 | SWGR | ROH | 1YAB000007-BME | MIMIC, BUS MET. & EARTHING-2W,VT | 1 | 1 | 0 | free_stock | WH2-1-1-KDP1_SEP | inventory | 2025-10-28 | LV |  | - | 2025-11-08 | 2025-10-25 | 0
6100K019 | PP12 : SWITCHGEAR - PP12 | SWGR | ROH | 1YAB000009-BRM | MIMIC , BUS RISER & MET.-2W,VT | 1 | 1 | 0 | 6100K019 | WH2-1-1-KDP1_SEP | consumption | 2025-10-15 | LV |  | - | 2025-11-08 | 2025-10-25 | 0 | [5 empty] | Work in Process Pick | 8129015
6100K019 | PP12 : SWITCHGEAR - PP12 | SWGR | ROH | 1YAB010005P0103 | SHROUD, LEFT W800 | 9 | 9 | 0 | 6100K019 | 1-1-1-1 | inventory | 2025-10-28 | C&D |  | - | 2025-11-08 | 2025-10-25 | 0
6100K019 | PP12 : SWITCHGEAR - PP12 | SWGR | ROH | 1YAB010005P0103 | SHROUD, LEFT W800 | 12 | 9 | 3 | 6100K019 | 1-1-1-1 | inventory | 2025-10-28 | Mechanical |  | - | 2025-11-08 | 2025-10-25 | 0
6100K019 | PP12 : SWITCHGEAR - PP12 | SWGR | ROH | 1YAB010005P0103 | SHROUD, LEFT W800 | 3 | 3 | 0 | 6100K019 | R59-Q-1-KDP1_SEP | consumption | 2025-10-13 | Mechanical |  | - | 2025-11-08 | 2025-10-25 | 0 | [5 empty] | Work in Process Pick | 8077527
6100K019 | PP12 : SWITCHGEAR - PP12 | SWGR | ROH | 1YAB010006P0103 | SHROUD, RIGHT W800 | 9 | 9 | 0 | 6100K019 | 1-1-1-1 | inventory | 2025-10-28 | C&D |  | - | 2025-11-08 | 2025-10-25 | 0
6100K019 | PP12 : SWITCHGEAR - PP12 | SWGR | ROH | 1YAB010006P0103 | SHROUD, RIGHT W800 | 12 | 9 | 3 | 6100K019 | 1-1-1-1 | inventory | 2025-10-28 | Mechanical |  | - | 2025-11-08 | 2025-10-25 | 0
6100K019 | PP12 : SWITCHGEAR - PP12 | SWGR | ROH | 1YAB010006P0103 | SHROUD, RIGHT W800 | 3 | 3 | 0 | 6100K019 | R59-Q-1-KDP1_SEP | consumption | 2025-10-15 | Mechanical |  | - | 2025-11-08 | 2025-10-25 | 0 | [5 empty] | Work in Process Pick | 8128823
6100K019 | PP12 : SWITCHGEAR - PP12 | SWGR | ROH | 1YAB010012P0102 | Copper earthing bar 12.5 x 4.0 mm | 6 | 6 | 0 | 6100K019 | 1-1-1-1 | inventory | 2025-10-28 | C&D |  | - | 2025-11-08 | 2025-10-25 | 0
6100K019 | PP12 : SWITCHGEAR - PP12 | SWGR | ROH | 1YAB010012P0102 | Copper earthing bar 12.5 x 4.0 mm | 7 | 4 | 3 | 6100K019 | 1-1-1-1 | inventory | 2025-10-28 | Mechanical |  | - | 2025-11-08 | 2025-10-25 | 0
6100K019 | PP12 : SWITCHGEAR - PP12 | SWGR | ROH | 1YAB010012P0102 | Copper earthing bar 12.5 x 4.0 mm | 3 | 2 | 1 | 6100K019 | R15-A-1-KDP1_SEP | inventory | 2025-10-28 | Mechanical |  | - | 2025-11-08 | 2025-10-25 | 0
6100K019 | PP12 : SWITCHGEAR - PP12 | SWGR | ROH | 1YAB010012P0102 | Copper earthing bar 12.5 x 4.0 mm | 1 | 1 | 0 | 6100K019 | R15-A-1-KDP1_SEP | consumption | 2025-10-13 | Mechanical |  | - | 2025-11-08 | 2025-10-25 | 0 | [5 empty] | Work in Process Pick | 8082417
6100K019 | PP12 : SWITCHGEAR - PP12 | SWGR | ROH | 1YAB010024P0101 | HINGE BOLT COMPONENT #1 | 18 | 18 | 0 | 6100K019 | 1-1-1-1 | inventory | 2025-10-28 | C&D |  | - | 2025-11-08 | 2025-10-25 | 0
6100K019 | PP12 : SWITCHGEAR - PP12 | SWGR | ROH | 1YAB010024P0101 | HINGE BOLT COMPONENT #1 | 21 | 12 | 9 | 6100K019 | 1-1-1-1 | inventory | 2025-10-28 | Mechanical |  | - | 2025-11-08 | 2025-10-25 | 0
6100K019 | PP12 : SWITCHGEAR - PP12 | SWGR | ROH | 1YAB010024P0101 | HINGE BOLT COMPONENT #1 | 9 | 6 | 3 | 6100K019 | R15-A-1-KDP1_SEP | inventory | 2025-10-28 | Mechanical |  | - | 2025-11-08 | 2025-10-25 | 0
6100K019 | PP12 : SWITCHGEAR - PP12 | SWGR | ROH | 1YAB010024P0101 | HINGE BOLT COMPONENT #1 | 3 | 3 | 0 | 6100K019 | R15-A-1-KDP1_SEP | consumption | 2025-10-13 | Mechanical |  | - | 2025-11-08 | 2025-10-25 | 0 | [5 empty] | Work in Process Pick | 8082426
6100K019 | PP12 : SWITCHGEAR - PP12 | SWGR | ROH | 1YAB010025P0101 | HINGE COMPONENT #2 | 36 | 36 | 0 | 6100K019 | 1-1-1-1 | inventory | 2025-10-28 | C&D |  | - | 2025-11-08 | 2025-10-25 | 0
6100K019 | PP12 : SWITCHGEAR - PP12 | SWGR | ROH | 1YAB010025P0101 | HINGE COMPONENT #2 | 42 | 36 | 6 | 6100K019 | 1-1-1-1 | inventory | 2025-10-28 | Mechanical |  | - | 2025-11-08 | 2025-10-25 | 0
6100K019 | PP12 : SWITCHGEAR - PP12 | SWGR | ROH | 1YAB010025P0101 | HINGE COMPONENT #2 | 6 | 6 | 0 | free_stock | R13-S-1-KDP1_SEP | inventory | 2025-10-28 | Mechanical |  | - | 2025-11-08 | 2025-10-25 | 0
6100K019 | PP12 : SWITCHGEAR - PP12 | SWGR | ROH | 1YAB010029P0122 | CVI DIVIDER, 12-17.5kV, Set 1B (11425) | 3 | 3 | 0 | 6100K019 | R14-I-1-KDP1_SEP | inventory | 2025-10-28 | B |  | - | 2025-11-08 | 2025-10-25 | 0
6100K019 | PP12 : SWITCHGEAR - PP12 | SWGR | ROH | 1YAB010029P0122 | CVI DIVIDER, 12-17.5kV, Set 1B (11425) | 4 | 3 | 1 | 6100K019 | R14-I-1-KDP1_SEP | inventory | 2025-10-28 | Mechanical |  | - | 2025-11-08 | 2025-10-25 | 0
6100K019 | PP12 : SWITCHGEAR - PP12 | SWGR | ROH | 1YAB010029P0122 | CVI DIVIDER, 12-17.5kV, Set 1B (11425) | 1 | 1 | 0 | free_stock | R14-I-1-KDP1_SEP | inventory | 2025-10-28 | Mechanical |  | - | 2025-11-08 | 2025-10-25 | 0
6100K019 | PP12 : SWITCHGEAR - PP12 | SWGR | ROH | 1YAB010032P0101 | CT PLATE,UPPER,W1000 (PAINT RAL7035-STD) | 1 | 1 | 0 | free_stock | NEW.FLR-1-1-KDP1_SEP | inventory | 2025-10-28 | Outsource |  | - | 2025-11-08 | 2025-10-25 | 0
6100K019 | PP12 : SWITCHGEAR - PP12 | SWGR | ROH | 1YAB010033P0101 | CT MOUNTING PLATE, LOWER, W1000, 3150A | 1 | 1 | 0 | free_stock | NEW.FLR-1-1-KDP1_SEP | inventory | 2025-10-28 | Outsource |  | - | 2025-11-08 | 2025-10-25 | 0
6100K019 | PP12 : SWITCHGEAR - PP12 | SWGR | ROH | 1YAB010037P0101 | STRENGHTENING SHEET 13.8KV/24KV | 12 | 2 | 10 | 6100K019 | NEW.FLR-1-1-KDP1_SEP | consumption | 2025-10-13 | Outsource |  | - | 2025-11-08 | 2025-10-25 | 0 | [5 empty] | Work in Process Pick | 8070994
6100K019 | PP12 : SWITCHGEAR - PP12 | SWGR | ROH | 1YAB010037P0101 | STRENGHTENING SHEET 13.8KV/24KV | 10 | 2 | 8 | 6100K019 | NEW.FLR-1-1-KDP1_SEP | consumption | 2025-10-13 | Outsource |  | - | 2025-11-08 | 2025-10-25 | 0 | [5 empty] | Work in Process Pick | 8082429
6100K019 | PP12 : SWITCHGEAR - PP12 | SWGR | ROH | 1YAB010037P0101 | STRENGHTENING SHEET 13.8KV/24KV | 8 | 2 | 6 | 6100K019 | NEW.FLR-1-1-KDP1_SEP | consumption | 2025-10-14 | Outsource |  | - | 2025-11-08 | 2025-10-25 | 0 | [5 empty] | Work in Process Pick | 8107722
6100K019 | PP12 : SWITCHGEAR - PP12 | SWGR | ROH | 1YAB010037P0101 | STRENGHTENING SHEET 13.8KV/24KV | 6 | 2 | 4 | 6100K019 | NEW.FLR-1-1-KDP1_SEP | consumption | 2025-10-15 | Outsource |  | - | 2025-11-08 | 2025-10-25 | 0 | [5 empty] | Work in Process Pick | 8128757
6100K019 | PP12 : SWITCHGEAR - PP12 | SWGR | ROH | 1YAB010037P0101 | STRENGHTENING SHEET 13.8KV/24KV | 4 | 2 | 2 | 6100K019 | NEW.FLR-1-1-KDP1_SEP | consumption | 2025-10-16 | Outsource |  | - | 2025-11-08 | 2025-10-25 | 0 | [5 empty] | Work in Process Pick | 8144133
6100K019 | PP12 : SWITCHGEAR - PP12 | SWGR | ROH | 1YAB010037P0101 | STRENGHTENING SHEET 13.8KV/24KV | 2 | 2 | 0 | free_stock | NEW.FLR-1-1-KDP1_SEP | inventory | 2025-10-28 | Outsource |  | - | 2025-11-08 | 2025-10-25 | 0
6100K019 | PP12 : SWITCHGEAR - PP12 | SWGR | ROH | 1YAB010072P0101P | CONTACT PIN 35 DIA, 90L | 18 | 18 | 0 | 6100K019 | 1-1-1-1 | inventory | 2025-10-28 | B |  | - | 2025-11-08 | 2025-10-25 | 0
6100K019 | PP12 : SWITCHGEAR - PP12 | SWGR | ROH | 1YAB010072P0101P | CONTACT PIN 35 DIA, 90L | 30 | 24 | 6 | 6100K019 | 1-1-1-1 | inventory | 2025-10-28 | Mechanical |  | - | 2025-11-08 | 2025-10-25 | 0
6100K019 | PP12 : SWITCHGEAR - PP12 | SWGR | ROH | 1YAB010072P0101P | CONTACT PIN 35 DIA, 90L | 6 | 6 | 0 | free_stock | INC-1-1-KDP1_SEP | inventory | 2025-10-28 | Mechanical |  | - | 2025-11-08 | 2025-10-25 | 0
6100K019 | PP12 : SWITCHGEAR - PP12 | SWGR | ROH | 1YAB010075P0101 | PARTITION PLATE UPPER CT W800 SS STL | 3 | 3 | 0 | 6100KDP01 | NEW.FLR-1-1-KDP1_SEP | inventory | 2025-10-28 | Outsource |  | - | 2025-11-08 | 2025-10-25 | 0
6100K019 | PP12 : SWITCHGEAR - PP12 | SWGR | ROH | 1YAB010076P0101 | COVER FOR PARTITION PLATE | 3 | 3 | 0 | free_stock | NEW.FLR-1-1-KDP1_SEP | inventory | 2025-10-28 | Outsource |  | - | 2025-11-08 | 2025-10-25 | 0
6100K019 | PP12 : SWITCHGEAR - PP12 | SWGR | ROH | 1YAB010137P0100 | EDGE PROTECTION (FLEXIBLE)DIRAK 209-0812 | 22.19 | 22.19 | 0 | 6100K019 | 1-1-1-1 | inventory | 2025-10-28 | C&D |  | - | 2025-11-08 | 2025-10-25 | 0
6100K019 | PP12 : SWITCHGEAR - PP12 | SWGR | ROH | 1YAB010137P0100 | EDGE PROTECTION (FLEXIBLE)DIRAK 209-0812 | 27.7 | 12.69 | 15.01 | 6100K019 | R66-H-1-KDP1_SEP | inventory | 2025-10-28 | Mechanical |  | - | 2025-11-08 | 2025-10-25 | 0
6100K019 | PP12 : SWITCHGEAR - PP12 | SWGR | ROH | 1YAB010137P0100 | EDGE PROTECTION (FLEXIBLE)DIRAK 209-0812 | 15.01 | 9.91 | 5.1 | 6100K019 | 1-1-1-1 | inventory | 2025-10-28 | Mechanical |  | - | 2025-11-08 | 2025-10-25 | 0
6100K019 | PP12 : SWITCHGEAR - PP12 | SWGR | ROH | 1YAB010137P0100 | EDGE PROTECTION (FLEXIBLE)DIRAK 209-0812 | 5.1 | 5.1 | 0 | 6100K019 | R66-H-1-KDP1_SEP | consumption | 2025-10-14 | Mechanical |  | - | 2025-11-08 | 2025-10-25 | 0 | [5 empty] | Work in Process Pick | 8108602
6100K019 | PP12 : SWITCHGEAR - PP12 | SWGR | ROH | 1YAB010138P0102 | PROTECTIVE COVER W800 | 3 | 3 | 0 | 6100K019 | 1-1-1-1 | inventory | 2025-10-28 | C&D |  | - | 2025-11-08 | 2025-10-25 | 0
6100K019 | PP12 : SWITCHGEAR - PP12 | SWGR | ROH | 1YAB010138P0102 | PROTECTIVE COVER W800 | 5 | 4 | 1 | 6100K019 | 1-1-1-1 | inventory | 2025-10-28 | Mechanical |  | - | 2025-11-08 | 2025-10-25 | 0
6100K019 | PP12 : SWITCHGEAR - PP12 | SWGR | ROH | 1YAB010138P0102 | PROTECTIVE COVER W800 | 1 | 1 | 0 | free_stock | R15-A-1-KDP1_SEP | inventory | 2025-10-28 | Mechanical |  | - | 2025-11-08 | 2025-10-25 | 0
6100K019 | PP12 : SWITCHGEAR - PP12 | SWGR | ROH | 1YAB010138P0103 | PROTECTIVE COVER W1000 | 1 | 1 | 0 | 6100K019 | 1-1-1-1 | inventory | 2025-10-28 | C&D |  | - | 2025-11-08 | 2025-10-25 | 0
6100K019 | PP12 : SWITCHGEAR - PP12 | SWGR | ROH | 1YAB010138P0120 | Cover for push button rod | 4 | 4 | 0 | 6100K019 | 1-1-1-1 | inventory | 2025-10-28 | C&D |  | - | 2025-11-08 | 2025-10-25 | 0
6100K019 | PP12 : SWITCHGEAR - PP12 | SWGR | ROH | 1YAB010138P0120 | Cover for push button rod | 5 | 4 | 1 | 6100K019 | 1-1-1-1 | inventory | 2025-10-28 | Mechanical |  | - | 2025-11-08 | 2025-10-25 | 0
6100K019 | PP12 : SWITCHGEAR - PP12 | SWGR | ROH | 1YAB010138P0120 | Cover for push button rod | 1 | 1 | 0 | 6100KDP01 | R56-P-1-K019_SEP | inventory | 2025-10-28 | Mechanical |  | - | 2025-11-08 | 2025-10-25 | 0
6100K019 | PP12 : SWITCHGEAR - PP12 | SWGR | ROH | 1YAB010145P0102 | DOOR STOPPER ROD 8 MM DIA. | 6 | 6 | 0 | 6100K019 | 1-1-1-1 | inventory | 2025-10-28 | C&D |  | - | 2025-11-08 | 2025-10-25 | 0
6100K019 | PP12 : SWITCHGEAR - PP12 | SWGR | ROH | 1YAB010145P0102 | DOOR STOPPER ROD 8 MM DIA. | 7 | 6 | 1 | 6100K019 | 1-1-1-1 | inventory | 2025-10-28 | Mechanical |  | - | 2025-11-08 | 2025-10-25 | 0
6100K019 | PP12 : SWITCHGEAR - PP12 | SWGR | ROH | 1YAB010145P0102 | DOOR STOPPER ROD 8 MM DIA. | 1 | 1 | 0 | free_stock | R58-O-1-KDP1_SEP | inventory | 2025-10-28 | Mechanical |  | - | 2025-11-08 | 2025-10-25 | 0
6100K019 | PP12 : SWITCHGEAR - PP12 | SWGR | ROH | 1YAB010241P0101 | HEX. BOLT M10X20 POLYAMIDE | 18 | 18 | 0 | 6100K019 | 1-1-1-1 | inventory | 2025-10-28 | C&D |  | - | 2025-11-08 | 2025-10-25 | 0
6100K019 | PP12 : SWITCHGEAR - PP12 | SWGR | ROH | 1YAB010241P0101 | HEX. BOLT M10X20 POLYAMIDE | 24 | 18 | 6 | 6100K019 | 1-1-1-1 | inventory | 2025-10-28 | Mechanical |  | - | 2025-11-08 | 2025-10-25 | 0
6100K019 | PP12 : SWITCHGEAR - PP12 | SWGR | ROH | 1YAB010241P0101 | HEX. BOLT M10X20 POLYAMIDE | 6 | 6 | 0 | 6100K019 | R58-O-1-KDP1_SEP | consumption | 2025-10-13 | Mechanical |  | - | 2025-11-08 | 2025-10-25 | 0 | [5 empty] | Work in Process Pick | 8076588
6100K019 | PP12 : SWITCHGEAR - PP12 | SWGR | ROH | 1YAB010241P0102 | HEX. BOLT M10X25 POLYAMIDE | 9 | 9 | 0 | 6100K019 | 1-1-1-1 | inventory | 2025-10-28 | C&D |  | - | 2025-11-08 | 2025-10-25 | 0
6100K019 | PP12 : SWITCHGEAR - PP12 | SWGR | ROH | 1YAB010241P0102 | HEX. BOLT M10X25 POLYAMIDE | 12 | 9 | 3 | 6100K019 | 1-1-1-1 | inventory | 2025-10-28 | Mechanical |  | - | 2025-11-08 | 2025-10-25 | 0
6100K019 | PP12 : SWITCHGEAR - PP12 | SWGR | ROH | 1YAB010241P0102 | HEX. BOLT M10X25 POLYAMIDE | 3 | 3 | 0 | 6100K019 | R15-A-1-KDP1_SEP | consumption | 2025-10-13 | Mechanical |  | - | 2025-11-08 | 2025-10-25 | 0 | [5 empty] | Work in Process Pick | 8070967
6100K019 | PP12 : SWITCHGEAR - PP12 | SWGR | ROH | 1YAB010241P0103 | HEX. BOLT M10X30 POLYAMIDE | 9 | 9 | 0 | 6100K019 | 1-1-1-1 | inventory | 2025-10-28 | C&D |  | - | 2025-11-08 | 2025-10-25 | 0
6100K019 | PP12 : SWITCHGEAR - PP12 | SWGR | ROH | 1YAB010241P0103 | HEX. BOLT M10X30 POLYAMIDE | 12 | 9 | 3 | 6100K019 | 1-1-1-1 | inventory | 2025-10-28 | Mechanical |  | - | 2025-11-08 | 2025-10-25 | 0
6100K019 | PP12 : SWITCHGEAR - PP12 | SWGR | ROH | 1YAB010241P0103 | HEX. BOLT M10X30 POLYAMIDE | 3 | 3 | 0 | free_stock | R58-O-1-KDP1_SEP | inventory | 2025-10-28 | Mechanical |  | - | 2025-11-08 | 2025-10-25 | 0
6100K019 | PP12 : SWITCHGEAR - PP12 | SWGR | ROH | 1YAB010301P0101 | Instruction label for Pres Flap Opening | 5 | 5 | 0 | 6100K019 | 1-1-1-1 | inventory | 2025-10-28 | C&D |  | - | 2025-11-08 | 2025-10-25 | 0
6100K019 | PP12 : SWITCHGEAR - PP12 | SWGR | ROH | 1YAB010301P0101 | Instruction label for Pres Flap Opening | 5 | 2 | 3 | 6100K019 | INC-1-1-KDP1_SEP | inventory | 2025-10-28 | Mechanical |  | - | 2025-11-08 | 2025-10-25 | 0
6100K019 | PP12 : SWITCHGEAR - PP12 | SWGR | ROH | 1YAB010301P0101 | Instruction label for Pres Flap Opening | 3 | 1 | 2 | 6100K019 | WH2-1-1-KDP1_SEP | inventory | 2025-10-28 | Mechanical |  | - | 2025-11-08 | 2025-10-25 | 0
6100K019 | PP12 : SWITCHGEAR - PP12 | SWGR | ROH | 1YAB010301P0101 | Instruction label for Pres Flap Opening | 2 | 1 | 1 | 6100K019 | 1-1-1-1 | inventory | 2025-10-28 | Mechanical |  | - | 2025-11-08 | 2025-10-25 | 0
6100K019 | PP12 : SWITCHGEAR - PP12 | SWGR | ROH | 1YAB010301P0101 | Instruction label for Pres Flap Opening | 1 | 1 | 0 | 6100K019 | WH2-1-1-KDP1_SEP | consumption | 2025-10-13 | Mechanical |  | - | 2025-11-08 | 2025-10-25 | 0 | [5 empty] | Work in Process Pick | 8082435
6100K019 | PP12 : SWITCHGEAR - PP12 | SWGR | ROH | 1YAB010301P0111 | Label printed in Trafolite 200 x 100 | 6 | 6 | 0 | 6100K019 | INC-1-1-KDP1_SEP | inventory | 2025-10-28 | C&D |  | - | 2025-11-08 | 2025-10-25 | 0
6100K019 | PP12 : SWITCHGEAR - PP12 | SWGR | ROH | 1YAB010301P0111 | Label printed in Trafolite 200 x 100 | 7 | 5 | 2 | 6100K019 | WH2-1-1-KDP1_SEP | inventory | 2025-10-28 | Mechanical |  | - | 2025-11-08 | 2025-10-25 | 0
6100K019 | PP12 : SWITCHGEAR - PP12 | SWGR | ROH | 1YAB010301P0111 | Label printed in Trafolite 200 x 100 | 2 | 1 | 1 | 6100K019 | INC-1-1-KDP1_SEP | inventory | 2025-10-28 | Mechanical |  | - | 2025-11-08 | 2025-10-25 | 0
6100K019 | PP12 : SWITCHGEAR - PP12 | SWGR | ROH | 1YAB010301P0111 | Label printed in Trafolite 200 x 100 | 1 | 1 | 0 | free_stock | WH2-1-1-KDP1_SEP | inventory | 2025-10-28 | Mechanical |  | - | 2025-11-08 | 2025-10-25 | 0
6100K019 | PP12 : SWITCHGEAR - PP12 | SWGR | ROH | 1YAB010366P0109 | Self tapping screw pan head M4x5mm SS | 300 | 300 | 0 | 6100K019 | 1-1-1-1 | inventory | 2025-10-28 | LV |  | - | 2025-11-08 | 2025-10-25 | 0
6100K019 | PP12 : SWITCHGEAR - PP12 | SWGR | ROH | 1YAB010378P0110 | SEC.FEMALE CONTACTS 1.5,W.SLEEVES 50X | 300 | 300 | 0 | 6100K019 | 1-1-1-1 | inventory | 2025-10-28 | C&D |  | - | 2025-11-08 | 2025-10-25 | 0
6100K019 | PP12 : SWITCHGEAR - PP12 | SWGR | ROH | 1YAB010378P0110 | SEC.FEMALE CONTACTS 1.5,W.SLEEVES 50X | 400 | 350 | 50 | 6100K019 | 1-1-1-1 | inventory | 2025-10-28 | Mechanical |  | - | 2025-11-08 | 2025-10-25 | 0
6100K019 | PP12 : SWITCHGEAR - PP12 | SWGR | ROH | 1YAB010378P0110 | SEC.FEMALE CONTACTS 1.5,W.SLEEVES 50X | 50 | 50 | 0 | free_stock | R59-Q-1-KDP1_SEP | inventory | 2025-10-28 | Mechanical |  | - | 2025-11-08 | 2025-10-25 | 0
6100K019 | PP12 : SWITCHGEAR - PP12 | SWGR | ROH | 1YAB010378P0111 | SEC. PIN MALE 1.5 MMZS1 | 100 | 100 | 0 | 6100K019 | 1-1-1-1 | inventory | 2025-10-28 | C&D |  | - | 2025-11-08 | 2025-10-25 | 0
6100K019 | PP12 : SWITCHGEAR - PP12 | SWGR | ROH | 1YAB010378P0111 | SEC. PIN MALE 1.5 MMZS1 | 150 | 100 | 50 | 6100K019 | 1-1-1-1 | inventory | 2025-10-28 | Mechanical |  | - | 2025-11-08 | 2025-10-25 | 0
6100K019 | PP12 : SWITCHGEAR - PP12 | SWGR | ROH | 1YAB010378P0111 | SEC. PIN MALE 1.5 MMZS1 | 50 | 50 | 0 | 6100K019 | R59-Q-1-KDP1_SEP | inventory | 2025-10-28 | Mechanical |  | - | 2025-11-08 | 2025-10-25 | 0
6100K019 | PP12 : SWITCHGEAR - PP12 | SWGR | ROH | 1YAB010378P0112 | SEC. FEMALE CONTACT PIN 2.5MM | 250 | 250 | 0 | 6100K019 | 1-1-1-1 | inventory | 2025-10-28 | C&D |  | - | 2025-11-08 | 2025-10-25 | 0
6100K019 | PP12 : SWITCHGEAR - PP12 | SWGR | ROH | 1YAB010378P0112 | SEC. FEMALE CONTACT PIN 2.5MM | 350 | 300 | 50 | 6100K019 | 1-1-1-1 | inventory | 2025-10-28 | Mechanical |  | - | 2025-11-08 | 2025-10-25 | 0
6100K019 | PP12 : SWITCHGEAR - PP12 | SWGR | ROH | 1YAB010378P0112 | SEC. FEMALE CONTACT PIN 2.5MM | 50 | 50 | 0 | free_stock | R59-Q-1-KDP1_SEP | inventory | 2025-10-28 | Mechanical |  | - | 2025-11-08 | 2025-10-25 | 0
6100K019 | PP12 : SWITCHGEAR - PP12 | SWGR | ROH | 1YAB010378P0113 | PIN,CONTACT MALE 2.5 | 100 | 100 | 0 | 6100K019 | 1-1-1-1 | inventory | 2025-10-28 | C&D |  | - | 2025-11-08 | 2025-10-25 | 0
6100K019 | PP12 : SWITCHGEAR - PP12 | SWGR | ROH | 1YAB010378P0113 | PIN,CONTACT MALE 2.5 | 100 | 100 | 0 | 6100K019 | 1-1-1-1 | inventory | 2025-10-28 | Mechanical |  | - | 2025-11-08 | 2025-10-25 | 0
6100K019 | PP12 : SWITCHGEAR - PP12 | SWGR | ROH | 1YAB010378P0116 | Lugs, Sleeve 4.0/9mm ( W/O Ins.) 3200302 | 300 | 300 | 0 | 6100K019 | 1-1-1-1 | inventory | 2025-10-28 | LV |  | - | 2025-11-08 | 2025-10-25 | 0
6100K019 | PP12 : SWITCHGEAR - PP12 | SWGR | ROH | 1YAB010402P0101 | STICKER "operating Instruction manual" | 10 | 10 | 0 | 6100K019 | 1-1-1-1 | inventory | 2025-10-28 | C&D |  | - | 2025-11-08 | 2025-10-25 | 0
6100K019 | PP12 : SWITCHGEAR - PP12 | SWGR | ROH | 1YAB010402P0101 | STICKER "operating Instruction manual" | 12 | 6 | 6 | 6100K019 | INC-1-1-KDP1_SEP | inventory | 2025-10-28 | Mechanical |  | - | 2025-11-08 | 2025-10-25 | 0
6100K019 | PP12 : SWITCHGEAR - PP12 | SWGR | ROH | 1YAB010402P0101 | STICKER "operating Instruction manual" | 6 | 4 | 2 | 6100K019 | WH2-1-1-KDP1_SEP | inventory | 2025-10-28 | Mechanical |  | - | 2025-11-08 | 2025-10-25 | 0
6100K019 | PP12 : SWITCHGEAR - PP12 | SWGR | ROH | 1YAB010402P0101 | STICKER "operating Instruction manual" | 2 | 2 | 0 | 6100K019 | INC-1-1-KDP1_SEP | consumption | 2025-10-13 | Mechanical |  | - | 2025-11-08 | 2025-10-25 | 0 | [5 empty] | Work in Process Pick | 8085898
6100K019 | PP12 : SWITCHGEAR - PP12 | SWGR | ROH | 1YAB010402R0103 | LABELS FOR SHUTTERS BUSBAR-CABLE -FEEDER | 4 | 4 | 0 | 6100K019 | WH2-1-1-KDP1_SEP | inventory | 2025-10-28 | C&D |  | - | 2025-11-08 | 2025-10-25 | 0
6100K019 | PP12 : SWITCHGEAR - PP12 | SWGR | ROH | 1YAB010402R0103 | LABELS FOR SHUTTERS BUSBAR-CABLE -FEEDER | 6 | 5 | 1 | 6100K019 | WH2-1-1-KDP1_SEP | inventory | 2025-10-28 | Mechanical |  | - | 2025-11-08 | 2025-10-25 | 0
6100K019 | PP12 : SWITCHGEAR - PP12 | SWGR | ROH | 1YAB010402R0103 | LABELS FOR SHUTTERS BUSBAR-CABLE -FEEDER | 1 | 1 | 0 | free_stock | WH2-1-1-KDP1_SEP | inventory | 2025-10-28 | Mechanical |  | - | 2025-11-08 | 2025-10-25 | 0
6100K019 | PP12 : SWITCHGEAR - PP12 | SWGR | ROH | 1YAB010402R0104 | LABELS FOR SHUTTERS BUSBAR-1,2,3-B/S,B/R | 1 | 1 | 0 | 6100K019 | WH2-1-1-KDP1_SEP | inventory | 2025-10-28 | C&D |  | - | 2025-11-08 | 2025-10-25 | 0
6100K019 | PP12 : SWITCHGEAR - PP12 | SWGR | ROH | 1YAB010489P0101 | FLAT BRAIDED, 16SQMM. TIN(13.8kV)6mmdia | 22 | 22 | 0 | 6100K019 | 1-1-1-1 | inventory | 2025-10-28 | C&D |  | - | 2025-11-08 | 2025-10-25 | 0
6100K019 | PP12 : SWITCHGEAR - PP12 | SWGR | ROH | 1YAB010489P0101 | FLAT BRAIDED, 16SQMM. TIN(13.8kV)6mmdia | 25 | 18 | 7 | 6100K019 | 1-1-1-1 | inventory | 2025-10-28 | Mechanical |  | - | 2025-11-08 | 2025-10-25 | 0
6100K019 | PP12 : SWITCHGEAR - PP12 | SWGR | ROH | 1YAB010489P0101 | FLAT BRAIDED, 16SQMM. TIN(13.8kV)6mmdia | 7 | 4 | 3 | 6100K019 | R66-P-1-KDP1_SEP | inventory | 2025-10-28 | Mechanical |  | - | 2025-11-08 | 2025-10-25 | 0
6100K019 | PP12 : SWITCHGEAR - PP12 | SWGR | ROH | 1YAB010489P0101 | FLAT BRAIDED, 16SQMM. TIN(13.8kV)6mmdia | 3 | 3 | 0 | free_stock | R66-P-1-KDP1_SEP | inventory | 2025-10-28 | Mechanical |  | - | 2025-11-08 | 2025-10-25 | 0
6100K019 | PP12 : SWITCHGEAR - PP12 | SWGR | ROH | 1YAB010489P0102 | FLAT BRAIDED CONNECTOR, 16 SQMM. TINNED | 6 | 6 | 0 | 6100K019 | 1-1-1-1 | inventory | 2025-10-28 | C&D |  | - | 2025-11-08 | 2025-10-25 | 0
6100K019 | PP12 : SWITCHGEAR - PP12 | SWGR | ROH | 1YAB010489P0102 | FLAT BRAIDED CONNECTOR, 16 SQMM. TINNED | 7 | 6 | 1 | 6100K019 | 1-1-1-1 | inventory | 2025-10-28 | Mechanical |  | - | 2025-11-08 | 2025-10-25 | 0
6100K019 | PP12 : SWITCHGEAR - PP12 | SWGR | ROH | 1YAB010489P0102 | FLAT BRAIDED CONNECTOR, 16 SQMM. TINNED | 1 | 1 | 0 | free_stock | R66-P-1-KDP1_SEP | inventory | 2025-10-28 | Mechanical |  | - | 2025-11-08 | 2025-10-25 | 0
6100K019 | PP12 : SWITCHGEAR - PP12 | SWGR | ROH | 1YAB010491P0101 | FLEX. CABLE,70MM.SQ, PVC 85 YEL/GRN,85°C | 8.05 | 8.05 | 0 | 6100K019 | R57-A-1-KDP1_SEP | inventory | 2025-10-28 | C&D |  | - | 2025-11-08 | 2025-10-25 | 0
6100K019 | PP12 : SWITCHGEAR - PP12 | SWGR | ROH | 1YAB010491P0101 | FLEX. CABLE,70MM.SQ, PVC 85 YEL/GRN,85°C | 9.66 | 8.05 | 1.61 | 6100K019 | R57-A-1-KDP1_SEP | inventory | 2025-10-28 | Mechanical |  | - | 2025-11-08 | 2025-10-25 | 0
6100K019 | PP12 : SWITCHGEAR - PP12 | SWGR | ROH | 1YAB010491P0101 | FLEX. CABLE,70MM.SQ, PVC 85 YEL/GRN,85°C | 1.61 | 1.61 | 0 | free_stock | R57-A-1-KDP1_SEP | inventory | 2025-10-28 | Mechanical |  | - | 2025-11-08 | 2025-10-25 | 0
6100K019 | PP12 : SWITCHGEAR - PP12 | SWGR | ROH | 1YAB5112XFS00000 | VT 3Nos PRIMARY FUSE 17.5kV, 3A, SIBA | 9 | 9 | 0 | 6100K019 | 1-1-1-1 | inventory | 2025-10-28 | LV |  | - | 2025-11-08 | 2025-10-25 | 0
6100K019 | PP12 : SWITCHGEAR - PP12 | SWGR | ROH | 1YAB52321VW6CN00 | VD4/PW 170625-p210-125VDC (1VCD400222) | 4 | 4 | 0 | 6100K019 | 1-1-1-1 | inventory | 2025-10-28 | A |  | - | 2025-11-08 | 2025-10-25 | 0
6100K019 | PP12 : SWITCHGEAR - PP12 | SWGR | ROH | 1YAB5310XFAXXN28 | REF 620_NBFNAAAANEA1BNN11G | 6 | 6 | 0 | 6100K019 | R66-B-1-KDP1_SEP | inventory | 2025-10-28 | A |  | - | 2025-11-08 | 2025-10-25 | 0
6100K019 | PP12 : SWITCHGEAR - PP12 | SWGR | ROH | 1YAB5320XDB1XN01 | CEWE Elite 440-448 | 2 | 1 | 1 | 6100K019 | R16-B-1-K019_SEP | consumption | 2025-10-15 | LV |  | - | 2025-11-08 | 2025-10-25 | 0 | [5 empty] | Work in Process Pick | 8129021
6100K019 | PP12 : SWITCHGEAR - PP12 | SWGR | ROH | 1YAB5320XDB1XN01 | CEWE Elite 440-448 | 1 | 1 | 0 | free_stock | R16-B-1-K019_SEP | inventory | 2025-10-28 | LV |  | - | 2025-11-08 | 2025-10-25 | 0
6100K019 | PP12 : SWITCHGEAR - PP12 | SWGR | ROH | LL10-W | ABB_LL10-W / LL10-W, AC/DC90-264V 50/60HZ | 6 | 6 | 0 | free_stock | R15-I-1-K017_SEP | inventory | 2025-10-28 | LV | Automated: Replaced 1YAB53301XIX0000 by LL10-W. | - | 2025-11-08 | 2025-10-25 | 0
6100K019 | PP12 : SWITCHGEAR - PP12 | SWGR | ROH | 1YAB53303XRX0000 | THERMOSTAT 24,48,60,115 & 230V,SK 3110 | 6 | 1 | 5 | 6100K019 | R13-S-1-KDP1_SEP | consumption | 2025-10-15 | LV |  | - | 2025-11-08 | 2025-10-25 | 0 | [5 empty] | Work in Process Pick | 8129024
6100K019 | PP12 : SWITCHGEAR - PP12 | SWGR | ROH | 1YAB53303XRX0000 | THERMOSTAT 24,48,60,115 & 230V,SK 3110 | 5 | 1 | 4 | 6100K019 | R13-S-1-KDP1_SEP | consumption | 2025-10-16 | LV |  | - | 2025-11-08 | 2025-10-25 | 0 | [5 empty] | Work in Process Pick | 8137210
6100K019 | PP12 : SWITCHGEAR - PP12 | SWGR | ROH | 1YAB53303XRX0000 | THERMOSTAT 24,48,60,115 & 230V,SK 3110 | 4 | 4 | 0 | free_stock | R13-S-1-KDP1_SEP | inventory | 2025-10-28 | LV |  | - | 2025-11-08 | 2025-10-25 | 0
6100K019 | PP12 : SWITCHGEAR - PP12 | SWGR | ROH | 1YAB5331XXCX0100 | BREAKER CONTROL SWITCH (Comelectric) | 4 | 4 | 0 | 6100K019 | 1-1-1-1 | inventory | 2025-10-28 | LV |  | - | 2025-11-08 | 2025-10-25 | 0
6100K019 | PP12 : SWITCHGEAR - PP12 | SWGR | ROH | 1YAB5331XXCX0210 | CBMODE6P,4Pos.Off-Emer-Local-Rem-Padlock | 2 | 1 | 1 | 6100K019 | 1-1-1-1 | inventory | 2025-10-28 | LV |  | - | 2025-11-08 | 2025-10-25 | 0
6100K019 | PP12 : SWITCHGEAR - PP12 | SWGR | ROH | 1YAB5331XXCX0220 | OFF-EMER-LOCAL-REMOTE 4P4P, PADLCK (COM) | 2 | 2 | 0 | 6100K019 | 1-1-1-1 | inventory | 2025-10-28 | LV |  | - | 2025-11-08 | 2025-10-25 | 0
6100K019 | PP12 : SWITCHGEAR - PP12 | SWGR | ROH | 1YAB5331XXCX0300 | SPACE HEATER SEL. SWITCH ( COMELECTRIC ) | 6 | 6 | 0 | 6100K019 | 1-1-1-1 | inventory | 2025-10-28 | LV |  | - | 2025-11-08 | 2025-10-25 | 0
6100K019 | PP12 : SWITCHGEAR - PP12 | SWGR | ROH | 1YAB5331XXCX0400 | LAMP TEST SWITCH ( COMELECTRIC ) | 6 | 5 | 1 | 6100K019 | 1-1-1-1 | inventory | 2025-10-28 | LV |  | - | 2025-11-08 | 2025-10-25 | 0
6100K019 | PP12 : SWITCHGEAR - PP12 | SWGR | ROH | 1YAB5331XXCX0400 | LAMP TEST SWITCH ( COMELECTRIC ) | 1 | 1 | 0 | 6100K019 | R13-S-1-KDP1_SEP | inventory | 2025-10-28 | LV |  | - | 2025-11-08 | 2025-10-25 | 0
6100K019 | PP12 : SWITCHGEAR - PP12 | SWGR | ROH | 1YAB5334XXAX1000 | FT-1 SW-Type 129A514G01 | 6 | 6 | 0 | 6100K019 | 1-1-1-1 | inventory | 2025-10-28 | LV |  | - | 2025-11-08 | 2025-10-25 | 0
6100K019 | PP12 : SWITCHGEAR - PP12 | SWGR | ROH | 1YAB5334XXAX2000 | RTXP 8, RK 926 002-AG (8P) | 4 | 4 | 0 | 6100K019 | 1-1-1-1 | inventory | 2025-10-28 | LV |  | - | 2025-11-08 | 2025-10-25 | 0
6100K019 | PP12 : SWITCHGEAR - PP12 | SWGR | ROH | 1YAB5334XXAX2100 | RTXP18, RK 926 115-BF | 4 | 4 | 0 | 6100K019 | 1-1-1-1 | inventory | 2025-10-28 | LV |  | - | 2025-11-08 | 2025-10-25 | 0
6100K019 | PP12 : SWITCHGEAR - PP12 | SWGR | ROH | 1YAB5335XXAX1100 | COMBIFLEX TERMINAL BASE RX 2H -5619625-A | 14 | 14 | 0 | 6100K019 | 1-1-1-1 | inventory | 2025-10-28 | LV |  | - | 2025-11-08 | 2025-10-25 | 0
6100K019 | PP12 : SWITCHGEAR - PP12 | SWGR | ROH | 1YAB5335XXAX1200 | COMBIFLEX TERMINAL BASE RX4 (4U 12C) | 16 | 16 | 0 | 6100K019 | 1-1-1-1 | inventory | 2025-10-28 | LV |  | - | 2025-11-08 | 2025-10-25 | 0
6100K019 | PP12 : SWITCHGEAR - PP12 | SWGR | ROH | 1YAB5336XXAA2E00 | MCB 3A AC -2P,2CDS252001R0317 | 1 | 1 | 0 | 6100K019 | 1-1-1-1 | inventory | 2025-10-28 | LV |  | - | 2025-11-08 | 2025-10-25 | 0
6100K019 | PP12 : SWITCHGEAR - PP12 | SWGR | ROH | 1YAB5336XXAA2G00 | MCB S 202-K6 6A AC -2P - 2CDS252001R0377 | 10 | 10 | 0 | 6100K019 | 1-1-1-1 | inventory | 2025-10-28 | LV |  | - | 2025-11-08 | 2025-10-25 | 0
6100K019 | PP12 : SWITCHGEAR - PP12 | SWGR | ROH | 1YAB5336XXAA2L00 | MCB 16A AC -2P - 2CDS252001R0467 | 2 | 2 | 0 | 6100K019 | 1-1-1-1 | inventory | 2025-10-28 | LV |  | - | 2025-11-08 | 2025-10-25 | 0
6100K019 | PP12 : SWITCHGEAR - PP12 | SWGR | ROH | 1YAB5336XXAA3F00 | MCB S203-K 4 MC -3P 2CDS253001R0337 | 33 | 33 | 0 | 6100K019 | 1-1-1-1 | inventory | 2025-10-28 | LV |  | - | 2025-11-08 | 2025-10-25 | 0
6100K019 | PP12 : SWITCHGEAR - PP12 | SWGR | ROH | 1YAB5336XXAA3I00 | MCB 10A AC -3P - 2CDS253001R0427 | 6 | 6 | 0 | 6100K019 | 1-1-1-1 | inventory | 2025-10-28 | LV |  | - | 2025-11-08 | 2025-10-25 | 0
6100K019 | PP12 : SWITCHGEAR - PP12 | SWGR | ROH | 1YAB5336XXAB2G00 | MCB 6A DC 2P S202M-K6UC -2CDS272061R0377 | 32 | 32 | 0 | 6100K019 | 1-1-1-1 | inventory | 2025-10-28 | LV |  | - | 2025-11-08 | 2025-10-25 | 0
6100K019 | PP12 : SWITCHGEAR - PP12 | SWGR | ROH | 1YAB5336XXACG000 | Aux contact 2NC, S2C-HO2L-for MCB Order # 2CDS200936R0003 | 26 | 26 | 0 | 6100K019 | 1-1-1-1 | inventory | 2025-10-28 | LV |  | - | 2025-11-08 | 2025-10-25 | 0
6100K019 | PP12 : SWITCHGEAR - PP12 | SWGR | ROH | 1YAB5336XXACH000 | Aux contact 1NO+1NC MCB -2CDS200936R0001 | 72 | 72 | 0 | 6100K019 | 1-1-1-1 | inventory | 2025-10-28 | LV |  | - | 2025-11-08 | 2025-10-25 | 0
6100K019 | PP12 : SWITCHGEAR - PP12 | SWGR | ROH | 1YAB5336XXACJ000 | S2C-H01 - 1NC- Bottom Auxiliary Contact 2CDS200970R0031 | 35 | 35 | 0 | 6100K019 | 1-1-1-1 | inventory | 2025-10-28 | LV |  | - | 2025-11-08 | 2025-10-25 | 0
6100K019 | PP12 : SWITCHGEAR - PP12 | SWGR | ROH | 1YAB5340XAJXXN00 | RF-4R_125Vdc_4 C/O_LED | 6 | 6 | 0 | 6100K019 | 1-1-1-1 | inventory | 2025-10-28 | LV |  | - | 2025-11-08 | 2025-10-25 | 0
6100K019 | PP12 : SWITCHGEAR - PP12 | SWGR | ROH | 1YAB5340XAJXXN01 | BJ-8RP_Bistable_125Vdc_8 C/O | 2 | 2 | 0 | 6100K019 | 1-1-1-1 | inventory | 2025-10-28 | LV |  | - | 2025-11-08 | 2025-10-25 | 0
6100K019 | PP12 : SWITCHGEAR - PP12 | SWGR | ROH | 1YAB5340XBLXXN00 | MVAJ101 RA 0802_ 125VDC (8 NO + 2 NC) | 2 | 1 | 1 | 6100K019 | R16-L-1-K019_SEP | consumption | 2025-10-13 | LV |  | - | 2025-11-08 | 2025-10-25 | 0 | [5 empty] | Work in Process Pick | 8069882
6100K019 | PP12 : SWITCHGEAR - PP12 | SWGR | ROH | 1YAB5340XBLXXN00 | MVAJ101 RA 0802_ 125VDC (8 NO + 2 NC) | 1 | 1 | 0 | 6100K019 | R16-L-1-K019_SEP | consumption | 2025-10-13 | LV |  | - | 2025-11-08 | 2025-10-25 | 0 | [5 empty] | Work in Process Pick | 8070555
6100K019 | PP12 : SWITCHGEAR - PP12 | SWGR | ROH | 1YAB5340XCHXXN00 | LOCKOUT RELAY (86) TYPE 7805F-70-280VDC | 4 | 4 | 0 | 6100K019 | 1-1-1-1 | inventory | 2025-10-28 | LV |  | - | 2025-11-08 | 2025-10-25 | 0
6100K019 | PP12 : SWITCHGEAR - PP12 | SWGR | ROH | 1YAB5340XCLXXN00 | MVAJ105 RA 0802_125VDC (8 NO + 2 NC) | 1 | 1 | 0 | free_stock | R16-L-1-K019_SEP | inventory | 2025-10-28 | LV |  | - | 2025-11-08 | 2025-10-25 | 0
6100K019 | PP12 : SWITCHGEAR - PP12 | SWGR | ROH | 1YAB5340XDAXXN00 | RXMVB 4, RK 251 401-AP | 2 | 2 | 0 | free_stock | R16-B-1-K019_SEP | inventory | 2025-10-28 | LV |  | - | 2025-11-08 | 2025-10-25 | 0
6100K019 | PP12 : SWITCHGEAR - PP12 | SWGR | ROH | 1YAB5340XDAXXN01 | RXMVB2, RK 251 204-AP | 3 | 3 | 0 | free_stock | R16-B-1-K019_SEP | inventory | 2025-10-28 | LV |  | - | 2025-11-08 | 2025-10-25 | 0
6100K019 | PP12 : SWITCHGEAR - PP12 | SWGR | ROH | 1YAB5340XEAXXN00 | RXMB1 6NO_110-125VDC-1MRK 000 863-AN | 4 | 4 | 0 | free_stock | R16-B-1-K019_SEP | inventory | 2025-10-28 | LV |  | - | 2025-11-08 | 2025-10-25 | 0
6100K019 | PP12 : SWITCHGEAR - PP12 | SWGR | ROH | 1YAB5340XIAXXN00 | RXSF1_DC110-125V-MV RK 271 019-AN | 14 | 14 | 0 | 6100K019 | 1-1-1-1 | inventory | 2025-10-28 | LV |  | - | 2025-11-08 | 2025-10-25 | 0
6100K019 | PP12 : SWITCHGEAR - PP12 | SWGR | ROH | 1YAB5350XSABB000 | FLEX.CABLE,1/C,1.5MM BLUE ATC,105 Deg C | 13.1291 | 13.1291 | 0 | 6100K019 | 1-1-1-1 | inventory | 2025-10-28 | LV |  | - | 2025-11-08 | 2025-10-25 | 0
6100K019 | PP12 : SWITCHGEAR - PP12 | SWGR | ROH | 1YAB5350XSABC000 | FLEX.CABLE,1/C,1.5MM BLACK ATC,105 Deg C | 4.267 | 4.267 | 0 | 6100K019 | 1-1-1-1 | inventory | 2025-10-28 | LV |  | - | 2025-11-08 | 2025-10-25 | 0
6100K019 | PP12 : SWITCHGEAR - PP12 | SWGR | ROH | 1YAB5350XSABD000 | FLEX.CABLE,1/C,1.5MM GREY ATC,105 Deg C | 50 | 50 | 0 | 6100K019 | 1-1-1-1 | inventory | 2025-10-28 | Mechanical |  | - | 2025-11-08 | 2025-10-25 | 0
6100K019 | PP12 : SWITCHGEAR - PP12 | SWGR | ROH | 1YAB5350XSABD000 | FLEX.CABLE,1/C,1.5MM GREY ATC,105 Deg C | 99.0153 | 99.0153 | 0 | 6100K019 | 1-1-1-1 | inventory | 2025-10-28 | LV |  | - | 2025-11-08 | 2025-10-25 | 0
6100K019 | PP12 : SWITCHGEAR - PP12 | SWGR | ROH | 1YAB5350XSABR010 | FLEX.CABLE,1/C,1.5MM RED C,105 Deg C | 4.267 | 4.267 | 0 | 6100K019 | 1-1-1-1 | inventory | 2025-10-28 | LV |  | - | 2025-11-08 | 2025-10-25 | 0
6100K019 | PP12 : SWITCHGEAR - PP12 | SWGR | ROH | 1YAB5350XSACB010 | FLEX.CABLE,1/C,2.5MM BLUE ATC,105 Deg C | 17.7243 | 17.7243 | 0 | 6100K019 | 1-1-1-1 | inventory | 2025-10-28 | LV |  | - | 2025-11-08 | 2025-10-25 | 0
6100K019 | PP12 : SWITCHGEAR - PP12 | SWGR | ROH | 1YAB5350XSACC010 | FLEX.CABLE,1/C,2.5MM BLACK ATC,105 Deg C | 11.1597 | 11.1597 | 0 | 6100K019 | 1-1-1-1 | inventory | 2025-10-28 | LV |  | - | 2025-11-08 | 2025-10-25 | 0
6100K019 | PP12 : SWITCHGEAR - PP12 | SWGR | ROH | 1YAB5350XSACD010 | FLEX.CABLE,1/C,2.5MM GREY ATC,105 Deg C | 3.2823 | 3.2823 | 0 | 6100KDP01 | R56-I-1-KDP1_SEP | consumption | 2025-06-28 | LV |  | - | 2025-11-08 | 2025-10-25 | 0 | [5 empty] | Miscellaneous issue | 6172962
6100K019 | PP12 : SWITCHGEAR - PP12 | SWGR | ROH | 1YAB5350XSACN010 | FLEX.CABLE,1/C,2.5MM YE/GN ATC,105 Deg C | 3.337 | 3.337 | 0 | 6100K019 | 1-1-1-1 | inventory | 2025-10-28 | LV |  | - | 2025-11-08 | 2025-10-25 | 0
6100K019 | PP12 : SWITCHGEAR - PP12 | SWGR | ROH | 1YAB5350XSACN010 | FLEX.CABLE,1/C,2.5MM YE/GN ATC,105 Deg C | 5 | 5 | 0 | 6100K019 | 1-1-1-1 | inventory | 2025-10-28 | Mechanical |  | - | 2025-11-08 | 2025-10-25 | 0
6100K019 | PP12 : SWITCHGEAR - PP12 | SWGR | ROH | 1YAB5350XSACR010 | FLEX.CABLE,1/C,2.5MM RED ATC,105 Deg C | 17.7243 | 17.7243 | 0 | 6100K019 | 1-1-1-1 | inventory | 2025-10-28 | LV |  | - | 2025-11-08 | 2025-10-25 | 0
6100K019 | PP12 : SWITCHGEAR - PP12 | SWGR | ROH | 1YAB5350XSACY010 | FLEX.CABLE,1/C,2.5MM YELLOW ATC,90 Deg C | 17.7243 | 17.7243 | 0 | 6100K019 | 1-1-1-1 | inventory | 2025-10-28 | LV |  | - | 2025-11-08 | 2025-10-25 | 0
6100K019 | PP12 : SWITCHGEAR - PP12 | SWGR | ROH | 1YAB5350XSADB020 | FLEX.CABLE,1/C,4MM BLUE ATC,105 Deg C | 0.98468 | 0.98468 | 0 | 6100K019 | 1-1-1-1 | inventory | 2025-10-28 | LV |  | - | 2025-11-08 | 2025-10-25 | 0
6100K019 | PP12 : SWITCHGEAR - PP12 | SWGR | ROH | 1YAB5350XSADC020 | FLEX.CABLE,1/C,4MM BLACK ATC,105 Deg C | 1.3129 | 1.3129 | 0 | 6100K019 | 1-1-1-1 | inventory | 2025-10-28 | LV |  | - | 2025-11-08 | 2025-10-25 | 0
6100K019 | PP12 : SWITCHGEAR - PP12 | SWGR | ROH | 1YAB5350XSADD020 | FLEX.CABLE,1/C,4MM GREY ATC,105 Deg C | 1.3129 | 1.3129 | 0 | 6100K019 | 1-1-1-1 | inventory | 2025-10-28 | LV |  | - | 2025-11-08 | 2025-10-25 | 0
6100K019 | PP12 : SWITCHGEAR - PP12 | SWGR | ROH | 1YAB5350XSADR020 | FLEX.CABLE,1/C,4MM RED ATC,105 Deg C | 0.98468 | 0.98468 | 0 | 6100K019 | 1-1-1-1 | inventory | 2025-10-28 | LV |  | - | 2025-11-08 | 2025-10-25 | 0
6100K019 | PP12 : SWITCHGEAR - PP12 | SWGR | ROH | 1YAB5350XSADY020 | FLEX.CABLE,1/C,4MM YELLOW ATC,105 Deg C | 0.98468 | 0.98468 | 0 | 6100K019 | 1-1-1-1 | inventory | 2025-10-28 | LV |  | - | 2025-11-08 | 2025-10-25 | 0
6100K019 | PP12 : SWITCHGEAR - PP12 | SWGR | ROH | 1YAB5355AAB0001 | Terminal Block OTTA 6-T-P/P - 0790462 | 598 | 598 | 0 | 6100K019 | 1-1-1-1 | inventory | 2025-10-28 | LV |  | - | 2025-11-08 | 2025-10-25 | 0
6100K019 | PP12 : SWITCHGEAR - PP12 | SWGR | ROH | 1YAB5355AAB0002 | TERMINAL BLOCK OTTA 6 - 0790433 | 210 | 210 | 0 | 6100K019 | 1-1-1-1 | inventory | 2025-10-28 | LV |  | - | 2025-11-08 | 2025-10-25 | 0
6100K019 | PP12 : SWITCHGEAR - PP12 | SWGR | ROH | 1YAB5355ABA0001 | Terminal Block,6SWG, :Lugs,D-6/8.ST1.RS | 270 | 225 | 45 | 6100K019 | 1-1-1-1 | inventory | 2025-10-28 | LV |  | - | 2025-11-08 | 2025-10-25 | 0
6100K019 | PP12 : SWITCHGEAR - PP12 | SWGR | ROH | 1YAB5355ABA0001 | Terminal Block,6SWG, :Lugs,D-6/8.ST1.RS | 45 | 45 | 0 | 6100K019 | R59-G-1-1 | inventory | 2025-10-28 | LV |  | - | 2025-11-08 | 2025-10-25 | 0
6100K019 | PP12 : SWITCHGEAR - PP12 | SWGR | ROH | 1YAB5355AEA0001 | M 6/8.RS (SpringLoaded) 1SNA115685R1200 | 166 | 166 | 0 | 6100K019 | 1-1-1-1 | inventory | 2025-10-28 | LV |  | - | 2025-11-08 | 2025-10-25 | 0
6100K019 | PP12 : SWITCHGEAR - PP12 | SWGR | ROH | 1YAB5355AEA1112 | M 4/6.RS- SpringLoaded 1SNA115930R1300 | 1862 | 1561 | 301 | 6100K019 | PLT-1-1-KDP1_SEP | inventory | 2025-10-28 | LV |  | - | 2025-11-08 | 2025-10-25 | 0
6100K019 | PP12 : SWITCHGEAR - PP12 | SWGR | ROH | 1YAB5355AEA1112 | M 4/6.RS- SpringLoaded 1SNA115930R1300 | 301 | 301 | 0 | 6100K019 | 1-1-1-1 | inventory | 2025-10-28 | LV |  | - | 2025-11-08 | 2025-10-25 | 0
6100K019 | PP12 : SWITCHGEAR - PP12 | SWGR | ROH | 1YAB5355AFA0001 | M4/6.SNTS Spring Loaded 1SNA115229R2000 | 270 | 270 | 0 | 6100K019 | 1-1-1-1 | inventory | 2025-10-28 | LV |  | - | 2025-11-08 | 2025-10-25 | 0
6100K019 | PP12 : SWITCHGEAR - PP12 | SWGR | ROH | 1YAB5355AMA0001 | D 6/8.ST1.RS AC/DC - 1SNA115914R0700 | 208 | 208 | 0 | 6100K019 | 1-1-1-1 | inventory | 2025-10-28 | LV |  | - | 2025-11-08 | 2025-10-25 | 0
6100K019 | PP12 : SWITCHGEAR - PP12 | SWGR | ROH | 1YAB5355AMC0001 | Feed-through terminal block,ZT 4/4AN/2 .Base Terminal Plug AC-DC-4mm 1848350000 | 180 | 180 | 0 | 6100K019 | 1-1-1-1 | inventory | 2025-10-28 | LV |  | - | 2025-11-08 | 2025-10-25 | 0
6100K019 | PP12 : SWITCHGEAR - PP12 | SWGR | ROH | 1YAB5355APC0001 | Base Terminal 2Deck- Plug In E-Sw-2.5mm | 72 | 60 | 12 | 6100K019 | R13-S-1-KDP1_SEP | inventory | 2025-10-28 | LV |  | - | 2025-11-08 | 2025-10-25 | 0
6100K019 | PP12 : SWITCHGEAR - PP12 | SWGR | ROH | 1YAB5355APC0001 | Base Terminal 2Deck- Plug In E-Sw-2.5mm | 12 | 12 | 0 | 6100K019 | 1-1-1-1 | inventory | 2025-10-28 | LV |  | - | 2025-11-08 | 2025-10-25 | 0
6100K019 | PP12 : SWITCHGEAR - PP12 | SWGR | ROH | 1YAB5355ATC0001 | Base Terminal Plug for Alrm & VT 2.5mm | 98 | 84 | 14 | 6100K019 | R13-S-1-KDP1_SEP | inventory | 2025-10-28 | LV |  | - | 2025-11-08 | 2025-10-25 | 0
6100K019 | PP12 : SWITCHGEAR - PP12 | SWGR | ROH | 1YAB5355ATC0001 | Base Terminal Plug for Alrm & VT 2.5mm | 14 | 14 | 0 | 6100K019 | 1-1-1-1 | inventory | 2025-10-28 | LV |  | - | 2025-11-08 | 2025-10-25 | 0
6100K019 | PP12 : SWITCHGEAR - PP12 | SWGR | ROH | 1YAB5355CAB0000 | End Cover, D-OTTA6-T - 0790459 | 60 | 60 | 0 | 6100K011B | R15-T-1-KDP1_SEP | consumption | 2025-10-18 | LV |  | - | 2025-11-08 | 2025-10-25 | 0 | [5 empty] | Work in Process Pick | 8162031
6100K019 | PP12 : SWITCHGEAR - PP12 | SWGR | ROH | 1YAB5355CBA0000 | FEM8T6 End Sections Grey 1SNA215266R0100 | 90 | 90 | 0 | 6100K019 | 1-1-1-1 | inventory | 2025-10-28 | LV |  | - | 2025-11-08 | 2025-10-25 | 0
6100K019 | PP12 : SWITCHGEAR - PP12 | SWGR | ROH | 1YAB5355CEA0000 | FEMR8 End Sections Grey 1SNA116987R0200 | 120 | 120 | 0 | 6100K019 | 1-1-1-1 | inventory | 2025-10-28 | LV |  | - | 2025-11-08 | 2025-10-25 | 0
6100K019 | PP12 : SWITCHGEAR - PP12 | SWGR | ROH | 1YAB5355CFA0000 | FEM6 End Sections Grey - 1SNA118368R1600 | 60 | 60 | 0 | 6100K019 | 1-1-1-1 | inventory | 2025-10-28 | LV |  | - | 2025-11-08 | 2025-10-25 | 0
6100K019 | PP12 : SWITCHGEAR - PP12 | SWGR | ROH | 1YAB5355CMC0000 | Terminal End Plate 1848360000-Wiedmuller | 24 | 24 | 0 | 6100K019 | 1-1-1-1 | inventory | 2025-10-28 | LV |  | - | 2025-11-08 | 2025-10-25 | 0
6100K019 | PP12 : SWITCHGEAR - PP12 | SWGR | ROH | 1YAB5355CPC0000 | Terminal End Plate 1816110000-Wiedmuller | 24 | 24 | 0 | 6100K019 | 1-1-1-1 | inventory | 2025-10-28 | LV |  | - | 2025-11-08 | 2025-10-25 | 0
6100K019 | PP12 : SWITCHGEAR - PP12 | SWGR | ROH | 1YAB5355CTC0000 | Terminal End Plate 1816070000-Wiedmuller | 14 | 14 | 0 | 6100K019 | 1-1-1-1 | inventory | 2025-10-28 | LV |  | - | 2025-11-08 | 2025-10-25 | 0
6100K019 | PP12 : SWITCHGEAR - PP12 | SWGR | ROH | 1YAB5355CXB0000 | End Clamp, E/UK - 1201442 | 300 | 300 | 0 | 6100K019 | 1-1-1-1 | inventory | 2025-10-28 | LV |  | - | 2025-11-08 | 2025-10-25 | 0
6100K019 | PP12 : SWITCHGEAR - PP12 | SWGR | ROH | 1YAB5355DFA0000 | RC610-VerticalMarking 1SNA233060R0400 | 54 | 54 | 0 | 6100K019 | 1-1-1-1 | inventory | 2025-10-28 | LV |  | - | 2025-11-08 | 2025-10-25 | 0
6100K019 | PP12 : SWITCHGEAR - PP12 | SWGR | ROH | 1YAB5355DXB0000 | Terminal Strip Markers, KLM-A - 1004348 | 180 | 90 | 90 | 6100K019 | 1-1-1-1 | inventory | 2025-10-28 | LV |  | - | 2025-11-08 | 2025-10-25 | 0
6100K019 | PP12 : SWITCHGEAR - PP12 | SWGR | ROH | 1YAB5355DXB0000 | Terminal Strip Markers, KLM-A - 1004348 | 90 | 30 | 60 | 6100K019 | R13-S-1-KDP1_SEP | consumption | 2025-10-15 | LV |  | - | 2025-11-08 | 2025-10-25 | 0 | [5 empty] | Work in Process Pick | 8129082
6100K019 | PP12 : SWITCHGEAR - PP12 | SWGR | ROH | 1YAB5355DXB0000 | Terminal Strip Markers, KLM-A - 1004348 | 60 | 60 | 0 | 6100K019 | R13-S-1-KDP1_SEP | consumption | 2025-10-20 | LV |  | - | 2025-11-08 | 2025-10-25 | 0 | [5 empty] | Project Transfer | 8212279
6100K019 | PP12 : SWITCHGEAR - PP12 | SWGR | ROH | 1YAB5355DXC0000 | 460660001 DEK 5 FSZ 1-10 Z-Terminal 1-10 | 2500 | 2500 | 0 | 6100K019 | 1-1-1-1 | inventory | 2025-10-28 | LV |  | - | 2025-11-08 | 2025-10-25 | 0
6100K019 | PP12 : SWITCHGEAR - PP12 | SWGR | ROH | 1YAB5355EEA0000 | JUMPER BAR "BJS8" 20 Poles | 12 | 12 | 0 | 6100K019 | 1-1-1-1 | inventory | 2025-10-28 | LV |  | - | 2025-11-08 | 2025-10-25 | 0
6100K019 | PP12 : SWITCHGEAR - PP12 | SWGR | ROH | 1YAB5355EFA0000 | PC61-CombTypeJumprBar10 1SNA163311R2200 | 24 | 24 | 0 | 6100K019 | 1-1-1-1 | inventory | 2025-10-28 | LV |  | - | 2025-11-08 | 2025-10-25 | 0
6100K019 | PP12 : SWITCHGEAR - PP12 | SWGR | ROH | 1YAB5355GPC0000 | 2Pole cross connectn.plugable-1693800000 | 48 | 40 | 8 | 6100K019 | R13-S-1-KDP1_SEP | inventory | 2025-10-28 | LV |  | - | 2025-11-08 | 2025-10-25 | 0
6100K019 | PP12 : SWITCHGEAR - PP12 | SWGR | ROH | 1YAB5355GPC0000 | 2Pole cross connectn.plugable-1693800000 | 8 | 8 | 0 | 6100K019 | 1-1-1-1 | inventory | 2025-10-28 | LV |  | - | 2025-11-08 | 2025-10-25 | 0
6100K019 | PP12 : SWITCHGEAR - PP12 | SWGR | ROH | 1YAB5355HAB0000 | Zack Strip-Vertical(1-10) - 1053027:0001 | 72 | 72 | 0 | 6100K019 | 1-1-1-1 | inventory | 2025-10-28 | LV |  | - | 2025-11-08 | 2025-10-25 | 0
6100K019 | PP12 : SWITCHGEAR - PP12 | SWGR | ROH | 1YAB5355HAB0001 | Zack Strip-Vertical(11-20)- 1053027:0011 | 72 | 72 | 0 | 6100K019 | 1-1-1-1 | inventory | 2025-10-28 | LV |  | - | 2025-11-08 | 2025-10-25 | 0
6100K019 | PP12 : SWITCHGEAR - PP12 | SWGR | ROH | 1YAB5355HAB0002 | Zack Strip-Vertical Labeled(21-30) | 48 | 40 | 8 | 6100K019 | R13-S-1-KDP1_SEP | inventory | 2025-10-28 | LV |  | - | 2025-11-08 | 2025-10-25 | 0
6100K019 | PP12 : SWITCHGEAR - PP12 | SWGR | ROH | 1YAB5355HAB0002 | Zack Strip-Vertical Labeled(21-30) | 8 | 8 | 0 | 6100K019 | 1-1-1-1 | inventory | 2025-10-28 | LV |  | - | 2025-11-08 | 2025-10-25 | 0
6100K019 | PP12 : SWITCHGEAR - PP12 | SWGR | ROH | 1SNA206394R0200 | Screw, EV6I_Screw+PstWasherIP20_M6/8.RS_M4/6.RS Type: EV6I Order no: 1SNA 206 394 R0200 Color: Grey ¦ 1SNA206394R0200 ¦ ABB | 48 | 8 | 40 | 6100K019 | R58-J-1-KDP1_SEP | consumption | 2025-10-13 | LV | Automated: Replaced 1YAB5355HEA0000 by 1SNA206394R0200. | - | 2025-11-08 | 2025-10-25 | 0 | [5 empty] | Work in Process Pick | 8069095
6100K019 | PP12 : SWITCHGEAR - PP12 | SWGR | ROH | 1SNA206394R0200 | Screw, EV6I_Screw+PstWasherIP20_M6/8.RS_M4/6.RS Type: EV6I Order no: 1SNA 206 394 R0200 Color: Grey ¦ 1SNA206394R0200 ¦ ABB | 40 | 8 | 32 | 6100K019 | R58-J-1-KDP1_SEP | consumption | 2025-10-13 | LV | Automated: Replaced 1YAB5355HEA0000 by 1SNA206394R0200. | - | 2025-11-08 | 2025-10-25 | 0 | [5 empty] | Work in Process Pick | 8070477
6100K019 | PP12 : SWITCHGEAR - PP12 | SWGR | ROH | 1SNA206394R0200 | Screw, EV6I_Screw+PstWasherIP20_M6/8.RS_M4/6.RS Type: EV6I Order no: 1SNA 206 394 R0200 Color: Grey ¦ 1SNA206394R0200 ¦ ABB | 32 | 8 | 24 | 6100K019 | R58-J-1-KDP1_SEP | consumption | 2025-10-13 | LV | Automated: Replaced 1YAB5355HEA0000 by 1SNA206394R0200. | - | 2025-11-08 | 2025-10-25 | 0 | [5 empty] | Work in Process Pick | 8071505
6100K019 | PP12 : SWITCHGEAR - PP12 | SWGR | ROH | 1SNA206394R0200 | Screw, EV6I_Screw+PstWasherIP20_M6/8.RS_M4/6.RS Type: EV6I Order no: 1SNA 206 394 R0200 Color: Grey ¦ 1SNA206394R0200 ¦ ABB | 24 | 24 | 0 | free_stock | R58-J-1-KDP1_SEP | inventory | 2025-10-28 | LV | Automated: Replaced 1YAB5355HEA0000 by 1SNA206394R0200. | - | 2025-11-08 | 2025-10-25 | 0
6100K019 | PP12 : SWITCHGEAR - PP12 | SWGR | ROH | 1YAB5355HXB0000 | BENT LUGS TYPE RF-PPL30 | 4200 | 4200 | 0 | 6100K019 | 1-1-1-1 | inventory | 2025-10-28 | LV |  | - | 2025-11-08 | 2025-10-25 | 0
6100K019 | PP12 : SWITCHGEAR - PP12 | SWGR | ROH | 1YAB5355HXB0001 | BENT LUGS TYPE BF-PPL46 | 900 | 900 | 0 | 6100K019 | 1-1-1-1 | inventory | 2025-10-28 | LV |  | - | 2025-11-08 | 2025-10-25 | 0
6100K019 | PP12 : SWITCHGEAR - PP12 | SWGR | ROH | 1YAB5355HXB0002 | BENT LUGS TYPE BF-PPL30 | 1800 | 1800 | 0 | 6100K019 | 1-1-1-1 | inventory | 2025-10-28 | LV |  | - | 2025-11-08 | 2025-10-25 | 0
6100K019 | PP12 : SWITCHGEAR - PP12 | SWGR | ROH | 1YAB5355JMC0000 | 10Pole Plug 4mm-1855070000-DC looping | 36 | 36 | 0 | 6100K019 | 1-1-1-1 | inventory | 2025-10-28 | LV |  | - | 2025-11-08 | 2025-10-25 | 0
6100K019 | PP12 : SWITCHGEAR - PP12 | SWGR | ROH | 1YAB5355JPC0000 | 6Pole Plug 2.5mm-1815240000-Cont-loop | 24 | 24 | 0 | 6100K019 | 1-1-1-1 | inventory | 2025-10-28 | LV |  | - | 2025-11-08 | 2025-10-25 | 0
6100K019 | PP12 : SWITCHGEAR - PP12 | SWGR | ROH | 1YAB5355JTC0000 | 10Pole Plug 2.5mm-1815280000-Cont-loop | 28 | 28 | 0 | 6100K019 | 1-1-1-1 | inventory | 2025-10-28 | LV |  | - | 2025-11-08 | 2025-10-25 | 0
6100K019 | PP12 : SWITCHGEAR - PP12 | SWGR | ROH | 1YAB5355KMC0000 | Locking element 185525000 for ZT4/4AN/2 | 72 | 72 | 0 | 6100K019 | 1-1-1-1 | inventory | 2025-10-28 | LV |  | - | 2025-11-08 | 2025-10-25 | 0
6100K019 | PP12 : SWITCHGEAR - PP12 | SWGR | ROH | 1YAB5355KPC0000 | Locking ele. 1816130000 for ZT2.5/4AN/2 | 38 | 38 | 0 | 6100K019 | 1-1-1-1 | inventory | 2025-10-28 | LV |  | - | 2025-11-08 | 2025-10-25 | 0
6100K019 | PP12 : SWITCHGEAR - PP12 | SWGR | ROH | 1YAB5355LMC0000 | Coding element 1856860000 - ZT4/4AN/2 | 48 | 48 | 0 | 6100K019 | 1-1-1-1 | inventory | 2025-10-28 | LV |  | - | 2025-11-08 | 2025-10-25 | 0
6100K019 | PP12 : SWITCHGEAR - PP12 | SWGR | ROH | 1YAB5355LPC0000 | Coding element 1816150000 | 52 | 52 | 0 | 6100K019 | 1-1-1-1 | inventory | 2025-10-28 | LV |  | - | 2025-11-08 | 2025-10-25 | 0
6100K019 | PP12 : SWITCHGEAR - PP12 | SWGR | ROH | 1YAB5355MPC0000 | Strain Relief Wied mulpart # 1816140000 | 38 | 38 | 0 | 6100K019 | 1-1-1-1 | inventory | 2025-10-28 | LV |  | - | 2025-11-08 | 2025-10-25 | 0
6100K019 | PP12 : SWITCHGEAR - PP12 | SWGR | ROH | 1YAB5355ZAB0000 | Insertion Bridge, EB 10-OTTA6 - 0790420 | 72 | 72 | 0 | 6100K019 | 1-1-1-1 | inventory | 2025-10-28 | LV |  | - | 2025-11-08 | 2025-10-25 | 0
6100K019 | PP12 : SWITCHGEAR - PP12 | SWGR | ROH | 1YAB539500002019 | SERV IS LABEL in Stainless Steel Plates | 6 | 6 | 0 | 6100K019 | 1-1-1-1 | inventory | 2025-10-28 | C&D |  | - | 2025-11-08 | 2025-10-25 | 0
6100K019 | PP12 : SWITCHGEAR - PP12 | SWGR | ROH | 1YAB60050819P0103 | Braided HARNESS TUBE (D40) | 90 | 90 | 0 | 6100K019 | 1-1-1-1 | inventory | 2025-10-28 | LV |  | - | 2025-11-08 | 2025-10-25 | 0
6100K019 | PP12 : SWITCHGEAR - PP12 | SWGR | ROH | 1YAB60050819P0104 | Braided HARNESS TUBE (D50) | 6 | 6 | 0 | 6100K019 | 1-1-1-1 | inventory | 2025-10-28 | LV |  | - | 2025-11-08 | 2025-10-25 | 0
6100K019 | PP12 : SWITCHGEAR - PP12 | SWGR | ROH | 1YAB60050819P0106 | Braided HARNESS TUBE (D30) | 120 | 120 | 0 | 6100K019 | 1-1-1-1 | inventory | 2025-10-28 | LV |  | - | 2025-11-08 | 2025-10-25 | 0
6100K019 | PP12 : SWITCHGEAR - PP12 | SWGR | ROH | 1YAB60050819P0107 | Braided HARNESS TUBE (D20) | 60 | 60 | 0 | 6100K019 | 1-1-1-1 | inventory | 2025-10-28 | LV |  | - | 2025-11-08 | 2025-10-25 | 0
6100K019 | PP12 : SWITCHGEAR - PP12 | SWGR | ROH | 1YAZ21500101 | SILICON SEALANT GE1200 CLEAR MADE IN USA | 12 | 12 | 0 | 6100K019 | R13-S-1-KDP1_SEP | inventory | 2025-10-28 | Mechanical |  | - | 2025-11-08 | 2025-10-25 | 0
6100K019 | PP12 : SWITCHGEAR - PP12 | SWGR | ROH | 1YAZ21500101 | SILICON SEALANT GE1200 CLEAR MADE IN USA | 17 | 12 | 5 | 6100K019 | R13-S-1-KDP1_SEP | inventory | 2025-10-28 | C&D |  | - | 2025-11-08 | 2025-10-25 | 0
6100K019 | PP12 : SWITCHGEAR - PP12 | SWGR | ROH | 1YAZ21500101 | SILICON SEALANT GE1200 CLEAR MADE IN USA | 5 | 5 | 0 | 6100KDP01 | WH2-1-1-KDP1_SEP | inventory | 2025-10-28 | C&D |  | - | 2025-11-08 | 2025-10-25 | 0
6100K019 | PP12 : SWITCHGEAR - PP12 | SWGR | ROH | 25541 | USE **** GCE0369214P0100 **** | 182 | 182 | 0 | 6100K019 | 1-1-1-1 | inventory | 2025-10-28 | C&D |  | - | 2025-11-08 | 2025-10-25 | 0
6100K019 | PP12 : SWITCHGEAR - PP12 | SWGR | ROH | 25541 | USE **** GCE0369214P0100 **** | 261 | 214 | 47 | 6100K019 | 1-1-1-1 | inventory | 2025-10-28 | Mechanical |  | - | 2025-11-08 | 2025-10-25 | 0
6100K019 | PP12 : SWITCHGEAR - PP12 | SWGR | ROH | 25541 | USE **** GCE0369214P0100 **** | 47 | 47 | 0 | free_stock | R58-J-1-KDP1_SEP | inventory | 2025-10-28 | Mechanical |  | - | 2025-11-08 | 2025-10-25 | 0
6100K019 | PP12 : SWITCHGEAR - PP12 | SWGR | ROH | 28100 | SCREW VITE ACTC D7971 T21572/4.2x6.5 | 22 | 22 | 0 | 6100K019 | 1-1-1-1 | inventory | 2025-10-28 | C&D |  | - | 2025-11-08 | 2025-10-25 | 0
6100K019 | PP12 : SWITCHGEAR - PP12 | SWGR | ROH | 28100 | SCREW VITE ACTC D7971 T21572/4.2x6.5 | 28 | 24 | 4 | 6100K019 | 1-1-1-1 | inventory | 2025-10-28 | Mechanical |  | - | 2025-11-08 | 2025-10-25 | 0
6100K019 | PP12 : SWITCHGEAR - PP12 | SWGR | ROH | 28100 | SCREW VITE ACTC D7971 T21572/4.2x6.5 | 4 | 4 | 0 | free_stock | R14-I-1-KDP1_SEP | inventory | 2025-10-28 | Mechanical |  | - | 2025-11-08 | 2025-10-25 | 0
6100K019 | PP12 : SWITCHGEAR - PP12 | SWGR | ROH | 28132 | RETAINING RING ACC. T22414/3.2 | 5 | 5 | 0 | 6100K019 | 1-1-1-1 | inventory | 2025-10-28 | C&D |  | - | 2025-11-08 | 2025-10-25 | 0
6100K019 | PP12 : SWITCHGEAR - PP12 | SWGR | ROH | 28132 | RETAINING RING ACC. T22414/3.2 | 6 | 5 | 1 | 6100K019 | 1-1-1-1 | inventory | 2025-10-28 | Mechanical |  | - | 2025-11-08 | 2025-10-25 | 0
6100K019 | PP12 : SWITCHGEAR - PP12 | SWGR | ROH | 28132 | RETAINING RING ACC. T22414/3.2 | 1 | 1 | 0 | 6100KDP01 | R56-P-1-K019_SEP | inventory | 2025-10-28 | Mechanical |  | - | 2025-11-08 | 2025-10-25 | 0
6100K019 | PP12 : SWITCHGEAR - PP12 | SWGR | ROH | 28192 | SCREW NYLON (POLIAM T21900 / 8X25) | 57 | 57 | 0 | 6100K019 | 1-1-1-1 | inventory | 2025-10-28 | C&D |  | - | 2025-11-08 | 2025-10-25 | 0
6100K019 | PP12 : SWITCHGEAR - PP12 | SWGR | ROH | 28192 | SCREW NYLON (POLIAM T21900 / 8X25) | 66 | 57 | 9 | 6100K019 | 1-1-1-1 | inventory | 2025-10-28 | Mechanical |  | - | 2025-11-08 | 2025-10-25 | 0
6100K019 | PP12 : SWITCHGEAR - PP12 | SWGR | ROH | 28192 | SCREW NYLON (POLIAM T21900 / 8X25) | 9 | 9 | 0 | 6100K019 | R58-O-1-KDP1_SEP | consumption | 2025-10-14 | Mechanical |  | - | 2025-11-08 | 2025-10-25 | 0 | [5 empty] | Work in Process Pick | 8100055
6100K019 | PP12 : SWITCHGEAR - PP12 | SWGR | ROH | 28373 | LOCK NUT ACC TO T21192/M2.5x0.45 | 12 | 12 | 0 | 6100K019 | 1-1-1-1 | inventory | 2025-10-28 | C&D |  | - | 2025-11-08 | 2025-10-25 | 0
6100K019 | PP12 : SWITCHGEAR - PP12 | SWGR | ROH | 28373 | LOCK NUT ACC TO T21192/M2.5x0.45 | 14 | 12 | 2 | 6100K019 | 1-1-1-1 | inventory | 2025-10-28 | Mechanical |  | - | 2025-11-08 | 2025-10-25 | 0
6100K019 | PP12 : SWITCHGEAR - PP12 | SWGR | ROH | 28373 | LOCK NUT ACC TO T21192/M2.5x0.45 | 2 | 2 | 0 | free_stock | R14-I-1-KDP1_SEP | inventory | 2025-10-28 | Mechanical |  | - | 2025-11-08 | 2025-10-25 | 0
6100K019 | PP12 : SWITCHGEAR - PP12 | SWGR | ROH | 28452 | FLEXIBLE SPIROID PINS T22513/3X26 | 2 | 2 | 0 | 6100K019 | 1-1-1-1 | inventory | 2025-10-28 | C&D |  | - | 2025-11-08 | 2025-10-25 | 0
6100K019 | PP12 : SWITCHGEAR - PP12 | SWGR | ROH | 28627 | Rivet NUT ACC T21098/M6 (countersunk) | 71 | 71 | 0 | 6100K019 | 1-1-1-1 | inventory | 2025-10-28 | C&D |  | - | 2025-11-08 | 2025-10-25 | 0
6100K019 | PP12 : SWITCHGEAR - PP12 | SWGR | ROH | 28627 | Rivet NUT ACC T21098/M6 (countersunk) | 91 | 78 | 13 | 6100K019 | 1-1-1-1 | inventory | 2025-10-28 | Mechanical |  | - | 2025-11-08 | 2025-10-25 | 0
6100K019 | PP12 : SWITCHGEAR - PP12 | SWGR | ROH | 28627 | Rivet NUT ACC T21098/M6 (countersunk) | 13 | 13 | 0 | 6100K019 | R66-P-1-KDP1_SEP | consumption | 2025-10-16 | Mechanical |  | - | 2025-11-08 | 2025-10-25 | 0 | [5 empty] | Work in Process Pick | 8144842
6100K019 | PP12 : SWITCHGEAR - PP12 | SWGR | ROH | 29823 | TOMMY HEAD SCREW ACC. T21010/M2.5x20 | 12 | 12 | 0 | 6100K019 | 1-1-1-1 | inventory | 2025-10-28 | C&D |  | - | 2025-11-08 | 2025-10-25 | 0
6100K019 | PP12 : SWITCHGEAR - PP12 | SWGR | ROH | 29823 | TOMMY HEAD SCREW ACC. T21010/M2.5x20 | 14 | 12 | 2 | 6100K019 | 1-1-1-1 | inventory | 2025-10-28 | Mechanical |  | - | 2025-11-08 | 2025-10-25 | 0
6100K019 | PP12 : SWITCHGEAR - PP12 | SWGR | ROH | 29823 | TOMMY HEAD SCREW ACC. T21010/M2.5x20 | 2 | 2 | 0 | 6100K019 | R14-I-1-KDP1_SEP | consumption | 2025-10-16 | Mechanical |  | - | 2025-11-08 | 2025-10-25 | 0 | [5 empty] | Work in Process Pick | 8144872
6100K019 | PP12 : SWITCHGEAR - PP12 | SWGR | ROH | 2CSM258163R0721 | M1363-L | 1 | 1 | 0 | 6100K019 | 1-1-1-1 | inventory | 2025-10-28 | LV |  | - | 2025-11-08 | 2025-10-25 | 0
6100K019 | PP12 : SWITCHGEAR - PP12 | SWGR | ROH | 3WKA014480P0004 | RETAINING_WASHER_DIN6799_6-SPST/A3K | 5 | 5 | 0 | 6100K019 | 1-1-1-1 | inventory | 2025-10-28 | C&D |  | - | 2025-11-08 | 2025-10-25 | 0
6100K019 | PP12 : SWITCHGEAR - PP12 | SWGR | ROH | 3WKA014480P0004 | RETAINING_WASHER_DIN6799_6-SPST/A3K | 6 | 5 | 1 | 6100K019 | 1-1-1-1 | inventory | 2025-10-28 | Mechanical |  | - | 2025-11-08 | 2025-10-25 | 0
6100K019 | PP12 : SWITCHGEAR - PP12 | SWGR | ROH | 3WKA014480P0004 | RETAINING_WASHER_DIN6799_6-SPST/A3K | 1 | 1 | 0 | free_stock | R59-Q-1-KDP1_SEP | inventory | 2025-10-28 | Mechanical |  | - | 2025-11-08 | 2025-10-25 | 0
6100K019 | PP12 : SWITCHGEAR - PP12 | SWGR | ROH | 3WKA014480P0007 | RETAINING_WASHER_DIN6799_9-SPST/A3K | 10 | 10 | 0 | 6100K019 | 1-1-1-1 | inventory | 2025-10-28 | C&D |  | - | 2025-11-08 | 2025-10-25 | 0
6100K019 | PP12 : SWITCHGEAR - PP12 | SWGR | ROH | 3WKA014480P0007 | RETAINING_WASHER_DIN6799_9-SPST/A3K | 12 | 8 | 4 | 6100K019 | 1-1-1-1 | inventory | 2025-10-28 | Mechanical |  | - | 2025-11-08 | 2025-10-25 | 0
6100K019 | PP12 : SWITCHGEAR - PP12 | SWGR | ROH | 3WKA014480P0007 | RETAINING_WASHER_DIN6799_9-SPST/A3K | 4 | 2 | 2 | 6100K019 | R58-A-1-KDP1_SEP | inventory | 2025-10-28 | Mechanical |  | - | 2025-11-08 | 2025-10-25 | 0
6100K019 | PP12 : SWITCHGEAR - PP12 | SWGR | ROH | 3WKA014480P0007 | RETAINING_WASHER_DIN6799_9-SPST/A3K | 2 | 2 | 0 | 6100K019 | R58-A-1-KDP1_SEP | consumption | 2025-10-13 | Mechanical |  | - | 2025-11-08 | 2025-10-25 | 0 | [5 empty] | Work in Process Pick | 8083033
6100K019 | PP12 : SWITCHGEAR - PP12 | SWGR | ROH | 3WKA014538P0012 | SPIRAL_PIN_ISO8748_4X20-ST/BK | 10 | 10 | 0 | 6100K019 | 1-1-1-1 | inventory | 2025-10-28 | C&D |  | - | 2025-11-08 | 2025-10-25 | 0
6100K019 | PP12 : SWITCHGEAR - PP12 | SWGR | ROH | 3WKA014538P0012 | SPIRAL_PIN_ISO8748_4X20-ST/BK | 12 | 10 | 2 | 6100K019 | 1-1-1-1 | inventory | 2025-10-28 | Mechanical |  | - | 2025-11-08 | 2025-10-25 | 0
6100K019 | PP12 : SWITCHGEAR - PP12 | SWGR | ROH | 3WKA014538P0012 | SPIRAL_PIN_ISO8748_4X20-ST/BK | 2 | 2 | 0 | 6100KDP01 | R56-Q-1-K019_SEP | inventory | 2025-10-28 | Mechanical |  | - | 2025-11-08 | 2025-10-25 | 0
6100K019 | PP12 : SWITCHGEAR - PP12 | SWGR | ROH | 3WKA014538P0014 | SPIRAL_PIN_ISO8748_4X30-ST/BK | 5 | 5 | 0 | 6100K019 | 1-1-1-1 | inventory | 2025-10-28 | C&D |  | - | 2025-11-08 | 2025-10-25 | 0
6100K019 | PP12 : SWITCHGEAR - PP12 | SWGR | ROH | 3WKA014538P0014 | SPIRAL_PIN_ISO8748_4X30-ST/BK | 6 | 5 | 1 | 6100K019 | 1-1-1-1 | inventory | 2025-10-28 | Mechanical |  | - | 2025-11-08 | 2025-10-25 | 0
6100K019 | PP12 : SWITCHGEAR - PP12 | SWGR | ROH | 3WKA014538P0014 | SPIRAL_PIN_ISO8748_4X30-ST/BK | 1 | 1 | 0 | 6100KDP01 | R56-Q-1-K019_SEP | inventory | 2025-10-28 | Mechanical |  | - | 2025-11-08 | 2025-10-25 | 0
6100K019 | PP12 : SWITCHGEAR - PP12 | SWGR | ROH | 3WKA014618P0001 | SAFETY_GRIPPER_BFK/A_BN13193_4-SPST/PH | 5 | 5 | 0 | 6100K019 | 1-1-1-1 | inventory | 2025-10-28 | C&D |  | - | 2025-11-08 | 2025-10-25 | 0
6100K019 | PP12 : SWITCHGEAR - PP12 | SWGR | ROH | 3WKA014618P0001 | SAFETY_GRIPPER_BFK/A_BN13193_4-SPST/PH | 6 | 5 | 1 | 6100K019 | 1-1-1-1 | inventory | 2025-10-28 | Mechanical |  | - | 2025-11-08 | 2025-10-25 | 0
6100K019 | PP12 : SWITCHGEAR - PP12 | SWGR | ROH | 3WKA014618P0001 | SAFETY_GRIPPER_BFK/A_BN13193_4-SPST/PH | 1 | 1 | 0 | 6100KDP01 | R56-P-1-K019_SEP | inventory | 2025-10-28 | Mechanical |  | - | 2025-11-08 | 2025-10-25 | 0
6100K019 | PP12 : SWITCHGEAR - PP12 | SWGR | ROH | 3WKA014618P0003 | SAFETY_GRIPPER_BFK/A_BN13193_6-SPST/PH | 5 | 5 | 0 | 6100K019 | 1-1-1-1 | inventory | 2025-10-28 | C&D |  | - | 2025-11-08 | 2025-10-25 | 0
6100K019 | PP12 : SWITCHGEAR - PP12 | SWGR | ROH | 3WKA014618P0003 | SAFETY_GRIPPER_BFK/A_BN13193_6-SPST/PH | 6 | 5 | 1 | 6100K019 | 1-1-1-1 | inventory | 2025-10-28 | Mechanical |  | - | 2025-11-08 | 2025-10-25 | 0
6100K019 | PP12 : SWITCHGEAR - PP12 | SWGR | ROH | 3WKA014618P0003 | SAFETY_GRIPPER_BFK/A_BN13193_6-SPST/PH | 1 | 1 | 0 | 6100KDP01 | R56-P-1-K019_SEP | inventory | 2025-10-28 | Mechanical |  | - | 2025-11-08 | 2025-10-25 | 0
6100K019 | PP12 : SWITCHGEAR - PP12 | SWGR | ROH | 4CE7000583P0101 | PIN | 5 | 5 | 0 | 6100K019 | R13-S-1-KDP1_SEP | inventory | 2025-10-28 | C&D |  | - | 2025-11-08 | 2025-10-25 | 0
6100K019 | PP12 : SWITCHGEAR - PP12 | SWGR | ROH | 4CE7000583P0101 | PIN | 6 | 3 | 3 | 6100K019 | R13-S-1-KDP1_SEP | inventory | 2025-10-28 | Mechanical |  | - | 2025-11-08 | 2025-10-25 | 0
6100K019 | PP12 : SWITCHGEAR - PP12 | SWGR | ROH | 4CE7000583P0101 | PIN | 3 | 2 | 1 | 6100K019 | 1-1-1-1 | inventory | 2025-10-28 | Mechanical |  | - | 2025-11-08 | 2025-10-25 | 0
6100K019 | PP12 : SWITCHGEAR - PP12 | SWGR | ROH | 4CE7000583P0101 | PIN | 1 | 1 | 0 | 6100K019 | R13-S-1-KDP1_SEP | consumption | 2025-10-15 | Mechanical |  | - | 2025-11-08 | 2025-10-25 | 0 | [5 empty] | Work in Process Pick | 8132309
6100K019 | PP12 : SWITCHGEAR - PP12 | SWGR | ROH | 500214111 | WASHER T22001/6.8X18 | 6 | 6 | 0 | 6100K019 | 1-1-1-1 | inventory | 2025-10-28 | C&D |  | - | 2025-11-08 | 2025-10-25 | 0
6100K019 | PP12 : SWITCHGEAR - PP12 | SWGR | ROH | 500214111 | WASHER T22001/6.8X18 | 7 | 6 | 1 | 6100K019 | 1-1-1-1 | inventory | 2025-10-28 | Mechanical |  | - | 2025-11-08 | 2025-10-25 | 0
6100K019 | PP12 : SWITCHGEAR - PP12 | SWGR | ROH | 500214111 | WASHER T22001/6.8X18 | 1 | 1 | 0 | free_stock | R58-A-1-KDP1_SEP | inventory | 2025-10-28 | Mechanical |  | - | 2025-11-08 | 2025-10-25 | 0
6100K019 | PP12 : SWITCHGEAR - PP12 | SWGR | ROH | 500673075 | PIN T22681/8X54,5-5 | 20 | 20 | 0 | 6100K019 | 1-1-1-1 | inventory | 2025-10-28 | C&D |  | - | 2025-11-08 | 2025-10-25 | 0
6100K019 | PP12 : SWITCHGEAR - PP12 | SWGR | ROH | 500673075 | PIN T22681/8X54,5-5 | 28 | 24 | 4 | 6100K019 | 1-1-1-1 | inventory | 2025-10-28 | Mechanical |  | - | 2025-11-08 | 2025-10-25 | 0
6100K019 | PP12 : SWITCHGEAR - PP12 | SWGR | ROH | 500673075 | PIN T22681/8X54,5-5 | 4 | 4 | 0 | 6100K019 | R14-I-1-KDP1_SEP | consumption | 2025-10-16 | Mechanical |  | - | 2025-11-08 | 2025-10-25 | 0 | [5 empty] | Work in Process Pick | 8146135
6100K019 | PP12 : SWITCHGEAR - PP12 | SWGR | ROH | 5022 643 | COVER PROFILE, AP3 | 9.6 | 9.6 | 0 | 6100K019 | 1-1-1-1 | inventory | 2025-10-28 | LV |  | - | 2025-11-08 | 2025-10-25 | 0
6100K019 | PP12 : SWITCHGEAR - PP12 | SWGR | ROH | 5022 656 | COVER PROFILE SUPPORT, AP3-TU | 150 | 150 | 0 | 6100K019 | 1-1-1-1 | inventory | 2025-10-28 | LV |  | - | 2025-11-08 | 2025-10-25 | 0
6100K019 | PP12 : SWITCHGEAR - PP12 | SWGR | ROH | 5217 708-3 | M.CONTACT/HAN-E16M/09330162601 | 2 | 1 | 1 | 6100K019 | R14-I-1-KDP1_SEP | consumption | 2025-10-14 | Mechanical |  | - | 2025-11-08 | 2025-10-25 | 0 | [5 empty] | Work in Process Pick | 8107650
6100K019 | PP12 : SWITCHGEAR - PP12 | SWGR | ROH | 5217 708-3 | M.CONTACT/HAN-E16M/09330162601 | 1 | 1 | 0 | free_stock | R13-S-1-KDP1_SEP | inventory | 2025-10-28 | Mechanical |  | - | 2025-11-08 | 2025-10-25 | 0
6100K019 | PP12 : SWITCHGEAR - PP12 | SWGR | ROH | 5217 708-7 | F.CONTACT/HAN-E16F/09330162701 | 2 | 1 | 1 | 6100K019 | R14-I-1-KDP1_SEP | consumption | 2025-10-14 | Mechanical |  | - | 2025-11-08 | 2025-10-25 | 0 | [5 empty] | Work in Process Pick | 8107653
6100K019 | PP12 : SWITCHGEAR - PP12 | SWGR | ROH | 5217 708-7 | F.CONTACT/HAN-E16F/09330162701 | 1 | 1 | 0 | free_stock | R13-S-1-KDP1_SEP | inventory | 2025-10-28 | Mechanical |  | - | 2025-11-08 | 2025-10-25 | 0
6100K019 | PP12 : SWITCHGEAR - PP12 | SWGR | ROH | 564093/001 | BLOCK FOUNDATION - ZINK COATED | 12 | 12 | 0 | 6100K019 | 1-1-1-1 | inventory | 2025-10-28 | LAX |  | - | 2025-11-08 | 2025-10-25 | 0
6100K019 | PP12 : SWITCHGEAR - PP12 | SWGR | ROH | 565937/001 | LEAF SPRING 499355009 | 6 | 6 | 0 | 6100K019 | R15-T-1-KDP1_SEP | inventory | 2025-10-28 | C&D |  | - | 2025-11-08 | 2025-10-25 | 0
6100K019 | PP12 : SWITCHGEAR - PP12 | SWGR | ROH | 565937/001 | LEAF SPRING 499355009 | 6 | 6 | 0 | 6100K019 | R15-T-1-KDP1_SEP | inventory | 2025-10-28 | Mechanical |  | - | 2025-11-08 | 2025-10-25 | 0
6100K019 | PP12 : SWITCHGEAR - PP12 | SWGR | ROH | 593502001 | BUSHING | 7 | 7 | 0 | 6100K019 | 1-1-1-1 | inventory | 2025-10-28 | C&D |  | - | 2025-11-08 | 2025-10-25 | 0
6100K019 | PP12 : SWITCHGEAR - PP12 | SWGR | ROH | 593502001 | BUSHING | 7 | 6 | 1 | 6100K019 | 1-1-1-1 | inventory | 2025-10-28 | Mechanical |  | - | 2025-11-08 | 2025-10-25 | 0
6100K019 | PP12 : SWITCHGEAR - PP12 | SWGR | ROH | 593502001 | BUSHING | 1 | 1 | 0 | 6100K019 | R59-P-1-KDP1_SEP | consumption | 2025-10-15 | Mechanical |  | - | 2025-11-08 | 2025-10-25 | 0 | [5 empty] | Work in Process Pick | 8117189
6100K019 | PP12 : SWITCHGEAR - PP12 | SWGR | ROH | 593503001 | ROLLER | 5 | 5 | 0 | 6100K019 | 1-1-1-1 | inventory | 2025-10-28 | C&D |  | - | 2025-11-08 | 2025-10-25 | 0
6100K019 | PP12 : SWITCHGEAR - PP12 | SWGR | ROH | 593503001 | ROLLER | 7 | 6 | 1 | 6100K019 | 1-1-1-1 | inventory | 2025-10-28 | Mechanical |  | - | 2025-11-08 | 2025-10-25 | 0
6100K019 | PP12 : SWITCHGEAR - PP12 | SWGR | ROH | 593503001 | ROLLER | 1 | 1 | 0 | 6100K019 | R14-I-1-KDP1_SEP | consumption | 2025-10-16 | Mechanical |  | - | 2025-11-08 | 2025-10-25 | 0 | [5 empty] | Work in Process Pick | 8144713
6100K019 | PP12 : SWITCHGEAR - PP12 | SWGR | ROH | 593509/001 | COMPRESSION SPRING | 10 | 10 | 0 | 6100K019 | R15-T-1-KDP1_SEP | inventory | 2025-10-28 | C&D |  | - | 2025-11-08 | 2025-10-25 | 0
6100K019 | PP12 : SWITCHGEAR - PP12 | SWGR | ROH | 593509/001 | COMPRESSION SPRING | 13 | 7 | 6 | 6100K019 | R15-T-1-KDP1_SEP | inventory | 2025-10-28 | Mechanical |  | - | 2025-11-08 | 2025-10-25 | 0
6100K019 | PP12 : SWITCHGEAR - PP12 | SWGR | ROH | 593509/001 | COMPRESSION SPRING | 6 | 4 | 2 | 6100K019 | 1-1-1-1 | inventory | 2025-10-28 | Mechanical |  | - | 2025-11-08 | 2025-10-25 | 0
6100K019 | PP12 : SWITCHGEAR - PP12 | SWGR | ROH | 593509/001 | COMPRESSION SPRING | 2 | 2 | 0 | 6100K019 | R15-T-1-KDP1_SEP | consumption | 2025-10-15 | Mechanical |  | - | 2025-11-08 | 2025-10-25 | 0 | [5 empty] | Work in Process Pick | 8132318
6100K019 | PP12 : SWITCHGEAR - PP12 | SWGR | ROH | 9ABA450060P0004 | NUT_ISO7040_M6-8/A3K | 5 | 5 | 0 | 6100K019 | 1-1-1-1 | inventory | 2025-10-28 | C&D |  | - | 2025-11-08 | 2025-10-25 | 0
6100K019 | PP12 : SWITCHGEAR - PP12 | SWGR | ROH | 9ABA450060P0004 | NUT_ISO7040_M6-8/A3K | 6 | 4 | 2 | 6100K019 | 1-1-1-1 | inventory | 2025-10-28 | Mechanical |  | - | 2025-11-08 | 2025-10-25 | 0
6100K019 | PP12 : SWITCHGEAR - PP12 | SWGR | ROH | 9ABA450060P0004 | NUT_ISO7040_M6-8/A3K | 2 | 1 | 1 | 6100K019 | R14-I-1-KDP1_SEP | inventory | 2025-10-28 | Mechanical |  | - | 2025-11-08 | 2025-10-25 | 0
6100K019 | PP12 : SWITCHGEAR - PP12 | SWGR | ROH | 9ABA450060P0004 | NUT_ISO7040_M6-8/A3K | 1 | 1 | 0 | free_stock | R14-I-1-KDP1_SEP | inventory | 2025-10-28 | Mechanical |  | - | 2025-11-08 | 2025-10-25 | 0
6100K019 | PP12 : SWITCHGEAR - PP12 | SWGR | ROH | 9ABA450060P0005 | NUT_ISO7040_M8-8/A3K | 12 | 12 | 0 | 6100K019 | 1-1-1-1 | inventory | 2025-10-28 | C&D |  | - | 2025-11-08 | 2025-10-25 | 0
6100K019 | PP12 : SWITCHGEAR - PP12 | SWGR | ROH | 9ABA450060P0005 | NUT_ISO7040_M8-8/A3K | 14 | 12 | 2 | 6100K019 | 1-1-1-1 | inventory | 2025-10-28 | Mechanical |  | - | 2025-11-08 | 2025-10-25 | 0
6100K019 | PP12 : SWITCHGEAR - PP12 | SWGR | ROH | 9ABA450060P0005 | NUT_ISO7040_M8-8/A3K | 2 | 2 | 0 | 6100K019 | R58-O-1-KDP1_SEP | consumption | 2025-10-14 | Mechanical |  | - | 2025-11-08 | 2025-10-25 | 0 | [5 empty] | Work in Process Pick | 8100073
6100K019 | PP12 : SWITCHGEAR - PP12 | SWGR | ROH | 9ADJ100023P0357 | BLIND_RIVET_ISO15979_6,4x16-ST/ST | 24 | 24 | 0 | 6100K019 | 1-1-1-1 | inventory | 2025-10-28 | C&D |  | - | 2025-11-08 | 2025-10-25 | 0
6100K019 | PP12 : SWITCHGEAR - PP12 | SWGR | ROH | 9ADJ100023P0357 | BLIND_RIVET_ISO15979_6,4x16-ST/ST | 28 | 24 | 4 | 6100K019 | 1-1-1-1 | inventory | 2025-10-28 | Mechanical |  | - | 2025-11-08 | 2025-10-25 | 0
6100K019 | PP12 : SWITCHGEAR - PP12 | SWGR | ROH | 9ADJ100023P0357 | BLIND_RIVET_ISO15979_6,4x16-ST/ST | 4 | 4 | 0 | free_stock | R58-A-1-KDP1_SEP | inventory | 2025-10-28 | Mechanical |  | - | 2025-11-08 | 2025-10-25 | 0
6100K019 | PP12 : SWITCHGEAR - PP12 | SWGR | ROH | AE 11342 2100-1 | GLASS,220X350X8.8, GCE8000436P0101 | 8 | 2 | 6 | 6100K019 | R59-P-1-KDP1_SEP | consumption | 2025-10-13 | C&D |  | - | 2025-11-08 | 2025-10-25 | 0 | [5 empty] | Work in Process Pick | 8077521
6100K019 | PP12 : SWITCHGEAR - PP12 | SWGR | ROH | AE 11342 2100-1 | GLASS,220X350X8.8, GCE8000436P0101 | 6 | 2 | 4 | 6100K019 | R59-P-1-KDP1_SEP | consumption | 2025-10-13 | C&D |  | - | 2025-11-08 | 2025-10-25 | 0 | [5 empty] | Work in Process Pick | 8077533
6100K019 | PP12 : SWITCHGEAR - PP12 | SWGR | ROH | AE 11342 2100-1 | GLASS,220X350X8.8, GCE8000436P0101 | 4 | 2 | 2 | 6100K019 | R59-P-1-KDP1_SEP | consumption | 2025-10-15 | C&D |  | - | 2025-11-08 | 2025-10-25 | 0 | [5 empty] | Work in Process Pick | 8128700
6100K019 | PP12 : SWITCHGEAR - PP12 | SWGR | ROH | AE 11342 2100-1 | GLASS,220X350X8.8, GCE8000436P0101 | 2 | 2 | 0 | 6100K019 | R59-P-1-KDP1_SEP | consumption | 2025-10-15 | C&D |  | - | 2025-11-08 | 2025-10-25 | 0 | [5 empty] | Work in Process Pick | 8128769
6100K019 | PP12 : SWITCHGEAR - PP12 | SWGR | ROH | AE 11342 2100-1 | GLASS,220X350X8.8, GCE8000436P0101 | 12 | 2 | 10 | 6100K019 | R59-P-1-KDP1_SEP | consumption | 2025-10-16 | Mechanical |  | - | 2025-11-08 | 2025-10-25 | 0 | [5 empty] | Work in Process Pick | 8150191
6100K019 | PP12 : SWITCHGEAR - PP12 | SWGR | ROH | AE 11342 2100-1 | GLASS,220X350X8.8, GCE8000436P0101 | 10 | 2 | 8 | 6100K019 | R59-P-1-KDP1_SEP | consumption | 2025-10-16 | Mechanical |  | - | 2025-11-08 | 2025-10-25 | 0 | [5 empty] | Work in Process Pick | 8150245
6100K019 | PP12 : SWITCHGEAR - PP12 | SWGR | ROH | AE 11342 2100-1 | GLASS,220X350X8.8, GCE8000436P0101 | 8 | 8 | 0 | free_stock | R59-P-1-KDP1_SEP | inventory | 2025-10-28 | Mechanical |  | - | 2025-11-08 | 2025-10-25 | 0
6100K019 | PP12 : SWITCHGEAR - PP12 | SWGR | ROH | AE 2093 7000-4 | RAYCHEM SHRINKABLE TUBE, BPTM 75/30-A/U | 0.6 | 0.6 | 0 | free_stock | R15-A-1-KDP1_SEP | inventory | 2025-10-28 | C&D |  | - | 2025-11-08 | 2025-10-25 | 0
6100K019 | PP12 : SWITCHGEAR - PP12 | SWGR | ROH | AE 2093 7000-4 | RAYCHEM SHRINKABLE TUBE, BPTM 75/30-A/U | 0.6 | 0.6 | 0 | free_stock | R15-J-1-KDP1_SEP | inventory | 2025-10-28 | Mechanical |  | - | 2025-11-08 | 2025-10-25 | 0
6100K019 | PP12 : SWITCHGEAR - PP12 | SWGR | ROH | AE 2093 7000-5 | RAYCHEM SHRINKABLE TUBE, BPTM 100/40-A/U | 11.7 | 11.7 | 0 | free_stock | R15-J-1-KDP1_SEP | inventory | 2025-10-28 | C&D |  | - | 2025-11-08 | 2025-10-25 | 0
6100K019 | PP12 : SWITCHGEAR - PP12 | SWGR | ROH | AE 2093 7000-5 | RAYCHEM SHRINKABLE TUBE, BPTM 100/40-A/U | 23.44 | 23.44 | 0 | free_stock | R15-J-1-KDP1_SEP | inventory | 2025-10-28 | Mechanical |  | - | 2025-11-08 | 2025-10-25 | 0
6100K019 | PP12 : SWITCHGEAR - PP12 | SWGR | ROH | AE 2093 7000-6N | RAYCHEM SHRINKABLE TUBE, BPTM 120/50-A/U | 16.67 | 9.9 | 6.77 | 6100K019 | R15-J-1-KDP1_SEP | consumption | 2025-10-14 | C&D |  | - | 2025-11-08 | 2025-10-25 | 0 | [5 empty] | Work in Process Pick | 8100076
6100K019 | PP12 : SWITCHGEAR - PP12 | SWGR | ROH | AE 2093 7000-6N | RAYCHEM SHRINKABLE TUBE, BPTM 120/50-A/U | 6.77 | 6.77 | 0 | free_stock | R15-J-1-KDP1_SEP | inventory | 2025-10-28 | C&D |  | - | 2025-11-08 | 2025-10-25 | 0
6100K019 | PP12 : SWITCHGEAR - PP12 | SWGR | ROH | AE 2636 4000-001 | INSULATION SLEEVE,6MMDIA. | 100 | 15 | 85 | 6100K019 | R58-J-1-KDP1_SEP | consumption | 2025-10-13 | LV |  | - | 2025-11-08 | 2025-10-25 | 0 | [5 empty] | Work in Process Pick | 8069188
6100K019 | PP12 : SWITCHGEAR - PP12 | SWGR | ROH | AE 2636 4000-001 | INSULATION SLEEVE,6MMDIA. | 85 | 15 | 70 | 6100K019 | R58-J-1-KDP1_SEP | consumption | 2025-10-13 | LV |  | - | 2025-11-08 | 2025-10-25 | 0 | [5 empty] | Work in Process Pick | 8070606
6100K019 | PP12 : SWITCHGEAR - PP12 | SWGR | ROH | AE 2636 4000-001 | INSULATION SLEEVE,6MMDIA. | 70 | 15 | 55 | 6100K019 | R58-J-1-KDP1_SEP | consumption | 2025-10-13 | LV |  | - | 2025-11-08 | 2025-10-25 | 0 | [5 empty] | Work in Process Pick | 8071595
6100K019 | PP12 : SWITCHGEAR - PP12 | SWGR | ROH | AE 2636 4000-001 | INSULATION SLEEVE,6MMDIA. | 55 | 55 | 0 | free_stock | R58-J-1-KDP1_SEP | inventory | 2025-10-28 | LV |  | - | 2025-11-08 | 2025-10-25 | 0
6100K019 | PP12 : SWITCHGEAR - PP12 | SWGR | ROH | AE 2636 4000-002 | ADHESIVE MOUNTING BASE | 90 | 15 | 75 | 6100K019 | R58-J-1-KDP1_SEP | consumption | 2025-10-13 | LV |  | - | 2025-11-08 | 2025-10-25 | 0 | [5 empty] | Work in Process Pick | 8069119
6100K019 | PP12 : SWITCHGEAR - PP12 | SWGR | ROH | AE 2636 4000-002 | ADHESIVE MOUNTING BASE | 75 | 15 | 60 | 6100K019 | R58-J-1-KDP1_SEP | consumption | 2025-10-13 | LV |  | - | 2025-11-08 | 2025-10-25 | 0 | [5 empty] | Work in Process Pick | 8070570
6100K019 | PP12 : SWITCHGEAR - PP12 | SWGR | ROH | AE 2636 4000-002 | ADHESIVE MOUNTING BASE | 60 | 15 | 45 | 6100K019 | R58-J-1-KDP1_SEP | consumption | 2025-10-13 | LV |  | - | 2025-11-08 | 2025-10-25 | 0 | [5 empty] | Work in Process Pick | 8071538
6100K019 | PP12 : SWITCHGEAR - PP12 | SWGR | ROH | AE 2636 4000-002 | ADHESIVE MOUNTING BASE | 45 | 45 | 0 | free_stock | R58-J-1-KDP1_SEP | inventory | 2025-10-28 | LV |  | - | 2025-11-08 | 2025-10-25 | 0
6100K019 | PP12 : SWITCHGEAR - PP12 | SWGR | ROH | AE 2941 2000-1 | STIKER "ON" (WHITE LETTER RED BACKGRND) | 5 | 1 | 4 | 6100K019 | WH2-1-1-KDP1_SEP | consumption | 2025-10-13 | C&D |  | - | 2025-11-08 | 2025-10-25 | 0 | [5 empty] | Work in Process Pick | 8071033
6100K019 | PP12 : SWITCHGEAR - PP12 | SWGR | ROH | AE 2941 2000-1 | STIKER "ON" (WHITE LETTER RED BACKGRND) | 4 | 1 | 3 | 6100K019 | WH2-1-1-KDP1_SEP | consumption | 2025-10-13 | C&D |  | - | 2025-11-08 | 2025-10-25 | 0 | [5 empty] | Work in Process Pick | 8082447
6100K019 | PP12 : SWITCHGEAR - PP12 | SWGR | ROH | AE 2941 2000-1 | STIKER "ON" (WHITE LETTER RED BACKGRND) | 3 | 1 | 2 | 6100K019 | WH2-1-1-KDP1_SEP | consumption | 2025-10-13 | C&D |  | - | 2025-11-08 | 2025-10-25 | 0 | [5 empty] | Work in Process Pick | 8082444
6100K019 | PP12 : SWITCHGEAR - PP12 | SWGR | ROH | AE 2941 2000-1 | STIKER "ON" (WHITE LETTER RED BACKGRND) | 2 | 1 | 1 | 6100K019 | WH2-1-1-KDP1_SEP | consumption | 2025-10-14 | C&D |  | - | 2025-11-08 | 2025-10-25 | 0 | [5 empty] | Work in Process Pick | 8107641
6100K019 | PP12 : SWITCHGEAR - PP12 | SWGR | ROH | AE 2941 2000-1 | STIKER "ON" (WHITE LETTER RED BACKGRND) | 1 | 1 | 0 | 6100K019 | WH2-1-1-KDP1_SEP | consumption | 2025-10-14 | C&D |  | - | 2025-11-08 | 2025-10-25 | 0 | [5 empty] | Work in Process Pick | 8107698
6100K019 | PP12 : SWITCHGEAR - PP12 | SWGR | ROH | AE 2941 2000-1 | STIKER "ON" (WHITE LETTER RED BACKGRND) | 6 | 1 | 5 | 6100K019 | WH2-1-1-KDP1_SEP | consumption | 2025-10-15 | Mechanical |  | - | 2025-11-08 | 2025-10-25 | 0 | [5 empty] | Work in Process Pick | 8117444
6100K019 | PP12 : SWITCHGEAR - PP12 | SWGR | ROH | AE 2941 2000-1 | STIKER "ON" (WHITE LETTER RED BACKGRND) | 5 | 1 | 4 | 6100K019 | WH2-1-1-KDP1_SEP | consumption | 2025-10-16 | Mechanical |  | - | 2025-11-08 | 2025-10-25 | 0 | [5 empty] | Work in Process Pick | 8140329
6100K019 | PP12 : SWITCHGEAR - PP12 | SWGR | ROH | AE 2941 2000-1 | STIKER "ON" (WHITE LETTER RED BACKGRND) | 4 | 1 | 3 | 6100K019 | WH2-1-1-KDP1_SEP | consumption | 2025-10-16 | Mechanical |  | - | 2025-11-08 | 2025-10-25 | 0 | [5 empty] | Work in Process Pick | 8140353
6100K019 | PP12 : SWITCHGEAR - PP12 | SWGR | ROH | AE 2941 2000-1 | STIKER "ON" (WHITE LETTER RED BACKGRND) | 3 | 3 | 0 | free_stock | WH2-1-1-KDP1_SEP | inventory | 2025-10-28 | Mechanical |  | - | 2025-11-08 | 2025-10-25 | 0
6100K019 | PP12 : SWITCHGEAR - PP12 | SWGR | ROH | AE 2941 2000-2 | STICKER "OFF" (WHITE LETTER GREEN B/G) | 5 | 1 | 4 | 6100K019 | WH2-1-1-KDP1_SEP | consumption | 2025-10-13 | C&D |  | - | 2025-11-08 | 2025-10-25 | 0 | [5 empty] | Work in Process Pick | 8071015
6100K019 | PP12 : SWITCHGEAR - PP12 | SWGR | ROH | AE 2941 2000-2 | STICKER "OFF" (WHITE LETTER GREEN B/G) | 4 | 1 | 3 | 6100K019 | WH2-1-1-KDP1_SEP | consumption | 2025-10-13 | C&D |  | - | 2025-11-08 | 2025-10-25 | 0 | [5 empty] | Work in Process Pick | 8071036
6100K019 | PP12 : SWITCHGEAR - PP12 | SWGR | ROH | AE 2941 2000-2 | STICKER "OFF" (WHITE LETTER GREEN B/G) | 3 | 1 | 2 | 6100K019 | WH2-1-1-KDP1_SEP | consumption | 2025-10-13 | C&D |  | - | 2025-11-08 | 2025-10-25 | 0 | [5 empty] | Work in Process Pick | 8082450
6100K019 | PP12 : SWITCHGEAR - PP12 | SWGR | ROH | AE 2941 2000-2 | STICKER "OFF" (WHITE LETTER GREEN B/G) | 2 | 1 | 1 | 6100K019 | WH2-1-1-KDP1_SEP | consumption | 2025-10-13 | C&D |  | - | 2025-11-08 | 2025-10-25 | 0 | [5 empty] | Work in Process Pick | 8082453
6100K019 | PP12 : SWITCHGEAR - PP12 | SWGR | ROH | AE 2941 2000-2 | STICKER "OFF" (WHITE LETTER GREEN B/G) | 1 | 1 | 0 | 6100K019 | WH2-1-1-KDP1_SEP | consumption | 2025-10-14 | C&D |  | - | 2025-11-08 | 2025-10-25 | 0 | [5 empty] | Work in Process Pick | 8107644
6100K019 | PP12 : SWITCHGEAR - PP12 | SWGR | ROH | AE 2941 2000-2 | STICKER "OFF" (WHITE LETTER GREEN B/G) | 6 | 1 | 5 | 6100K019 | WH2-1-1-KDP1_SEP | consumption | 2025-10-14 | Mechanical |  | - | 2025-11-08 | 2025-10-25 | 0 | [5 empty] | Work in Process Pick | 8107701
6100K019 | PP12 : SWITCHGEAR - PP12 | SWGR | ROH | AE 2941 2000-2 | STICKER "OFF" (WHITE LETTER GREEN B/G) | 5 | 1 | 4 | 6100K019 | WH2-1-1-KDP1_SEP | consumption | 2025-10-15 | Mechanical |  | - | 2025-11-08 | 2025-10-25 | 0 | [5 empty] | Work in Process Pick | 8117438
6100K019 | PP12 : SWITCHGEAR - PP12 | SWGR | ROH | AE 2941 2000-2 | STICKER "OFF" (WHITE LETTER GREEN B/G) | 4 | 1 | 3 | 6100K019 | WH2-1-1-KDP1_SEP | consumption | 2025-10-15 | Mechanical |  | - | 2025-11-08 | 2025-10-25 | 0 | [5 empty] | Work in Process Pick | 8128772
6100K019 | PP12 : SWITCHGEAR - PP12 | SWGR | ROH | AE 2941 2000-2 | STICKER "OFF" (WHITE LETTER GREEN B/G) | 3 | 1 | 2 | 6100K019 | WH2-1-1-KDP1_SEP | consumption | 2025-10-16 | Mechanical |  | - | 2025-11-08 | 2025-10-25 | 0 | [5 empty] | Work in Process Pick | 8140332
6100K019 | PP12 : SWITCHGEAR - PP12 | SWGR | ROH | AE 2941 2000-2 | STICKER "OFF" (WHITE LETTER GREEN B/G) | 2 | 1 | 1 | 6100K019 | WH2-1-1-KDP1_SEP | consumption | 2025-10-16 | Mechanical |  | - | 2025-11-08 | 2025-10-25 | 0 | [5 empty] | Work in Process Pick | 8140356
6100K019 | PP12 : SWITCHGEAR - PP12 | SWGR | ROH | AE 2941 2000-2 | STICKER "OFF" (WHITE LETTER GREEN B/G) | 1 | 1 | 0 | free_stock | WH2-1-1-KDP1_SEP | inventory | 2025-10-28 | Mechanical |  | - | 2025-11-08 | 2025-10-25 | 0
6100K019 | PP12 : SWITCHGEAR - PP12 | SWGR | ROH | AE 2941 2000-24 | STICKER "DANGER" (ENGLISH/ARABIC)) | 12 | 3 | 9 | 6100K019 | WH2-1-1-KDP1_SEP | consumption | 2025-10-13 | C&D |  | - | 2025-11-08 | 2025-10-25 | 0 | [5 empty] | Work in Process Pick | 8087179
6100K019 | PP12 : SWITCHGEAR - PP12 | SWGR | ROH | AE 2941 2000-24 | STICKER "DANGER" (ENGLISH/ARABIC)) | 9 | 2 | 7 | 6100K019 | WH2-1-1-KDP1_SEP | consumption | 2025-10-13 | C&D |  | - | 2025-11-08 | 2025-10-25 | 0 | [5 empty] | Work in Process Pick | 8070976
6100K019 | PP12 : SWITCHGEAR - PP12 | SWGR | ROH | AE 2941 2000-24 | STICKER "DANGER" (ENGLISH/ARABIC)) | 7 | 2 | 5 | 6100K019 | WH2-1-1-KDP1_SEP | consumption | 2025-10-13 | C&D |  | - | 2025-11-08 | 2025-10-25 | 0 | [5 empty] | Work in Process Pick | 8071018
6100K019 | PP12 : SWITCHGEAR - PP12 | SWGR | ROH | AE 2941 2000-24 | STICKER "DANGER" (ENGLISH/ARABIC)) | 5 | 2 | 3 | 6100K019 | WH2-1-1-KDP1_SEP | consumption | 2025-10-13 | C&D |  | - | 2025-11-08 | 2025-10-25 | 0 | [5 empty] | Work in Process Pick | 8082456
6100K019 | PP12 : SWITCHGEAR - PP12 | SWGR | ROH | AE 2941 2000-24 | STICKER "DANGER" (ENGLISH/ARABIC)) | 3 | 2 | 1 | 6100K019 | WH2-1-1-KDP1_SEP | consumption | 2025-10-13 | C&D |  | - | 2025-11-08 | 2025-10-25 | 0 | [5 empty] | Work in Process Pick | 8082459
6100K019 | PP12 : SWITCHGEAR - PP12 | SWGR | ROH | AE 2941 2000-24 | STICKER "DANGER" (ENGLISH/ARABIC)) | 1 | 1 | 0 | 6100K019 | WH2-1-1-KDP1_SEP | consumption | 2025-10-13 | C&D |  | - | 2025-11-08 | 2025-10-25 | 0 | [5 empty] | Work in Process Pick | 8087176
6100K019 | PP12 : SWITCHGEAR - PP12 | SWGR | ROH | AE 2941 2000-24 | STICKER "DANGER" (ENGLISH/ARABIC)) | 15 | 1 | 14 | 6100K019 | WH2-1-1-KDP1_SEP | consumption | 2025-10-13 | Mechanical |  | - | 2025-11-08 | 2025-10-25 | 0 | [5 empty] | Work in Process Pick | 8087176
6100K019 | PP12 : SWITCHGEAR - PP12 | SWGR | ROH | AE 2941 2000-24 | STICKER "DANGER" (ENGLISH/ARABIC)) | 14 | 2 | 12 | 6100K019 | WH2-1-1-KDP1_SEP | consumption | 2025-10-14 | Mechanical |  | - | 2025-11-08 | 2025-10-25 | 0 | [5 empty] | Work in Process Pick | 8107617
6100K019 | PP12 : SWITCHGEAR - PP12 | SWGR | ROH | AE 2941 2000-24 | STICKER "DANGER" (ENGLISH/ARABIC)) | 12 | 2 | 10 | 6100K019 | WH2-1-1-KDP1_SEP | consumption | 2025-10-14 | Mechanical |  | - | 2025-11-08 | 2025-10-25 | 0 | [5 empty] | Work in Process Pick | 8107704
6100K019 | PP12 : SWITCHGEAR - PP12 | SWGR | ROH | AE 2941 2000-24 | STICKER "DANGER" (ENGLISH/ARABIC)) | 10 | 2 | 8 | 6100K019 | WH2-1-1-KDP1_SEP | consumption | 2025-10-15 | Mechanical |  | - | 2025-11-08 | 2025-10-25 | 0 | [5 empty] | Work in Process Pick | 8128685
6100K019 | PP12 : SWITCHGEAR - PP12 | SWGR | ROH | AE 2941 2000-24 | STICKER "DANGER" (ENGLISH/ARABIC)) | 8 | 2 | 6 | 6100K019 | WH2-1-1-KDP1_SEP | consumption | 2025-10-16 | Mechanical |  | - | 2025-11-08 | 2025-10-25 | 0 | [5 empty] | Work in Process Pick | 8140350
6100K019 | PP12 : SWITCHGEAR - PP12 | SWGR | ROH | AE 2941 2000-24 | STICKER "DANGER" (ENGLISH/ARABIC)) | 6 | 2 | 4 | 6100K019 | WH2-1-1-KDP1_SEP | consumption | 2025-10-16 | Mechanical |  | - | 2025-11-08 | 2025-10-25 | 0 | [5 empty] | Work in Process Pick | 8140359
6100K019 | PP12 : SWITCHGEAR - PP12 | SWGR | ROH | AE 2941 2000-24 | STICKER "DANGER" (ENGLISH/ARABIC)) | 4 | 4 | 0 | free_stock | WH2-1-1-KDP1_SEP | inventory | 2025-10-28 | Mechanical |  | - | 2025-11-08 | 2025-10-25 | 0
6100K019 | PP12 : SWITCHGEAR - PP12 | SWGR | ROH | AE2000-1865-02 | YELLOW TUBE, INNER DIA. 5.0MM (4.0 WIRE) | 90 | 15 | 75 | 6100K019 | R59-B-1-KDP1_SEP | consumption | 2025-10-13 | LV |  | - | 2025-11-08 | 2025-10-25 | 0 | [5 empty] | Work in Process Pick | 8069167
6100K019 | PP12 : SWITCHGEAR - PP12 | SWGR | ROH | AE2000-1865-02 | YELLOW TUBE, INNER DIA. 5.0MM (4.0 WIRE) | 75 | 15 | 60 | 6100K019 | R59-B-1-KDP1_SEP | consumption | 2025-10-13 | LV |  | - | 2025-11-08 | 2025-10-25 | 0 | [5 empty] | Work in Process Pick | 8070609
6100K019 | PP12 : SWITCHGEAR - PP12 | SWGR | ROH | AE2000-1865-02 | YELLOW TUBE, INNER DIA. 5.0MM (4.0 WIRE) | 60 | 15 | 45 | 6100K019 | R59-B-1-KDP1_SEP | consumption | 2025-10-13 | LV |  | - | 2025-11-08 | 2025-10-25 | 0 | [5 empty] | Work in Process Pick | 8071598
6100K019 | PP12 : SWITCHGEAR - PP12 | SWGR | ROH | AE2000-1865-02 | YELLOW TUBE, INNER DIA. 5.0MM (4.0 WIRE) | 45 | 45 | 0 | free_stock | R59-B-1-KDP1_SEP | inventory | 2025-10-28 | LV |  | - | 2025-11-08 | 2025-10-25 | 0
6100K019 | PP12 : SWITCHGEAR - PP12 | SWGR | ROH | AE2000-1865-03 | RED TUBE, INNER DIA. 4.0MM (2.5 WIRE) | 60 | 10 | 50 | 6100K019 | R66-P-1-KDP1_SEP | consumption | 2025-10-13 | LV |  | - | 2025-11-08 | 2025-10-25 | 0 | [5 empty] | Work in Process Pick | 8070612
6100K019 | PP12 : SWITCHGEAR - PP12 | SWGR | ROH | AE2000-1865-03 | RED TUBE, INNER DIA. 4.0MM (2.5 WIRE) | 50 | 10 | 40 | 6100K019 | R66-P-1-KDP1_SEP | consumption | 2025-10-15 | LV |  | - | 2025-11-08 | 2025-10-25 | 0 | [5 empty] | Work in Process Pick | 8129070
6100K019 | PP12 : SWITCHGEAR - PP12 | SWGR | ROH | AE2000-1865-03 | RED TUBE, INNER DIA. 4.0MM (2.5 WIRE) | 40 | 10 | 30 | 6100K019 | R66-P-1-KDP1_SEP | consumption | 2025-10-16 | LV |  | - | 2025-11-08 | 2025-10-25 | 0 | [5 empty] | Work in Process Pick | 8139452
6100K019 | PP12 : SWITCHGEAR - PP12 | SWGR | ROH | AE2000-1865-03 | RED TUBE, INNER DIA. 4.0MM (2.5 WIRE) | 30 | 30 | 0 | free_stock | R58-G-1-KDP1_SEP | inventory | 2025-10-28 | LV |  | - | 2025-11-08 | 2025-10-25 | 0
6100K019 | PP12 : SWITCHGEAR - PP12 | SWGR | ROH | AE2000-1865-04 | BLACK TUBE, INNER DIA. 4.0MM (2.5 WIRE) | 60 | 10 | 50 | 6100K019 | R13-S-1-KDP1_SEP | consumption | 2025-10-13 | LV |  | - | 2025-11-08 | 2025-10-25 | 0 | [5 empty] | Work in Process Pick | 8069191
6100K019 | PP12 : SWITCHGEAR - PP12 | SWGR | ROH | AE2000-1865-04 | BLACK TUBE, INNER DIA. 4.0MM (2.5 WIRE) | 50 | 10 | 40 | 6100K019 | R13-S-1-KDP1_SEP | consumption | 2025-10-13 | LV |  | - | 2025-11-08 | 2025-10-25 | 0 | [5 empty] | Work in Process Pick | 8070615
6100K019 | PP12 : SWITCHGEAR - PP12 | SWGR | ROH | AE2000-1865-04 | BLACK TUBE, INNER DIA. 4.0MM (2.5 WIRE) | 40 | 10 | 30 | 6100K019 | R13-S-1-KDP1_SEP | consumption | 2025-10-13 | LV |  | - | 2025-11-08 | 2025-10-25 | 0 | [5 empty] | Work in Process Pick | 8071601
6100K019 | PP12 : SWITCHGEAR - PP12 | SWGR | ROH | AE2000-1865-04 | BLACK TUBE, INNER DIA. 4.0MM (2.5 WIRE) | 30 | 30 | 0 | free_stock | R13-S-1-KDP1_SEP | inventory | 2025-10-28 | LV |  | - | 2025-11-08 | 2025-10-25 | 0
6100K019 | PP12 : SWITCHGEAR - PP12 | SWGR | ROH | AE2000-1865-05 | RED TUBE, INNER DIA. 5.0MM (4.0 WIRE) | 60 | 10 | 50 | 6100K019 | R59-B-1-KDP1_SEP | consumption | 2025-10-15 | LV |  | - | 2025-11-08 | 2025-10-25 | 0 | [5 empty] | Work in Process Pick | 8129073
6100K019 | PP12 : SWITCHGEAR - PP12 | SWGR | ROH | AE2000-1865-05 | RED TUBE, INNER DIA. 5.0MM (4.0 WIRE) | 50 | 10 | 40 | 6100K019 | R59-B-1-KDP1_SEP | consumption | 2025-10-16 | LV |  | - | 2025-11-08 | 2025-10-25 | 0 | [5 empty] | Work in Process Pick | 8139455
6100K019 | PP12 : SWITCHGEAR - PP12 | SWGR | ROH | AE2000-1865-05 | RED TUBE, INNER DIA. 5.0MM (4.0 WIRE) | 40 | 40 | 0 | free_stock | R59-B-1-KDP1_SEP | inventory | 2025-10-28 | LV |  | - | 2025-11-08 | 2025-10-25 | 0
6100K019 | PP12 : SWITCHGEAR - PP12 | SWGR | ROH | AE2000-1865-13 | BLACK TUBE, INNER DIA. 3.5MM (1.5 WIRE) | 60 | 10 | 50 | 6100K019 | R13-S-1-KDP1_SEP | consumption | 2025-10-13 | LV |  | - | 2025-11-08 | 2025-10-25 | 0 | [5 empty] | Work in Process Pick | 8069206
6100K019 | PP12 : SWITCHGEAR - PP12 | SWGR | ROH | AE2000-1865-13 | BLACK TUBE, INNER DIA. 3.5MM (1.5 WIRE) | 50 | 10 | 40 | 6100K019 | R13-S-1-KDP1_SEP | consumption | 2025-10-13 | LV |  | - | 2025-11-08 | 2025-10-25 | 0 | [5 empty] | Work in Process Pick | 8070618
6100K019 | PP12 : SWITCHGEAR - PP12 | SWGR | ROH | AE2000-1865-13 | BLACK TUBE, INNER DIA. 3.5MM (1.5 WIRE) | 40 | 10 | 30 | 6100K019 | R13-S-1-KDP1_SEP | consumption | 2025-10-13 | LV |  | - | 2025-11-08 | 2025-10-25 | 0 | [5 empty] | Work in Process Pick | 8071604
6100K019 | PP12 : SWITCHGEAR - PP12 | SWGR | ROH | AE2000-1865-13 | BLACK TUBE, INNER DIA. 3.5MM (1.5 WIRE) | 30 | 30 | 0 | free_stock | R13-S-1-KDP1_SEP | inventory | 2025-10-28 | LV |  | - | 2025-11-08 | 2025-10-25 | 0
6100K019 | PP12 : SWITCHGEAR - PP12 | SWGR | ROH | 1YAZ21500101 | SILICON SEALANT GE1200 CLEAR MADE IN USA | 15 | 15 | 0 | 6100KDP01 | WH2-1-1-KDP1_SEP | inventory | 2025-10-28 | C&D | Automated: Replaced AE2000-2150-01 by 1YAZ21500101. | - | 2025-11-08 | 2025-10-25 | 0
6100K019 | PP12 : SWITCHGEAR - PP12 | SWGR | ROH | 1YAZ21500101 | SILICON SEALANT GE1200 CLEAR MADE IN USA | 19 | 19 | 0 | 6100KDP01 | WH2-1-1-KDP1_SEP | inventory | 2025-10-28 | Mechanical | Automated: Replaced AE2000-2150-01 by 1YAZ21500101. | - | 2025-11-08 | 2025-10-25 | 0
6100K019 | PP12 : SWITCHGEAR - PP12 | SWGR | ROH | AE2000-2150-06 | SELF STICK RUBBER FOAM | 7.8 | 1.3 | 6.5 | 6100K019 | R14-I-1-KDP1_SEP | consumption | 2025-10-13 | LV |  | - | 2025-11-08 | 2025-10-25 | 0 | [5 empty] | Work in Process Pick | 8069212
6100K019 | PP12 : SWITCHGEAR - PP12 | SWGR | ROH | AE2000-2150-06 | SELF STICK RUBBER FOAM | 6.5 | 1.3 | 5.2 | 6100K019 | R14-I-1-KDP1_SEP | consumption | 2025-10-13 | LV |  | - | 2025-11-08 | 2025-10-25 | 0 | [5 empty] | Work in Process Pick | 8070621
6100K019 | PP12 : SWITCHGEAR - PP12 | SWGR | ROH | AE2000-2150-06 | SELF STICK RUBBER FOAM | 5.2 | 1.3 | 3.9 | 6100K019 | R14-I-1-KDP1_SEP | consumption | 2025-10-13 | LV |  | - | 2025-11-08 | 2025-10-25 | 0 | [5 empty] | Work in Process Pick | 8071607
6100K019 | PP12 : SWITCHGEAR - PP12 | SWGR | ROH | AE2000-2150-06 | SELF STICK RUBBER FOAM | 3.9 | 3.9 | 0 | free_stock | R14-I-1-KDP1_SEP | inventory | 2025-10-28 | LV |  | - | 2025-11-08 | 2025-10-25 | 0
6100K019 | PP12 : SWITCHGEAR - PP12 | SWGR | ROH | AE2000-2166-03 | TIE WRAP/PLT4I-C0/371MM | 120 | 20 | 100 | 6100K019 | R58-A-1-KDP1_SEP | consumption | 2025-10-15 | LV |  | - | 2025-11-08 | 2025-10-25 | 0 | [5 empty] | Work in Process Pick | 8129067
6100K019 | PP12 : SWITCHGEAR - PP12 | SWGR | ROH | AE2000-2166-03 | TIE WRAP/PLT4I-C0/371MM | 100 | 20 | 80 | 6100K019 | R58-A-1-KDP1_SEP | consumption | 2025-10-16 | LV |  | - | 2025-11-08 | 2025-10-25 | 0 | [5 empty] | Work in Process Pick | 8139449
6100K019 | PP12 : SWITCHGEAR - PP12 | SWGR | ROH | AE2000-2166-03 | TIE WRAP/PLT4I-C0/371MM | 80 | 80 | 0 | free_stock | R58-A-1-KDP1_SEP | inventory | 2025-10-28 | LV |  | - | 2025-11-08 | 2025-10-25 | 0
6100K019 | PP12 : SWITCHGEAR - PP12 | SWGR | ROH | AE2000-6884-01 | EQUIPMENT FRAME CLAMP | 36 | 6 | 30 | 6100K019 | INC-1-1-KDP1_SEP | consumption | 2025-10-13 | LV |  | - | 2025-11-08 | 2025-10-25 | 0 | [5 empty] | Work in Process Pick | 8070573
6100K019 | PP12 : SWITCHGEAR - PP12 | SWGR | ROH | AE2000-6884-01 | EQUIPMENT FRAME CLAMP | 30 | 6 | 24 | 6100K019 | INC-1-1-KDP1_SEP | consumption | 2025-10-13 | LV |  | - | 2025-11-08 | 2025-10-25 | 0 | [5 empty] | Work in Process Pick | 8071541
6100K019 | PP12 : SWITCHGEAR - PP12 | SWGR | ROH | AE2000-6884-01 | EQUIPMENT FRAME CLAMP | 24 | 24 | 0 | free_stock | INC-1-1-KDP1_SEP | inventory | 2025-10-28 | LV |  | - | 2025-11-08 | 2025-10-25 | 0
6100K019 | PP12 : SWITCHGEAR - PP12 | SWGR | ROH | AE2001-1903-01 | EDGE PROTECTION (RUBBER) | 4.53 | 1.15 | 3.38 | 6100K019 | R66-H-1-KDP1_SEP | consumption | 2025-10-13 | C&D |  | - | 2025-11-08 | 2025-10-25 | 0 | [5 empty] | Work in Process Pick | 8083042
6100K019 | PP12 : SWITCHGEAR - PP12 | SWGR | ROH | AE2001-1903-01 | EDGE PROTECTION (RUBBER) | 3.38 | 1.15 | 2.23 | 6100K019 | R66-H-1-KDP1_SEP | consumption | 2025-10-13 | C&D |  | - | 2025-11-08 | 2025-10-25 | 0 | [5 empty] | Work in Process Pick | 8083039
6100K019 | PP12 : SWITCHGEAR - PP12 | SWGR | ROH | AE2001-1903-01 | EDGE PROTECTION (RUBBER) | 2.23 | 1.15 | 1.08 | 6100K019 | R66-H-1-KDP1_SEP | consumption | 2025-10-14 | C&D |  | - | 2025-11-08 | 2025-10-25 | 0 | [5 empty] | Work in Process Pick | 8108599
6100K019 | PP12 : SWITCHGEAR - PP12 | SWGR | ROH | AE2001-1903-01 | EDGE PROTECTION (RUBBER) | 1.08 | 1.08 | 0 | 6100K019 | R66-H-1-KDP1_SEP | consumption | 2025-10-14 | C&D |  | - | 2025-11-08 | 2025-10-25 | 0 | [5 empty] | Work in Process Pick | 8108608
6100K019 | PP12 : SWITCHGEAR - PP12 | SWGR | ROH | AE2001-1903-01 | EDGE PROTECTION (RUBBER) | 6.47 | 0.36 | 6.11 | 6100K019 | R66-H-1-KDP1_SEP | consumption | 2025-10-14 | Mechanical |  | - | 2025-11-08 | 2025-10-25 | 0 | [5 empty] | Work in Process Pick | 8099584
6100K019 | PP12 : SWITCHGEAR - PP12 | SWGR | ROH | AE2001-1903-01 | EDGE PROTECTION (RUBBER) | 6.11 | 0.36 | 5.75 | 6100K019 | R66-H-1-KDP1_SEP | consumption | 2025-10-14 | Mechanical |  | - | 2025-11-08 | 2025-10-25 | 0 | [5 empty] | Work in Process Pick | 8099722
6100K019 | PP12 : SWITCHGEAR - PP12 | SWGR | ROH | AE2001-1903-01 | EDGE PROTECTION (RUBBER) | 5.75 | 0.07 | 5.68 | 6100K019 | R66-H-1-KDP1_SEP | consumption | 2025-10-14 | Mechanical |  | - | 2025-11-08 | 2025-10-25 | 0 | [5 empty] | Work in Process Pick | 8108608
6100K019 | PP12 : SWITCHGEAR - PP12 | SWGR | ROH | AE2001-1903-01 | EDGE PROTECTION (RUBBER) | 5.68 | 0.36 | 5.32 | 6100K019 | R66-H-1-KDP1_SEP | consumption | 2025-10-15 | Mechanical |  | - | 2025-11-08 | 2025-10-25 | 0 | [5 empty] | Work in Process Pick | 8120197
6100K019 | PP12 : SWITCHGEAR - PP12 | SWGR | ROH | AE2001-1903-01 | EDGE PROTECTION (RUBBER) | 5.32 | 0.36 | 4.96 | 6100K019 | R66-H-1-KDP1_SEP | consumption | 2025-10-15 | Mechanical |  | - | 2025-11-08 | 2025-10-25 | 0 | [5 empty] | Work in Process Pick | 8120278
6100K019 | PP12 : SWITCHGEAR - PP12 | SWGR | ROH | AE2001-1903-01 | EDGE PROTECTION (RUBBER) | 4.96 | 4.96 | 0 | free_stock | R66-H-1-KDP1_SEP | inventory | 2025-10-28 | Mechanical |  | - | 2025-11-08 | 2025-10-25 | 0
6100K019 | PP12 : SWITCHGEAR - PP12 | SWGR | ROH | AE2522-2000-01 | HOOD HAN-E16,09300161520 | 2 | 1 | 1 | 6100K019 | R14-I-1-KDP1_SEP | consumption | 2025-10-14 | Mechanical |  | - | 2025-11-08 | 2025-10-25 | 0 | [5 empty] | Work in Process Pick | 8107647
6100K019 | PP12 : SWITCHGEAR - PP12 | SWGR | ROH | AE2522-2000-01 | HOOD HAN-E16,09300161520 | 1 | 1 | 0 | free_stock | R13-S-1-KDP1_SEP | inventory | 2025-10-28 | Mechanical |  | - | 2025-11-08 | 2025-10-25 | 0
6100K019 | PP12 : SWITCHGEAR - PP12 | SWGR | ROH | AE2522-2000-02 | HOUSING, 0930016-0301,HAN-E16 | 2 | 1 | 1 | 6100K019 | R14-I-1-KDP1_SEP | consumption | 2025-10-14 | Mechanical |  | - | 2025-11-08 | 2025-10-25 | 0 | [5 empty] | Work in Process Pick | 8107656
6100K019 | PP12 : SWITCHGEAR - PP12 | SWGR | ROH | AE2522-2000-02 | HOUSING, 0930016-0301,HAN-E16 | 1 | 1 | 0 | free_stock | R14-I-1-KDP1_SEP | inventory | 2025-10-28 | Mechanical |  | - | 2025-11-08 | 2025-10-25 | 0
6100K019 | PP12 : SWITCHGEAR - PP12 | SWGR | ROH | AE2522-2000-03 | CABLE SEALING,PG21, | 2 | 2 | 0 | free_stock | R13-S-1-KDP1_SEP | inventory | 2025-10-28 | Mechanical |  | - | 2025-11-08 | 2025-10-25 | 0
6100K019 | PP12 : SWITCHGEAR - PP12 | SWGR | ROH | AE2632-2000-13 | LOCKING PIN RELAY BOX | 6 | 1 | 5 | 6100K019 | R58-J-1-KDP1_SEP | consumption | 2025-10-13 | LV |  | - | 2025-11-08 | 2025-10-25 | 0 | [5 empty] | Work in Process Pick | 8069134
6100K019 | PP12 : SWITCHGEAR - PP12 | SWGR | ROH | AE2632-2000-13 | LOCKING PIN RELAY BOX | 5 | 1 | 4 | 6100K019 | R58-J-1-KDP1_SEP | consumption | 2025-10-13 | LV |  | - | 2025-11-08 | 2025-10-25 | 0 | [5 empty] | Work in Process Pick | 8070576
6100K019 | PP12 : SWITCHGEAR - PP12 | SWGR | ROH | AE2632-2000-13 | LOCKING PIN RELAY BOX | 4 | 1 | 3 | 6100K019 | R58-J-1-KDP1_SEP | consumption | 2025-10-13 | LV |  | - | 2025-11-08 | 2025-10-25 | 0 | [5 empty] | Work in Process Pick | 8071544
6100K019 | PP12 : SWITCHGEAR - PP12 | SWGR | ROH | AE2632-2000-13 | LOCKING PIN RELAY BOX | 3 | 3 | 0 | free_stock | R14-I-1-KDP1_SEP | inventory | 2025-10-28 | LV |  | - | 2025-11-08 | 2025-10-25 | 0
6100K019 | PP12 : SWITCHGEAR - PP12 | SWGR | ROH | AE2632-2000-33 | Spring for Door Combiflex | 0.02 | 0.02 | 0 | free_stock | R58-J-1-KDP1_SEP | inventory | 2025-10-28 | LV |  | - | 2025-11-08 | 2025-10-25 | 0
6100K019 | PP12 : SWITCHGEAR - PP12 | SWGR | ROH | AE2632-2000-AAP | BOX ASSEMBLY 60C, RHGX 20 (PAINT RAL) | 6 | 1 | 5 | 6100K019 | NEW.FLR-1-1-KDP1_SEP | consumption | 2025-10-13 | LV |  | - | 2025-11-08 | 2025-10-25 | 0 | [5 empty] | Work in Process Pick | 8069137
6100K019 | PP12 : SWITCHGEAR - PP12 | SWGR | ROH | AE2632-2000-AAP | BOX ASSEMBLY 60C, RHGX 20 (PAINT RAL) | 5 | 1 | 4 | 6100K019 | NEW.FLR-1-1-KDP1_SEP | consumption | 2025-10-13 | LV |  | - | 2025-11-08 | 2025-10-25 | 0 | [5 empty] | Work in Process Pick | 8070579
6100K019 | PP12 : SWITCHGEAR - PP12 | SWGR | ROH | AE2632-2000-AAP | BOX ASSEMBLY 60C, RHGX 20 (PAINT RAL) | 4 | 1 | 3 | 6100K019 | NEW.FLR-1-1-KDP1_SEP | consumption | 2025-10-13 | LV |  | - | 2025-11-08 | 2025-10-25 | 0 | [5 empty] | Work in Process Pick | 8071547
6100K019 | PP12 : SWITCHGEAR - PP12 | SWGR | ROH | AE2632-2000-AAP | BOX ASSEMBLY 60C, RHGX 20 (PAINT RAL) | 3 | 3 | 0 | free_stock | NEW.FLR-1-1-KDP1_SEP | inventory | 2025-10-28 | LV |  | - | 2025-11-08 | 2025-10-25 | 0
6100K019 | PP12 : SWITCHGEAR - PP12 | SWGR | ROH | AE5380-2000-04 | END COVER D-OTTA6 - 790417 | 360 | 60 | 300 | 6100K019 | R15-T-1-KDP1_SEP | consumption | 2025-10-13 | LV |  | - | 2025-11-08 | 2025-10-25 | 0 | [5 empty] | Work in Process Pick | 8069140
6100K019 | PP12 : SWITCHGEAR - PP12 | SWGR | ROH | AE5380-2000-04 | END COVER D-OTTA6 - 790417 | 300 | 60 | 240 | 6100K019 | R15-T-1-KDP1_SEP | consumption | 2025-10-13 | LV |  | - | 2025-11-08 | 2025-10-25 | 0 | [5 empty] | Work in Process Pick | 8070582
6100K019 | PP12 : SWITCHGEAR - PP12 | SWGR | ROH | AE5380-2000-04 | END COVER D-OTTA6 - 790417 | 240 | 60 | 180 | 6100K019 | R15-T-1-KDP1_SEP | consumption | 2025-10-13 | LV |  | - | 2025-11-08 | 2025-10-25 | 0 | [5 empty] | Work in Process Pick | 8071550
6100K019 | PP12 : SWITCHGEAR - PP12 | SWGR | ROH | AE5380-2000-04 | END COVER D-OTTA6 - 790417 | 180 | 60 | 120 | 6100K019 | R13-S-1-KDP1_SEP | consumption | 2025-10-21 | LV |  | - | 2025-11-08 | 2025-10-25 | 0 | [5 empty] | Work in Process Pick | 8230412
6100K019 | PP12 : SWITCHGEAR - PP12 | SWGR | ROH | AE5380-2000-04 | END COVER D-OTTA6 - 790417 | 120 | 120 | 0 | free_stock | R15-T-1-KDP1_SEP | inventory | 2025-10-28 | LV |  | - | 2025-11-08 | 2025-10-25 | 0
6100K019 | PP12 : SWITCHGEAR - PP12 | SWGR | ROH | AL-FOIL-A4-PLAIN | Aluminum Foil-A4size Plain-Self Adhesive | 6 | 1 | 5 | 6100K019 | INC-1-1-KDP1_SEP | consumption | 2025-10-13 | LV |  | - | 2025-11-08 | 2025-10-25 | 0 | [5 empty] | Work in Process Pick | 8069143
6100K019 | PP12 : SWITCHGEAR - PP12 | SWGR | ROH | AL-FOIL-A4-PLAIN | Aluminum Foil-A4size Plain-Self Adhesive | 5 | 1 | 4 | 6100K019 | INC-1-1-KDP1_SEP | consumption | 2025-10-13 | LV |  | - | 2025-11-08 | 2025-10-25 | 0 | [5 empty] | Work in Process Pick | 8070585
6100K019 | PP12 : SWITCHGEAR - PP12 | SWGR | ROH | AL-FOIL-A4-PLAIN | Aluminum Foil-A4size Plain-Self Adhesive | 4 | 1 | 3 | 6100K019 | INC-1-1-KDP1_SEP | consumption | 2025-10-13 | LV |  | - | 2025-11-08 | 2025-10-25 | 0 | [5 empty] | Work in Process Pick | 8071553
6100K019 | PP12 : SWITCHGEAR - PP12 | SWGR | ROH | AL-FOIL-A4-PLAIN | Aluminum Foil-A4size Plain-Self Adhesive | 3 | 3 | 0 | free_stock | 1-1-1-1 | inventory | 2025-10-28 | LV |  | - | 2025-11-08 | 2025-10-25 | 0
6100K019 | PP12 : SWITCHGEAR - PP12 | SWGR | ROH | BM0145-1373-ASYP | Step Ladder SEC-Version 650mm (Width) | 1 | 1 | 0 | free_stock | NEW.FLR-1-1-KDP1_SEP | inventory | 2025-10-28 | Mechanical |  | - | 2025-11-08 | 2025-10-25 | 0
6100K019 | PP12 : SWITCHGEAR - PP12 | SWGR | ROH | CDX7005632R1A | EARTHING CONTACT COMPLETE | 12 | 12 | 0 | 6100K019 | 1-1-1-1 | inventory | 2025-10-28 | C&D |  | - | 2025-11-08 | 2025-10-25 | 0
6100K019 | PP12 : SWITCHGEAR - PP12 | SWGR | ROH | CDX7005632R1A | EARTHING CONTACT COMPLETE | 12 | 10 | 2 | 6100K019 | 1-1-1-1 | inventory | 2025-10-28 | Mechanical |  | - | 2025-11-08 | 2025-10-25 | 0
6100K019 | PP12 : SWITCHGEAR - PP12 | SWGR | ROH | CDX7005632R1A | EARTHING CONTACT COMPLETE | 2 | 2 | 0 | 6100K019 | R14-I-1-KDP1_SEP | consumption | 2025-10-16 | Mechanical |  | - | 2025-11-08 | 2025-10-25 | 0 | [5 empty] | Work in Process Pick | 8144754
6100K019 | PP12 : SWITCHGEAR - PP12 | SWGR | ROH | CDXN010061R1103 | HANDLE COMPLETE | 6 | 6 | 0 | 6100K019 | 1-1-1-1 | inventory | 2025-10-28 | C&D |  | - | 2025-11-08 | 2025-10-25 | 0
6100K019 | PP12 : SWITCHGEAR - PP12 | SWGR | ROH | CDXN010061R1103 | HANDLE COMPLETE | 7 | 6 | 1 | 6100K019 | 1-1-1-1 | inventory | 2025-10-28 | Mechanical |  | - | 2025-11-08 | 2025-10-25 | 0
6100K019 | PP12 : SWITCHGEAR - PP12 | SWGR | ROH | CDXN010061R1103 | HANDLE COMPLETE | 1 | 1 | 0 | 6100K019 | R14-I-1-KDP1_SEP | consumption | 2025-10-16 | Mechanical |  | - | 2025-11-08 | 2025-10-25 | 0 | [5 empty] | Work in Process Pick | 8144796
6100K019 | PP12 : SWITCHGEAR - PP12 | SWGR | ROH | DF241126022 | White TUBE, INNER DIA. 4.0MM (1.5 &2.5 WIRE) | 1740 | 37 | 1703 | 6100K019 | NEW.FLR-1-1-K019_SEP | consumption | 2025-10-25 | LV |  | - | 2025-11-08 | 2025-10-25 | 0 | [5 empty] | Project Transfer | 8292517
6100K019 | PP12 : SWITCHGEAR - PP12 | SWGR | ROH | DF241126022 | White TUBE, INNER DIA. 4.0MM (1.5 &2.5 WIRE) | 1703 | 451.2 | 1251.8 | 6100K013 | R19-S-1-K013_SEP | inventory | 2025-10-28 | LV |  | - | 2025-11-08 | 2025-10-25 | 0
6100K019 | PP12 : SWITCHGEAR - PP12 | SWGR | ROH | DF241126022 | White TUBE, INNER DIA. 4.0MM (1.5 &2.5 WIRE) | 1251.8 | 200.9 | 1050.9 | 6100K013 | BOX5-1-1-K013_SEP | inventory | 2025-10-28 | LV |  | - | 2025-11-08 | 2025-10-25 | 0
6100K019 | PP12 : SWITCHGEAR - PP12 | SWGR | ROH | DF241126022 | White TUBE, INNER DIA. 4.0MM (1.5 &2.5 WIRE) | 1050.9 | 146.36 | 904.54 | 6100K013 | PLT1-1-1-K013_SEP | inventory | 2025-10-28 | LV |  | - | 2025-11-08 | 2025-10-25 | 0
6100K019 | PP12 : SWITCHGEAR - PP12 | SWGR | ROH | DF241126022 | White TUBE, INNER DIA. 4.0MM (1.5 &2.5 WIRE) | 904.54 | 40 | 864.54 | free_stock | 1-1-1-1 | inventory | 2025-10-28 | LV |  | - | 2025-11-08 | 2025-10-25 | 0
6100K019 | PP12 : SWITCHGEAR - PP12 | SWGR | ROH | DF241126022 | White TUBE, INNER DIA. 4.0MM (1.5 &2.5 WIRE) | 864.54 | 96 | 768.54 | 6100K013 | 1-1-1-1 | consumption | 2025-09-15 | LV |  | - | 2025-11-08 | 2025-10-25 | 0 | [5 empty] | Work in Process Material Issue | 7323474
6100K019 | PP12 : SWITCHGEAR - PP12 | SWGR | ROH | DF241126022 | White TUBE, INNER DIA. 4.0MM (1.5 &2.5 WIRE) | 768.54 | 96 | 672.54 | 6100K013 | 1-1-1-1 | consumption | 2025-09-18 | LV |  | - | 2025-11-08 | 2025-10-25 | 0 | [5 empty] | Work in Process Material Issue | 7402121
6100K019 | PP12 : SWITCHGEAR - PP12 | SWGR | ROH | DF241126022 | White TUBE, INNER DIA. 4.0MM (1.5 &2.5 WIRE) | 672.54 | 10 | 662.54 | 6100K007 | NEW.FLR-1-1-K019_SEP | consumption | 2025-10-25 | LV |  | - | 2025-11-08 | 2025-10-25 | 0 | [5 empty] | Work in Process Pick | 8300044
6100K019 | PP12 : SWITCHGEAR - PP12 | SWGR | ROH | DF241126022 | White TUBE, INNER DIA. 4.0MM (1.5 &2.5 WIRE) | 662.54 | 10 | 652.54 | 6100K011B | NEW.FLR-1-1-K019_SEP | consumption | 2025-10-25 | LV |  | - | 2025-11-08 | 2025-10-25 | 0 | [5 empty] | Work in Process Pick | 8302198
6100K019 | PP12 : SWITCHGEAR - PP12 | SWGR | ROH | DF241126022 | White TUBE, INNER DIA. 4.0MM (1.5 &2.5 WIRE) | 652.54 | 6 | 646.54 | 6100K012B | NEW.FLR-1-1-K019_SEP | consumption | 2025-10-25 | LV |  | - | 2025-11-08 | 2025-10-25 | 0 | [5 empty] | Work in Process Pick | 8295768
6100K019 | PP12 : SWITCHGEAR - PP12 | SWGR | ROH | DF241126022 | White TUBE, INNER DIA. 4.0MM (1.5 &2.5 WIRE) | 646.54 | 6 | 640.54 | 6100K012B | NEW.FLR-1-1-K019_SEP | consumption | 2025-10-25 | LV |  | - | 2025-11-08 | 2025-10-25 | 0 | [5 empty] | Work in Process Pick | 8299941
6100K019 | PP12 : SWITCHGEAR - PP12 | SWGR | ROH | DF241126022 | White TUBE, INNER DIA. 4.0MM (1.5 &2.5 WIRE) | 640.54 | 5 | 635.54 | 6100K012B | NEW.FLR-1-1-K019_SEP | consumption | 2025-10-25 | LV |  | - | 2025-11-08 | 2025-10-25 | 0 | [5 empty] | Work in Process Pick | 8293566
6100K019 | PP12 : SWITCHGEAR - PP12 | SWGR | ROH | DF241126022 | White TUBE, INNER DIA. 4.0MM (1.5 &2.5 WIRE) | 635.54 | 3 | 632.54 | 6100K008 | NEW.FLR-1-1-MVBM_SEP | consumption | 2025-10-25 | LV |  | - | 2025-11-08 | 2025-10-25 | 0 | [5 empty] | Work in Process Pick | 8293428
6100K019 | PP12 : SWITCHGEAR - PP12 | SWGR | ROH | DF241126022 | White TUBE, INNER DIA. 4.0MM (1.5 &2.5 WIRE) | 632.54 | 632.54 | 0 | 6100KDP02 | PO-SEP-6055-[130] | GR_in_process | 2025-11-10 | LV |  | - | 2025-11-08 | 2025-10-25 | 0 | Dongfang Electronics International Engineering Co. Ltd | 6100KDP02 // 2L2T SRMU LV Compartment Purchase Parts from DFE for 30 Units | 76800 | 20-08-2025 | 20-08-2025 |  |  | PO-6055/DF250813-30-SEP Xiamen
6100K019 | PP12 : SWITCHGEAR - PP12 | SWGR | ROH | DM0000000308 | TEST SWITCH: FT-1 (FOR VT ISOL. ) 8P. Type 129A501G01 | 3 | 3 | 0 | 6100K019 | 1-1-1-1 | inventory | 2025-10-28 | LV |  | - | 2025-11-08 | 2025-10-25 | 0
6100K019 | PP12 : SWITCHGEAR - PP12 | SWGR | ROH | DM0000000669 | TRIP CIRCUIT SUPERVISION RELAY Type: VDF-10 Voltage supervised circuit : 125Vdc Aux. contact : 2 Changeover Aux. voltage : 125Vdc | 8 | 8 | 0 | 6100K019 | 1-1-1-1 | inventory | 2025-10-28 | LV |  | - | 2025-11-08 | 2025-10-25 | 0
6100K019 | PP12 : SWITCHGEAR - PP12 | SWGR | ROH | DMS 1854 1917-1 | SEALING, 24 X 3mm (SUPERLON) | 37.5 | 6.7 | 30.8 | 6100K019 | R58-J-1-KDP1_SEP | consumption | 2025-10-13 | C&D |  | - | 2025-11-08 | 2025-10-25 | 0 | [5 empty] | Work in Process Pick | 8071030
6100K019 | PP12 : SWITCHGEAR - PP12 | SWGR | ROH | DMS 1854 1917-1 | SEALING, 24 X 3mm (SUPERLON) | 30.8 | 6.7 | 24.1 | 6100K019 | R58-J-1-KDP1_SEP | consumption | 2025-10-13 | C&D |  | - | 2025-11-08 | 2025-10-25 | 0 | [5 empty] | Work in Process Pick | 8071039
6100K019 | PP12 : SWITCHGEAR - PP12 | SWGR | ROH | DMS 1854 1917-1 | SEALING, 24 X 3mm (SUPERLON) | 24.1 | 6.7 | 17.4 | 6100K019 | R58-J-1-KDP1_SEP | consumption | 2025-10-13 | C&D |  | - | 2025-11-08 | 2025-10-25 | 0 | [5 empty] | Work in Process Pick | 8082462
6100K019 | PP12 : SWITCHGEAR - PP12 | SWGR | ROH | DMS 1854 1917-1 | SEALING, 24 X 3mm (SUPERLON) | 17.4 | 6 | 11.4 | 6100K019 | R58-J-1-KDP1_SEP | consumption | 2025-10-13 | C&D |  | - | 2025-11-08 | 2025-10-25 | 0 | [5 empty] | Work in Process Pick | 8082465
6100K019 | PP12 : SWITCHGEAR - PP12 | SWGR | ROH | DMS 1854 1917-1 | SEALING, 24 X 3mm (SUPERLON) | 11.4 | 6.7 | 4.7 | 6100K019 | R58-J-1-KDP1_SEP | consumption | 2025-10-14 | C&D |  | - | 2025-11-08 | 2025-10-25 | 0 | [5 empty] | Work in Process Pick | 8107671
6100K019 | PP12 : SWITCHGEAR - PP12 | SWGR | ROH | DMS 1854 1917-1 | SEALING, 24 X 3mm (SUPERLON) | 4.7 | 4.7 | 0 | 6100K019 | R58-J-1-KDP1_SEP | consumption | 2025-10-14 | C&D |  | - | 2025-11-08 | 2025-10-25 | 0 | [5 empty] | Work in Process Pick | 8107665
6100K019 | PP12 : SWITCHGEAR - PP12 | SWGR | ROH | DMS 1854 1917-1 | SEALING, 24 X 3mm (SUPERLON) | 46.9 | 2 | 44.9 | 6100K019 | R58-J-1-KDP1_SEP | consumption | 2025-10-14 | Mechanical |  | - | 2025-11-08 | 2025-10-25 | 0 | [5 empty] | Work in Process Pick | 8107665
6100K019 | PP12 : SWITCHGEAR - PP12 | SWGR | ROH | DMS 1854 1917-1 | SEALING, 24 X 3mm (SUPERLON) | 44.9 | 6.7 | 38.2 | 6100K019 | R58-J-1-KDP1_SEP | consumption | 2025-10-15 | Mechanical |  | - | 2025-11-08 | 2025-10-25 | 0 | [5 empty] | Work in Process Pick | 8117441
6100K019 | PP12 : SWITCHGEAR - PP12 | SWGR | ROH | DMS 1854 1917-1 | SEALING, 24 X 3mm (SUPERLON) | 38.2 | 6.7 | 31.5 | 6100K019 | R58-J-1-KDP1_SEP | consumption | 2025-10-15 | Mechanical |  | - | 2025-11-08 | 2025-10-25 | 0 | [5 empty] | Work in Process Pick | 8128787
6100K019 | PP12 : SWITCHGEAR - PP12 | SWGR | ROH | DMS 1854 1917-1 | SEALING, 24 X 3mm (SUPERLON) | 31.5 | 6.7 | 24.8 | 6100K019 | R58-J-1-KDP1_SEP | consumption | 2025-10-16 | Mechanical |  | - | 2025-11-08 | 2025-10-25 | 0 | [5 empty] | Work in Process Pick | 8144148
6100K019 | PP12 : SWITCHGEAR - PP12 | SWGR | ROH | DMS 1854 1917-1 | SEALING, 24 X 3mm (SUPERLON) | 24.8 | 24.8 | 0 | free_stock | R58-J-1-KDP1_SEP | inventory | 2025-10-28 | Mechanical |  | - | 2025-11-08 | 2025-10-25 | 0
6100K019 | PP12 : SWITCHGEAR - PP12 | SWGR | ROH | DMS 2121 2016-256 | BOLT HEX HEAD M6X12 | 12 | 2 | 10 | 6100K019 | R58-A-1-KDP1_SEP | consumption | 2025-10-13 | C&D |  | - | 2025-11-08 | 2025-10-25 | 0 | [5 empty] | Work in Process Pick | 8073139
6100K019 | PP12 : SWITCHGEAR - PP12 | SWGR | ROH | DMS 2121 2016-256 | BOLT HEX HEAD M6X12 | 10 | 2 | 8 | 6100K019 | R58-A-1-KDP1_SEP | consumption | 2025-10-13 | C&D |  | - | 2025-11-08 | 2025-10-25 | 0 | [5 empty] | Work in Process Pick | 8073184
6100K019 | PP12 : SWITCHGEAR - PP12 | SWGR | ROH | DMS 2121 2016-256 | BOLT HEX HEAD M6X12 | 8 | 2 | 6 | 6100K019 | R58-A-1-KDP1_SEP | consumption | 2025-10-13 | C&D |  | - | 2025-11-08 | 2025-10-25 | 0 | [5 empty] | Work in Process Pick | 8083048
6100K019 | PP12 : SWITCHGEAR - PP12 | SWGR | ROH | DMS 2121 2016-256 | BOLT HEX HEAD M6X12 | 6 | 2 | 4 | 6100K019 | R58-A-1-KDP1_SEP | consumption | 2025-10-13 | C&D |  | - | 2025-11-08 | 2025-10-25 | 0 | [5 empty] | Work in Process Pick | 8083045
6100K019 | PP12 : SWITCHGEAR - PP12 | SWGR | ROH | DMS 2121 2016-256 | BOLT HEX HEAD M6X12 | 4 | 2 | 2 | 6100K019 | R58-A-1-KDP1_SEP | consumption | 2025-10-14 | C&D |  | - | 2025-11-08 | 2025-10-25 | 0 | [5 empty] | Work in Process Pick | 8108497
6100K019 | PP12 : SWITCHGEAR - PP12 | SWGR | ROH | DMS 2121 2016-256 | BOLT HEX HEAD M6X12 | 2 | 2 | 0 | 6100K019 | R58-A-1-KDP1_SEP | consumption | 2025-10-14 | C&D |  | - | 2025-11-08 | 2025-10-25 | 0 | [5 empty] | Work in Process Pick | 8108704
6100K019 | PP12 : SWITCHGEAR - PP12 | SWGR | ROH | DMS 2121 2016-256 | BOLT HEX HEAD M6X12 | 14 | 2 | 12 | 6100K019 | R58-A-1-KDP1_SEP | consumption | 2025-10-15 | Mechanical |  | - | 2025-11-08 | 2025-10-25 | 0 | [5 empty] | Work in Process Pick | 8120321
6100K019 | PP12 : SWITCHGEAR - PP12 | SWGR | ROH | DMS 2121 2016-256 | BOLT HEX HEAD M6X12 | 12 | 2 | 10 | 6100K019 | R58-A-1-KDP1_SEP | consumption | 2025-10-15 | Mechanical |  | - | 2025-11-08 | 2025-10-25 | 0 | [5 empty] | Work in Process Pick | 8120329
6100K019 | PP12 : SWITCHGEAR - PP12 | SWGR | ROH | DMS 2121 2016-256 | BOLT HEX HEAD M6X12 | 10 | 10 | 0 | free_stock | R58-A-1-KDP1_SEP | inventory | 2025-10-28 | Mechanical |  | - | 2025-11-08 | 2025-10-25 | 0
6100K019 | PP12 : SWITCHGEAR - PP12 | SWGR | ROH | DMS 2121 2016-263 | BOLT HEX HEAD M6X30 | 5 | 1 | 4 | 6100K019 | R58-A-1-KDP1_SEP | consumption | 2025-10-13 | C&D |  | - | 2025-11-08 | 2025-10-25 | 0 | [5 empty] | Work in Process Pick | 8073127
6100K019 | PP12 : SWITCHGEAR - PP12 | SWGR | ROH | DMS 2121 2016-263 | BOLT HEX HEAD M6X30 | 4 | 1 | 3 | 6100K019 | R58-A-1-KDP1_SEP | consumption | 2025-10-13 | C&D |  | - | 2025-11-08 | 2025-10-25 | 0 | [5 empty] | Work in Process Pick | 8073187
6100K019 | PP12 : SWITCHGEAR - PP12 | SWGR | ROH | DMS 2121 2016-263 | BOLT HEX HEAD M6X30 | 3 | 1 | 2 | 6100K019 | R58-A-1-KDP1_SEP | consumption | 2025-10-13 | C&D |  | - | 2025-11-08 | 2025-10-25 | 0 | [5 empty] | Work in Process Pick | 8083054
6100K019 | PP12 : SWITCHGEAR - PP12 | SWGR | ROH | DMS 2121 2016-263 | BOLT HEX HEAD M6X30 | 2 | 1 | 1 | 6100K019 | R58-A-1-KDP1_SEP | consumption | 2025-10-13 | C&D |  | - | 2025-11-08 | 2025-10-25 | 0 | [5 empty] | Work in Process Pick | 8083051
6100K019 | PP12 : SWITCHGEAR - PP12 | SWGR | ROH | DMS 2121 2016-263 | BOLT HEX HEAD M6X30 | 1 | 1 | 0 | 6100K019 | R58-A-1-KDP1_SEP | consumption | 2025-10-14 | C&D |  | - | 2025-11-08 | 2025-10-25 | 0 | [5 empty] | Work in Process Pick | 8108506
6100K019 | PP12 : SWITCHGEAR - PP12 | SWGR | ROH | DMS 2121 2016-263 | BOLT HEX HEAD M6X30 | 6 | 1 | 5 | 6100K019 | R58-A-1-KDP1_SEP | consumption | 2025-10-14 | Mechanical |  | - | 2025-11-08 | 2025-10-25 | 0 | [5 empty] | Work in Process Pick | 8108707
6100K019 | PP12 : SWITCHGEAR - PP12 | SWGR | ROH | DMS 2121 2016-263 | BOLT HEX HEAD M6X30 | 5 | 1 | 4 | 6100K019 | R58-A-1-KDP1_SEP | consumption | 2025-10-15 | Mechanical |  | - | 2025-11-08 | 2025-10-25 | 0 | [5 empty] | Work in Process Pick | 8120215
6100K019 | PP12 : SWITCHGEAR - PP12 | SWGR | ROH | DMS 2121 2016-263 | BOLT HEX HEAD M6X30 | 4 | 1 | 3 | 6100K019 | R58-A-1-KDP1_SEP | consumption | 2025-10-15 | Mechanical |  | - | 2025-11-08 | 2025-10-25 | 0 | [5 empty] | Work in Process Pick | 8120236
6100K019 | PP12 : SWITCHGEAR - PP12 | SWGR | ROH | DMS 2121 2016-263 | BOLT HEX HEAD M6X30 | 3 | 3 | 0 | free_stock | R58-A-1-KDP1_SEP | inventory | 2025-10-28 | Mechanical |  | - | 2025-11-08 | 2025-10-25 | 0
6100K019 | PP12 : SWITCHGEAR - PP12 | SWGR | ROH | DMS 2121 2016-493 | BOLT HEX HEAD M10X30 | 60 | 20 | 40 | 6100K019 | R58-A-1-KDP1_SEP | consumption | 2025-10-13 | C&D |  | - | 2025-11-08 | 2025-10-25 | 0 | [5 empty] | Work in Process Pick | 8073190
6100K019 | PP12 : SWITCHGEAR - PP12 | SWGR | ROH | DMS 2121 2016-493 | BOLT HEX HEAD M10X30 | 40 | 20 | 20 | 6100K019 | R58-A-1-KDP1_SEP | consumption | 2025-10-13 | C&D |  | - | 2025-11-08 | 2025-10-25 | 0 | [5 empty] | Work in Process Pick | 8083057
6100K019 | PP12 : SWITCHGEAR - PP12 | SWGR | ROH | DMS 2121 2016-493 | BOLT HEX HEAD M10X30 | 20 | 20 | 0 | 6100K019 | R58-A-1-KDP1_SEP | consumption | 2025-10-14 | C&D |  | - | 2025-11-08 | 2025-10-25 | 0 | [5 empty] | Work in Process Pick | 8108710
6100K019 | PP12 : SWITCHGEAR - PP12 | SWGR | ROH | DMS 2121 2016-493 | BOLT HEX HEAD M10X30 | 140 | 140 | 0 | free_stock | R58-A-1-KDP1_SEP | inventory | 2025-10-28 | Mechanical |  | - | 2025-11-08 | 2025-10-25 | 0
6100K019 | PP12 : SWITCHGEAR - PP12 | SWGR | ROH | DMS 2121 2016-494 | BOLT HEX HEAD M10X35 | 6 | 6 | 0 | 6100K019 | R58-A-1-KDP1_SEP | consumption | 2025-10-15 | C&D |  | - | 2025-11-08 | 2025-10-25 | 0 | [5 empty] | Work in Process Pick | 8120239
6100K019 | PP12 : SWITCHGEAR - PP12 | SWGR | ROH | DMS 2121 2016-494 | BOLT HEX HEAD M10X35 | 6 | 6 | 0 | 6100K019 | R58-A-1-KDP1_SEP | consumption | 2025-10-15 | Mechanical |  | - | 2025-11-08 | 2025-10-25 | 0 | [5 empty] | Work in Process Pick | 8120269
6100K019 | PP12 : SWITCHGEAR - PP12 | SWGR | ROH | DMS 2121 2016-496 | BOLT HEX HEAD M10X45 | 9 | 3 | 6 | 6100K019 | R58-A-1-KDP1_SEP | consumption | 2025-10-13 | C&D |  | - | 2025-11-08 | 2025-10-25 | 0 | [5 empty] | Work in Process Pick | 8073145
6100K019 | PP12 : SWITCHGEAR - PP12 | SWGR | ROH | DMS 2121 2016-496 | BOLT HEX HEAD M10X45 | 6 | 3 | 3 | 6100K019 | R58-A-1-KDP1_SEP | consumption | 2025-10-13 | C&D |  | - | 2025-11-08 | 2025-10-25 | 0 | [5 empty] | Work in Process Pick | 8073193
6100K019 | PP12 : SWITCHGEAR - PP12 | SWGR | ROH | DMS 2121 2016-496 | BOLT HEX HEAD M10X45 | 3 | 3 | 0 | 6100K019 | R58-A-1-KDP1_SEP | consumption | 2025-10-13 | C&D |  | - | 2025-11-08 | 2025-10-25 | 0 | [5 empty] | Work in Process Pick | 8083060
6100K019 | PP12 : SWITCHGEAR - PP12 | SWGR | ROH | DMS 2121 2016-496 | BOLT HEX HEAD M10X45 | 12 | 3 | 9 | 6100K019 | R58-A-1-KDP1_SEP | consumption | 2025-10-13 | Mechanical |  | - | 2025-11-08 | 2025-10-25 | 0 | [5 empty] | Work in Process Pick | 8083063
6100K019 | PP12 : SWITCHGEAR - PP12 | SWGR | ROH | DMS 2121 2016-496 | BOLT HEX HEAD M10X45 | 9 | 3 | 6 | 6100K019 | R58-A-1-KDP1_SEP | consumption | 2025-10-14 | Mechanical |  | - | 2025-11-08 | 2025-10-25 | 0 | [5 empty] | Work in Process Pick | 8108533
6100K019 | PP12 : SWITCHGEAR - PP12 | SWGR | ROH | DMS 2121 2016-496 | BOLT HEX HEAD M10X45 | 6 | 3 | 3 | 6100K019 | R58-A-1-KDP1_SEP | consumption | 2025-10-14 | Mechanical |  | - | 2025-11-08 | 2025-10-25 | 0 | [5 empty] | Work in Process Pick | 8108713
6100K019 | PP12 : SWITCHGEAR - PP12 | SWGR | ROH | DMS 2121 2016-496 | BOLT HEX HEAD M10X45 | 3 | 3 | 0 | free_stock | R58-A-1-KDP1_SEP | inventory | 2025-10-28 | Mechanical |  | - | 2025-11-08 | 2025-10-25 | 0
6100K019 | PP12 : SWITCHGEAR - PP12 | SWGR | ROH | DMS 2121 2016-658 | BOLT HEX HEAD M20X40 | 12 | 3 | 9 | 6100K019 | R58-A-1-KDP1_SEP | consumption | 2025-10-13 | C&D |  | - | 2025-11-08 | 2025-10-25 | 0 | [5 empty] | Work in Process Pick | 8073133
6100K019 | PP12 : SWITCHGEAR - PP12 | SWGR | ROH | DMS 2121 2016-658 | BOLT HEX HEAD M20X40 | 9 | 3 | 6 | 6100K019 | R58-A-1-KDP1_SEP | consumption | 2025-10-13 | C&D |  | - | 2025-11-08 | 2025-10-25 | 0 | [5 empty] | Work in Process Pick | 8073196
6100K019 | PP12 : SWITCHGEAR - PP12 | SWGR | ROH | DMS 2121 2016-658 | BOLT HEX HEAD M20X40 | 6 | 3 | 3 | 6100K019 | R58-A-1-KDP1_SEP | consumption | 2025-10-13 | C&D |  | - | 2025-11-08 | 2025-10-25 | 0 | [5 empty] | Work in Process Pick | 8083066
6100K019 | PP12 : SWITCHGEAR - PP12 | SWGR | ROH | DMS 2121 2016-658 | BOLT HEX HEAD M20X40 | 3 | 3 | 0 | 6100K019 | R58-A-1-KDP1_SEP | consumption | 2025-10-13 | C&D |  | - | 2025-11-08 | 2025-10-25 | 0 | [5 empty] | Work in Process Pick | 8083069
6100K019 | PP12 : SWITCHGEAR - PP12 | SWGR | ROH | DMS 2121 2016-658 | BOLT HEX HEAD M20X40 | 15 | 3 | 12 | 6100K019 | R58-A-1-KDP1_SEP | consumption | 2025-10-14 | Mechanical |  | - | 2025-11-08 | 2025-10-25 | 0 | [5 empty] | Work in Process Pick | 8108593
6100K019 | PP12 : SWITCHGEAR - PP12 | SWGR | ROH | DMS 2121 2016-658 | BOLT HEX HEAD M20X40 | 12 | 3 | 9 | 6100K019 | R58-A-1-KDP1_SEP | consumption | 2025-10-14 | Mechanical |  | - | 2025-11-08 | 2025-10-25 | 0 | [5 empty] | Work in Process Pick | 8108716
6100K019 | PP12 : SWITCHGEAR - PP12 | SWGR | ROH | DMS 2121 2016-658 | BOLT HEX HEAD M20X40 | 9 | 9 | 0 | free_stock | R58-A-1-KDP1_SEP | inventory | 2025-10-28 | Mechanical |  | - | 2025-11-08 | 2025-10-25 | 0
6100K019 | PP12 : SWITCHGEAR - PP12 | SWGR | ROH | DMS 2121 2016-659 | BOLT HEX HEAD M20X45 | 6 | 6 | 0 | 6100K019 | R58-A-1-KDP1_SEP | consumption | 2025-10-15 | Mechanical |  | - | 2025-11-08 | 2025-10-25 | 0 | [5 empty] | Work in Process Pick | 8120242
6100K019 | PP12 : SWITCHGEAR - PP12 | SWGR | ROH | DMS 2121 2016-659 | BOLT HEX HEAD M20X45 | 18 | 6 | 12 | 6100K019 | R58-A-1-KDP1_SEP | consumption | 2025-10-15 | C&D |  | - | 2025-11-08 | 2025-10-25 | 0 | [5 empty] | Work in Process Pick | 8120272
6100K019 | PP12 : SWITCHGEAR - PP12 | SWGR | ROH | DMS 2121 2016-659 | BOLT HEX HEAD M20X45 | 12 | 12 | 0 | free_stock | R58-A-1-KDP1_SEP | inventory | 2025-10-28 | C&D |  | - | 2025-11-08 | 2025-10-25 | 0
6100K019 | PP12 : SWITCHGEAR - PP12 | SWGR | ROH | DMS 2121 2016-660 | BOLT HEX HEAD M20X50 | 9 | 3 | 6 | 6100K019 | R58-A-1-KDP1_SEP | consumption | 2025-10-15 | C&D |  | - | 2025-11-08 | 2025-10-25 | 0 | [5 empty] | Work in Process Pick | 8120626
6100K019 | PP12 : SWITCHGEAR - PP12 | SWGR | ROH | DMS 2121 2016-660 | BOLT HEX HEAD M20X50 | 6 | 3 | 3 | 6100K019 | R58-A-1-KDP1_SEP | consumption | 2025-10-15 | C&D |  | - | 2025-11-08 | 2025-10-25 | 0 | [5 empty] | Work in Process Pick | 8128679
6100K019 | PP12 : SWITCHGEAR - PP12 | SWGR | ROH | DMS 2121 2016-660 | BOLT HEX HEAD M20X50 | 3 | 3 | 0 | free_stock | R58-A-1-KDP1_SEP | inventory | 2025-10-28 | C&D |  | - | 2025-11-08 | 2025-10-25 | 0
6100K019 | PP12 : SWITCHGEAR - PP12 | SWGR | ROH | DMS 2121 2016-660 | BOLT HEX HEAD M20X50 | 9 | 9 | 0 | free_stock | R58-A-1-KDP1_SEP | inventory | 2025-10-28 | Mechanical |  | - | 2025-11-08 | 2025-10-25 | 0
6100K019 | PP12 : SWITCHGEAR - PP12 | SWGR | ROH | DMS 2121 2016-666 | BOLT HEX HEAD M20X90 | 6 | 6 | 0 | free_stock | R58-A-1-KDP1_SEP | inventory | 2025-10-28 | C&D |  | - | 2025-11-08 | 2025-10-25 | 0
6100K019 | PP12 : SWITCHGEAR - PP12 | SWGR | ROH | DMS 2121 2452-293 | SCREW CROSS REC.HEAD M4X16 | 8 | 8 | 0 | free_stock | R14-I-1-KDP1_SEP | inventory | 2025-10-28 | Mechanical |  | - | 2025-11-08 | 2025-10-25 | 0
6100K019 | PP12 : SWITCHGEAR - PP12 | SWGR | ROH | DMS 2121 2464-364 | SCREW SELF TAPPING TORX M6X10 | 327 | 60 | 267 | 6100K019 | R14-I-1-KDP1_SEP | consumption | 2025-10-13 | C&D |  | - | 2025-11-08 | 2025-10-25 | 0 | [5 empty] | Work in Process Pick | 8070970
6100K019 | PP12 : SWITCHGEAR - PP12 | SWGR | ROH | DMS 2121 2464-364 | SCREW SELF TAPPING TORX M6X10 | 267 | 60 | 207 | 6100K019 | R14-I-1-KDP1_SEP | consumption | 2025-10-13 | C&D |  | - | 2025-11-08 | 2025-10-25 | 0 | [5 empty] | Work in Process Pick | 8071027
6100K019 | PP12 : SWITCHGEAR - PP12 | SWGR | ROH | DMS 2121 2464-364 | SCREW SELF TAPPING TORX M6X10 | 207 | 60 | 147 | 6100K019 | R14-I-1-KDP1_SEP | consumption | 2025-10-13 | C&D |  | - | 2025-11-08 | 2025-10-25 | 0 | [5 empty] | Work in Process Pick | 8082468
6100K019 | PP12 : SWITCHGEAR - PP12 | SWGR | ROH | DMS 2121 2464-364 | SCREW SELF TAPPING TORX M6X10 | 147 | 60 | 87 | 6100K019 | R14-I-1-KDP1_SEP | consumption | 2025-10-13 | C&D |  | - | 2025-11-08 | 2025-10-25 | 0 | [5 empty] | Work in Process Pick | 8082471
6100K019 | PP12 : SWITCHGEAR - PP12 | SWGR | ROH | DMS 2121 2464-364 | SCREW SELF TAPPING TORX M6X10 | 87 | 60 | 27 | 6100K019 | R14-I-1-KDP1_SEP | consumption | 2025-10-14 | C&D |  | - | 2025-11-08 | 2025-10-25 | 0 | [5 empty] | Work in Process Pick | 8107659
6100K019 | PP12 : SWITCHGEAR - PP12 | SWGR | ROH | DMS 2121 2464-364 | SCREW SELF TAPPING TORX M6X10 | 27 | 27 | 0 | 6100K019 | R14-I-1-KDP1_SEP | consumption | 2025-10-14 | C&D |  | - | 2025-11-08 | 2025-10-25 | 0 | [5 empty] | Work in Process Pick | 8107707
6100K019 | PP12 : SWITCHGEAR - PP12 | SWGR | ROH | DMS 2121 2464-364 | SCREW SELF TAPPING TORX M6X10 | 371 | 33 | 338 | 6100K019 | R14-I-1-KDP1_SEP | consumption | 2025-10-14 | Mechanical |  | - | 2025-11-08 | 2025-10-25 | 0 | [5 empty] | Work in Process Pick | 8107707
6100K019 | PP12 : SWITCHGEAR - PP12 | SWGR | ROH | DMS 2121 2464-364 | SCREW SELF TAPPING TORX M6X10 | 338 | 35 | 303 | 6100K019 | R14-I-1-KDP1_SEP | consumption | 2025-10-15 | Mechanical |  | - | 2025-11-08 | 2025-10-25 | 0 | [5 empty] | Work in Process Pick | 8120191
6100K019 | PP12 : SWITCHGEAR - PP12 | SWGR | ROH | DMS 2121 2464-364 | SCREW SELF TAPPING TORX M6X10 | 303 | 35 | 268 | 6100K019 | R14-I-1-KDP1_SEP | consumption | 2025-10-15 | Mechanical |  | - | 2025-11-08 | 2025-10-25 | 0 | [5 empty] | Work in Process Pick | 8120245
6100K019 | PP12 : SWITCHGEAR - PP12 | SWGR | ROH | DMS 2121 2464-364 | SCREW SELF TAPPING TORX M6X10 | 268 | 57 | 211 | 6100K019 | R14-I-1-KDP1_SEP | consumption | 2025-10-16 | Mechanical |  | - | 2025-11-08 | 2025-10-25 | 0 | [5 empty] | Work in Process Pick | 8144763
6100K019 | PP12 : SWITCHGEAR - PP12 | SWGR | ROH | DMS 2121 2464-364 | SCREW SELF TAPPING TORX M6X10 | 211 | 24 | 187 | 6100K019 | R14-I-1-KDP1_SEP | consumption | 2025-10-16 | Mechanical |  | - | 2025-11-08 | 2025-10-25 | 0 | [5 empty] | Work in Process Pick | 8144769
6100K019 | PP12 : SWITCHGEAR - PP12 | SWGR | ROH | DMS 2121 2464-364 | SCREW SELF TAPPING TORX M6X10 | 187 | 187 | 0 | free_stock | R14-I-1-KDP1_SEP | inventory | 2025-10-28 | Mechanical |  | - | 2025-11-08 | 2025-10-25 | 0
6100K019 | PP12 : SWITCHGEAR - PP12 | SWGR | ROH | DMS 2121 2467-366 | SCREW SELF TAPPING TORX M6 X 12 | 212 | 22 | 190 | 6100K019 | R66-P-1-KDP1_SEP | consumption | 2025-10-13 | C&D |  | - | 2025-11-08 | 2025-10-25 | 0 | [5 empty] | Work in Process Pick | 8073151
6100K019 | PP12 : SWITCHGEAR - PP12 | SWGR | ROH | DMS 2121 2467-366 | SCREW SELF TAPPING TORX M6 X 12 | 190 | 22 | 168 | 6100K019 | R66-P-1-KDP1_SEP | consumption | 2025-10-13 | C&D |  | - | 2025-11-08 | 2025-10-25 | 0 | [5 empty] | Work in Process Pick | 8073199
6100K019 | PP12 : SWITCHGEAR - PP12 | SWGR | ROH | DMS 2121 2467-366 | SCREW SELF TAPPING TORX M6 X 12 | 168 | 22 | 146 | 6100K019 | R66-P-1-KDP1_SEP | consumption | 2025-10-13 | C&D |  | - | 2025-11-08 | 2025-10-25 | 0 | [5 empty] | Work in Process Pick | 8083075
6100K019 | PP12 : SWITCHGEAR - PP12 | SWGR | ROH | DMS 2121 2467-366 | SCREW SELF TAPPING TORX M6 X 12 | 146 | 22 | 124 | 6100K019 | R66-P-1-KDP1_SEP | consumption | 2025-10-13 | C&D |  | - | 2025-11-08 | 2025-10-25 | 0 | [5 empty] | Work in Process Pick | 8083072
6100K019 | PP12 : SWITCHGEAR - PP12 | SWGR | ROH | DMS 2121 2467-366 | SCREW SELF TAPPING TORX M6 X 12 | 124 | 57 | 67 | 6100K019 | R66-P-1-KDP1_SEP | consumption | 2025-10-14 | C&D |  | - | 2025-11-08 | 2025-10-25 | 0 | [5 empty] | Work in Process Pick | 8099605
6100K019 | PP12 : SWITCHGEAR - PP12 | SWGR | ROH | DMS 2121 2467-366 | SCREW SELF TAPPING TORX M6 X 12 | 67 | 57 | 10 | 6100K019 | R66-P-1-KDP1_SEP | consumption | 2025-10-14 | C&D |  | - | 2025-11-08 | 2025-10-25 | 0 | [5 empty] | Work in Process Pick | 8099713
6100K019 | PP12 : SWITCHGEAR - PP12 | SWGR | ROH | DMS 2121 2467-366 | SCREW SELF TAPPING TORX M6 X 12 | 10 | 10 | 0 | 6100K019 | R66-P-1-KDP1_SEP | consumption | 2025-10-14 | C&D |  | - | 2025-11-08 | 2025-10-25 | 0 | [5 empty] | Work in Process Pick | 8108548
6100K019 | PP12 : SWITCHGEAR - PP12 | SWGR | ROH | DMS 2121 2467-366 | SCREW SELF TAPPING TORX M6 X 12 | 276 | 28 | 248 | 6100K019 | R66-P-1-KDP1_SEP | consumption | 2025-10-14 | Mechanical |  | - | 2025-11-08 | 2025-10-25 | 0 | [5 empty] | Work in Process Pick | 8108548
6100K019 | PP12 : SWITCHGEAR - PP12 | SWGR | ROH | DMS 2121 2467-366 | SCREW SELF TAPPING TORX M6 X 12 | 248 | 22 | 226 | 6100K019 | R66-P-1-KDP1_SEP | consumption | 2025-10-14 | Mechanical |  | - | 2025-11-08 | 2025-10-25 | 0 | [5 empty] | Work in Process Pick | 8108719
6100K019 | PP12 : SWITCHGEAR - PP12 | SWGR | ROH | DMS 2121 2467-366 | SCREW SELF TAPPING TORX M6 X 12 | 226 | 57 | 169 | 6100K019 | R66-P-1-KDP1_SEP | consumption | 2025-10-15 | Mechanical |  | - | 2025-11-08 | 2025-10-25 | 0 | [5 empty] | Work in Process Pick | 8120623
6100K019 | PP12 : SWITCHGEAR - PP12 | SWGR | ROH | DMS 2121 2467-366 | SCREW SELF TAPPING TORX M6 X 12 | 169 | 57 | 112 | 6100K019 | R66-P-1-KDP1_SEP | consumption | 2025-10-15 | Mechanical |  | - | 2025-11-08 | 2025-10-25 | 0 | [5 empty] | Work in Process Pick | 8120629
6100K019 | PP12 : SWITCHGEAR - PP12 | SWGR | ROH | DMS 2121 2467-366 | SCREW SELF TAPPING TORX M6 X 12 | 112 | 112 | 0 | free_stock | 1-1-1-1 | inventory | 2025-10-28 | Mechanical |  | - | 2025-11-08 | 2025-10-25 | 0
6100K019 | PP12 : SWITCHGEAR - PP12 | SWGR | ROH | DMS 2121 2467-368 | SCREW SELF TAPPING TORX M6 X 16 | 24 | 4 | 20 | 6100K019 | R58-O-1-KDP1_SEP | consumption | 2025-10-13 | C&D |  | - | 2025-11-08 | 2025-10-25 | 0 | [5 empty] | Work in Process Pick | 8076543
6100K019 | PP12 : SWITCHGEAR - PP12 | SWGR | ROH | DMS 2121 2467-368 | SCREW SELF TAPPING TORX M6 X 16 | 20 | 4 | 16 | 6100K019 | R58-O-1-KDP1_SEP | consumption | 2025-10-13 | C&D |  | - | 2025-11-08 | 2025-10-25 | 0 | [5 empty] | Work in Process Pick | 8076591
6100K019 | PP12 : SWITCHGEAR - PP12 | SWGR | ROH | DMS 2121 2467-368 | SCREW SELF TAPPING TORX M6 X 16 | 16 | 8 | 8 | 6100K019 | R58-O-1-KDP1_SEP | consumption | 2025-10-14 | C&D |  | - | 2025-11-08 | 2025-10-25 | 0 | [5 empty] | Work in Process Pick | 8108596
6100K019 | PP12 : SWITCHGEAR - PP12 | SWGR | ROH | DMS 2121 2467-368 | SCREW SELF TAPPING TORX M6 X 16 | 8 | 4 | 4 | 6100K019 | R58-O-1-KDP1_SEP | consumption | 2025-10-14 | C&D |  | - | 2025-11-08 | 2025-10-25 | 0 | [5 empty] | Work in Process Pick | 8100064
6100K019 | PP12 : SWITCHGEAR - PP12 | SWGR | ROH | DMS 2121 2467-368 | SCREW SELF TAPPING TORX M6 X 16 | 4 | 4 | 0 | 6100K019 | R58-O-1-KDP1_SEP | consumption | 2025-10-14 | C&D |  | - | 2025-11-08 | 2025-10-25 | 0 | [5 empty] | Work in Process Pick | 8100061
6100K019 | PP12 : SWITCHGEAR - PP12 | SWGR | ROH | DMS 2121 2467-368 | SCREW SELF TAPPING TORX M6 X 16 | 36 | 4 | 32 | 6100K019 | R58-O-1-KDP1_SEP | consumption | 2025-10-14 | Mechanical |  | - | 2025-11-08 | 2025-10-25 | 0 | [5 empty] | Work in Process Pick | 8108722
6100K019 | PP12 : SWITCHGEAR - PP12 | SWGR | ROH | DMS 2121 2467-368 | SCREW SELF TAPPING TORX M6 X 16 | 32 | 4 | 28 | 6100K019 | R58-O-1-KDP1_SEP | consumption | 2025-10-15 | Mechanical |  | - | 2025-11-08 | 2025-10-25 | 0 | [5 empty] | Work in Process Pick | 8127238
6100K019 | PP12 : SWITCHGEAR - PP12 | SWGR | ROH | DMS 2121 2467-368 | SCREW SELF TAPPING TORX M6 X 16 | 28 | 4 | 24 | 6100K019 | R58-O-1-KDP1_SEP | consumption | 2025-10-15 | Mechanical |  | - | 2025-11-08 | 2025-10-25 | 0 | [5 empty] | Work in Process Pick | 8127280
6100K019 | PP12 : SWITCHGEAR - PP12 | SWGR | ROH | DMS 2121 2467-368 | SCREW SELF TAPPING TORX M6 X 16 | 24 | 4 | 20 | 6100K019 | R58-O-1-KDP1_SEP | consumption | 2025-10-16 | Mechanical |  | - | 2025-11-08 | 2025-10-25 | 0 | [5 empty] | Work in Process Pick | 8150143
6100K019 | PP12 : SWITCHGEAR - PP12 | SWGR | ROH | DMS 2121 2467-368 | SCREW SELF TAPPING TORX M6 X 16 | 20 | 4 | 16 | 6100K019 | R58-O-1-KDP1_SEP | consumption | 2025-10-16 | Mechanical |  | - | 2025-11-08 | 2025-10-25 | 0 | [5 empty] | Work in Process Pick | 8150248
6100K019 | PP12 : SWITCHGEAR - PP12 | SWGR | ROH | DMS 2121 2467-368 | SCREW SELF TAPPING TORX M6 X 16 | 16 | 16 | 0 | free_stock | R58-O-1-KDP1_SEP | inventory | 2025-10-28 | Mechanical |  | - | 2025-11-08 | 2025-10-25 | 0
6100K019 | PP12 : SWITCHGEAR - PP12 | SWGR | ROH | DMS 2121 2519-291 | BOLT SOCKET CAP HEAD M4X12 | 12 | 6 | 6 | 6100K019 | R58-O-1-KDP1_SEP | consumption | 2025-10-14 | C&D |  | - | 2025-11-08 | 2025-10-25 | 0 | [5 empty] | Work in Process Pick | 8100067
6100K019 | PP12 : SWITCHGEAR - PP12 | SWGR | ROH | DMS 2121 2519-291 | BOLT SOCKET CAP HEAD M4X12 | 6 | 6 | 0 | 6100K019 | R58-O-1-KDP1_SEP | consumption | 2025-10-15 | C&D |  | - | 2025-11-08 | 2025-10-25 | 0 | [5 empty] | Work in Process Pick | 8127283
6100K019 | PP12 : SWITCHGEAR - PP12 | SWGR | ROH | DMS 2121 2519-293 | BOLT SOCKET HEAD M4X16 | 4 | 4 | 0 | free_stock | R13-S-1-KDP1_SEP | inventory | 2025-10-28 | C&D |  | - | 2025-11-08 | 2025-10-25 | 0
6100K019 | PP12 : SWITCHGEAR - PP12 | SWGR | ROH | DMS 2121 2519-295 | BOLT SOCKET HEAD M4X20 | 4 | 2 | 2 | 6100K019 | R58-O-1-KDP1_SEP | consumption | 2025-10-14 | C&D |  | - | 2025-11-08 | 2025-10-25 | 0 | [5 empty] | Work in Process Pick | 8100070
6100K019 | PP12 : SWITCHGEAR - PP12 | SWGR | ROH | DMS 2121 2519-295 | BOLT SOCKET HEAD M4X20 | 2 | 2 | 0 | free_stock | 1-1-1-1 | inventory | 2025-10-28 | C&D |  | - | 2025-11-08 | 2025-10-25 | 0
6100K019 | PP12 : SWITCHGEAR - PP12 | SWGR | ROH | DMS 2121 2519-299 | BOLT SOCKET CAP HEAD M4X30 | 8 | 4 | 4 | 6100K019 | R58-O-1-KDP1_SEP | consumption | 2025-10-14 | C&D |  | - | 2025-11-08 | 2025-10-25 | 0 | [5 empty] | Work in Process Pick | 8100182
6100K019 | PP12 : SWITCHGEAR - PP12 | SWGR | ROH | DMS 2121 2519-299 | BOLT SOCKET CAP HEAD M4X30 | 4 | 4 | 0 | 6100K019 | R58-O-1-KDP1_SEP | consumption | 2025-10-15 | C&D |  | - | 2025-11-08 | 2025-10-25 | 0 | [5 empty] | Work in Process Pick | 8127286
6100K019 | PP12 : SWITCHGEAR - PP12 | SWGR | ROH | DMS 2121 2519-325 | BOLT SOCKET CAP M5X10 | 4 | 4 | 0 | 6100K019 | R58-O-1-KDP1_SEP | consumption | 2025-10-14 | C&D |  | - | 2025-11-08 | 2025-10-25 | 0 | [5 empty] | Work in Process Pick | 8108566
6100K019 | PP12 : SWITCHGEAR - PP12 | SWGR | ROH | DMS 2121 2519-325 | BOLT SOCKET CAP M5X10 | 8 | 2 | 6 | 6100K019 | R58-O-1-KDP1_SEP | consumption | 2025-10-14 | Mechanical |  | - | 2025-11-08 | 2025-10-25 | 0 | [5 empty] | Work in Process Pick | 8100185
6100K019 | PP12 : SWITCHGEAR - PP12 | SWGR | ROH | DMS 2121 2519-325 | BOLT SOCKET CAP M5X10 | 6 | 2 | 4 | 6100K019 | R58-O-1-KDP1_SEP | consumption | 2025-10-15 | Mechanical |  | - | 2025-11-08 | 2025-10-25 | 0 | [5 empty] | Work in Process Pick | 8127289
6100K019 | PP12 : SWITCHGEAR - PP12 | SWGR | ROH | DMS 2121 2519-325 | BOLT SOCKET CAP M5X10 | 4 | 4 | 0 | free_stock | R58-O-1-KDP1_SEP | inventory | 2025-10-28 | Mechanical |  | - | 2025-11-08 | 2025-10-25 | 0
6100K019 | PP12 : SWITCHGEAR - PP12 | SWGR | ROH | DMS 2121 2519-327 | BOLT SOCKET CAP HEAD M5X12 | 12 | 2 | 10 | 6100K019 | R58-O-1-KDP1_SEP | consumption | 2025-10-13 | Mechanical |  | - | 2025-11-08 | 2025-10-25 | 0 | [5 empty] | Work in Process Pick | 8076537
6100K019 | PP12 : SWITCHGEAR - PP12 | SWGR | ROH | DMS 2121 2519-327 | BOLT SOCKET CAP HEAD M5X12 | 10 | 2 | 8 | 6100K019 | R58-O-1-KDP1_SEP | consumption | 2025-10-13 | Mechanical |  | - | 2025-11-08 | 2025-10-25 | 0 | [5 empty] | Work in Process Pick | 8076594
6100K019 | PP12 : SWITCHGEAR - PP12 | SWGR | ROH | DMS 2121 2519-327 | BOLT SOCKET CAP HEAD M5X12 | 8 | 3 | 5 | 6100K019 | R58-O-1-KDP1_SEP | consumption | 2025-10-14 | Mechanical |  | - | 2025-11-08 | 2025-10-25 | 0 | [5 empty] | Work in Process Pick | 8100188
6100K019 | PP12 : SWITCHGEAR - PP12 | SWGR | ROH | DMS 2121 2519-327 | BOLT SOCKET CAP HEAD M5X12 | 5 | 2 | 3 | 6100K019 | R58-O-1-KDP1_SEP | consumption | 2025-10-14 | Mechanical |  | - | 2025-11-08 | 2025-10-25 | 0 | [5 empty] | Work in Process Pick | 8108491
6100K019 | PP12 : SWITCHGEAR - PP12 | SWGR | ROH | DMS 2121 2519-327 | BOLT SOCKET CAP HEAD M5X12 | 3 | 2 | 1 | 6100K019 | R58-O-1-KDP1_SEP | consumption | 2025-10-14 | Mechanical |  | - | 2025-11-08 | 2025-10-25 | 0 | [5 empty] | Work in Process Pick | 8108725
6100K019 | PP12 : SWITCHGEAR - PP12 | SWGR | ROH | DMS 2121 2519-327 | BOLT SOCKET CAP HEAD M5X12 | 1 | 1 | 0 | 6100K019 | R58-O-1-KDP1_SEP | consumption | 2025-10-15 | Mechanical |  | - | 2025-11-08 | 2025-10-25 | 0 | [5 empty] | Work in Process Pick | 8127292
6100K019 | PP12 : SWITCHGEAR - PP12 | SWGR | ROH | DMS 2121 2519-327 | BOLT SOCKET CAP HEAD M5X12 | 16 | 4 | 12 | 6100K019 | R58-O-1-KDP1_SEP | consumption | 2025-10-15 | C&D |  | - | 2025-11-08 | 2025-10-25 | 0 | [5 empty] | Work in Process Pick | 8127292
6100K019 | PP12 : SWITCHGEAR - PP12 | SWGR | ROH | DMS 2121 2519-327 | BOLT SOCKET CAP HEAD M5X12 | 12 | 2 | 10 | 6100K019 | R58-O-1-KDP1_SEP | consumption | 2025-10-15 | C&D |  | - | 2025-11-08 | 2025-10-25 | 0 | [5 empty] | Work in Process Pick | 8127244
6100K019 | PP12 : SWITCHGEAR - PP12 | SWGR | ROH | DMS 2121 2519-327 | BOLT SOCKET CAP HEAD M5X12 | 10 | 2 | 8 | 6100K019 | R58-O-1-KDP1_SEP | consumption | 2025-10-16 | C&D |  | - | 2025-11-08 | 2025-10-25 | 0 | [5 empty] | Work in Process Pick | 8150176
6100K019 | PP12 : SWITCHGEAR - PP12 | SWGR | ROH | DMS 2121 2519-327 | BOLT SOCKET CAP HEAD M5X12 | 8 | 2 | 6 | 6100K019 | R58-O-1-KDP1_SEP | consumption | 2025-10-16 | C&D |  | - | 2025-11-08 | 2025-10-25 | 0 | [5 empty] | Work in Process Pick | 8150251
6100K019 | PP12 : SWITCHGEAR - PP12 | SWGR | ROH | DMS 2121 2519-327 | BOLT SOCKET CAP HEAD M5X12 | 6 | 6 | 0 | 6100K013 | NEW.FLR-1-1-K013_SEP | inventory | 2025-10-28 | C&D |  | - | 2025-11-08 | 2025-10-25 | 0
6100K019 | PP12 : SWITCHGEAR - PP12 | SWGR | ROH | DMS 2121 2519-333 | BOLT SOCKET CAP HEAD M5X25 | 1 | 1 | 0 | 6100K019 | R58-O-1-KDP1_SEP | consumption | 2025-10-14 | Mechanical |  | - | 2025-11-08 | 2025-10-25 | 0 | [5 empty] | Work in Process Pick | 8100191
6100K019 | PP12 : SWITCHGEAR - PP12 | SWGR | ROH | DMS 2121 2519-333 | BOLT SOCKET CAP HEAD M5X25 | 4 | 1 | 3 | 6100K019 | R58-O-1-KDP1_SEP | consumption | 2025-10-14 | C&D |  | - | 2025-11-08 | 2025-10-25 | 0 | [5 empty] | Work in Process Pick | 8100191
6100K019 | PP12 : SWITCHGEAR - PP12 | SWGR | ROH | DMS 2121 2519-333 | BOLT SOCKET CAP HEAD M5X25 | 3 | 2 | 1 | 6100K019 | R58-O-1-KDP1_SEP | consumption | 2025-10-15 | C&D |  | - | 2025-11-08 | 2025-10-25 | 0 | [5 empty] | Work in Process Pick | 8127295
6100K019 | PP12 : SWITCHGEAR - PP12 | SWGR | ROH | DMS 2121 2519-333 | BOLT SOCKET CAP HEAD M5X25 | 1 | 1 | 0 | free_stock | R58-O-1-KDP1_SEP | inventory | 2025-10-28 | C&D |  | - | 2025-11-08 | 2025-10-25 | 0
6100K019 | PP12 : SWITCHGEAR - PP12 | SWGR | ROH | DMS 2121 2519-366 | BOLT SOCKET CAP HEAD M6X12 | 15 | 3 | 12 | 6100K019 | R58-O-1-KDP1_SEP | consumption | 2025-10-13 | Mechanical |  | - | 2025-11-08 | 2025-10-25 | 0 | [5 empty] | Work in Process Pick | 8076558
6100K019 | PP12 : SWITCHGEAR - PP12 | SWGR | ROH | DMS 2121 2519-366 | BOLT SOCKET CAP HEAD M6X12 | 12 | 3 | 9 | 6100K019 | R58-O-1-KDP1_SEP | consumption | 2025-10-13 | Mechanical |  | - | 2025-11-08 | 2025-10-25 | 0 | [5 empty] | Work in Process Pick | 8076597
6100K019 | PP12 : SWITCHGEAR - PP12 | SWGR | ROH | DMS 2121 2519-366 | BOLT SOCKET CAP HEAD M6X12 | 9 | 5 | 4 | 6100K019 | R58-O-1-KDP1_SEP | consumption | 2025-10-14 | Mechanical |  | - | 2025-11-08 | 2025-10-25 | 0 | [5 empty] | Work in Process Pick | 8100194
6100K019 | PP12 : SWITCHGEAR - PP12 | SWGR | ROH | DMS 2121 2519-366 | BOLT SOCKET CAP HEAD M6X12 | 4 | 3 | 1 | 6100K019 | R58-O-1-KDP1_SEP | consumption | 2025-10-14 | Mechanical |  | - | 2025-11-08 | 2025-10-25 | 0 | [5 empty] | Work in Process Pick | 8108476
6100K019 | PP12 : SWITCHGEAR - PP12 | SWGR | ROH | DMS 2121 2519-366 | BOLT SOCKET CAP HEAD M6X12 | 1 | 1 | 0 | 6100K019 | R58-O-1-KDP1_SEP | consumption | 2025-10-14 | Mechanical |  | - | 2025-11-08 | 2025-10-25 | 0 | [5 empty] | Work in Process Pick | 8108728
6100K019 | PP12 : SWITCHGEAR - PP12 | SWGR | ROH | DMS 2121 2519-366 | BOLT SOCKET CAP HEAD M6X12 | 19 | 2 | 17 | 6100K019 | R58-O-1-KDP1_SEP | consumption | 2025-10-14 | C&D |  | - | 2025-11-08 | 2025-10-25 | 0 | [5 empty] | Work in Process Pick | 8108728
6100K019 | PP12 : SWITCHGEAR - PP12 | SWGR | ROH | DMS 2121 2519-366 | BOLT SOCKET CAP HEAD M6X12 | 17 | 3 | 14 | 6100K019 | R58-O-1-KDP1_SEP | consumption | 2025-10-16 | C&D |  | - | 2025-11-08 | 2025-10-25 | 0 | [5 empty] | Work in Process Pick | 8150170
6100K019 | PP12 : SWITCHGEAR - PP12 | SWGR | ROH | DMS 2121 2519-366 | BOLT SOCKET CAP HEAD M6X12 | 14 | 3 | 11 | 6100K019 | R58-O-1-KDP1_SEP | consumption | 2025-10-16 | C&D |  | - | 2025-11-08 | 2025-10-25 | 0 | [5 empty] | Work in Process Pick | 8150254
6100K019 | PP12 : SWITCHGEAR - PP12 | SWGR | ROH | DMS 2121 2519-366 | BOLT SOCKET CAP HEAD M6X12 | 11 | 11 | 0 | 6100K013 | NEW.FLR-1-1-K013_SEP | inventory | 2025-10-28 | C&D |  | - | 2025-11-08 | 2025-10-25 | 0
6100K019 | PP12 : SWITCHGEAR - PP12 | SWGR | ROH | DMS 2121 2519-368 | BOLT SOCKET CAP HEAD M6X16 | 25 | 2 | 23 | 6100K019 | R58-H-1-K11B_SEP | consumption | 2025-10-13 | C&D |  | - | 2025-11-08 | 2025-10-25 | 0 | [5 empty] | Work in Process Pick | 8073160
6100K019 | PP12 : SWITCHGEAR - PP12 | SWGR | ROH | DMS 2121 2519-368 | BOLT SOCKET CAP HEAD M6X16 | 23 | 2 | 21 | 6100K019 | R58-H-1-K11B_SEP | consumption | 2025-10-13 | C&D |  | - | 2025-11-08 | 2025-10-25 | 0 | [5 empty] | Work in Process Pick | 8073154
6100K019 | PP12 : SWITCHGEAR - PP12 | SWGR | ROH | DMS 2121 2519-368 | BOLT SOCKET CAP HEAD M6X16 | 21 | 2 | 19 | 6100K019 | R58-H-1-K11B_SEP | consumption | 2025-10-13 | C&D |  | - | 2025-11-08 | 2025-10-25 | 0 | [5 empty] | Work in Process Pick | 8083078
6100K019 | PP12 : SWITCHGEAR - PP12 | SWGR | ROH | DMS 2121 2519-368 | BOLT SOCKET CAP HEAD M6X16 | 19 | 2 | 17 | 6100K019 | R58-H-1-K11B_SEP | consumption | 2025-10-13 | C&D |  | - | 2025-11-08 | 2025-10-25 | 0 | [5 empty] | Work in Process Pick | 8083081
6100K019 | PP12 : SWITCHGEAR - PP12 | SWGR | ROH | DMS 2121 2519-368 | BOLT SOCKET CAP HEAD M6X16 | 17 | 8 | 9 | 6100K019 | R58-H-1-K11B_SEP | consumption | 2025-10-14 | C&D |  | - | 2025-11-08 | 2025-10-25 | 0 | [5 empty] | Work in Process Pick | 8099623
6100K019 | PP12 : SWITCHGEAR - PP12 | SWGR | ROH | DMS 2121 2519-368 | BOLT SOCKET CAP HEAD M6X16 | 9 | 2 | 7 | 6100K019 | R58-H-1-K11B_SEP | consumption | 2025-10-14 | C&D |  | - | 2025-11-08 | 2025-10-25 | 0 | [5 empty] | Work in Process Pick | 8108551
6100K019 | PP12 : SWITCHGEAR - PP12 | SWGR | ROH | DMS 2121 2519-368 | BOLT SOCKET CAP HEAD M6X16 | 7 | 2 | 5 | 6100K019 | R58-H-1-K11B_SEP | consumption | 2025-10-14 | C&D |  | - | 2025-11-08 | 2025-10-25 | 0 | [5 empty] | Work in Process Pick | 8108731
6100K019 | PP12 : SWITCHGEAR - PP12 | SWGR | ROH | DMS 2121 2519-368 | BOLT SOCKET CAP HEAD M6X16 | 5 | 5 | 0 | 6100K019 | R58-H-1-K11B_SEP | consumption | 2025-10-15 | C&D |  | - | 2025-11-08 | 2025-10-25 | 0 | [5 empty] | Work in Process Pick | 8120605
6100K019 | PP12 : SWITCHGEAR - PP12 | SWGR | ROH | DMS 2121 2519-368 | BOLT SOCKET CAP HEAD M6X16 | 26 | 8 | 18 | 6100K019 | R58-H-1-K11B_SEP | consumption | 2025-10-15 | Mechanical |  | - | 2025-11-08 | 2025-10-25 | 0 | [5 empty] | Work in Process Pick | 8120632
6100K019 | PP12 : SWITCHGEAR - PP12 | SWGR | ROH | DMS 2121 2519-368 | BOLT SOCKET CAP HEAD M6X16 | 18 | 3 | 15 | 6100K019 | R58-H-1-K11B_SEP | consumption | 2025-10-15 | Mechanical |  | - | 2025-11-08 | 2025-10-25 | 0 | [5 empty] | Work in Process Pick | 8120605
6100K019 | PP12 : SWITCHGEAR - PP12 | SWGR | ROH | DMS 2121 2519-368 | BOLT SOCKET CAP HEAD M6X16 | 15 | 15 | 0 | free_stock | R58-H-1-K12B_SEP | inventory | 2025-10-28 | Mechanical |  | - | 2025-11-08 | 2025-10-25 | 0
6100K019 | PP12 : SWITCHGEAR - PP12 | SWGR | ROH | DMS 2121 2519-371 | BOLT SOCKET CAP M6X20 | 4 | 2 | 2 | 6100K019 | R58-O-1-KDP1_SEP | consumption | 2025-10-14 | Mechanical |  | - | 2025-11-08 | 2025-10-25 | 0 | [5 empty] | Work in Process Pick | 8100197
6100K019 | PP12 : SWITCHGEAR - PP12 | SWGR | ROH | DMS 2121 2519-371 | BOLT SOCKET CAP M6X20 | 2 | 2 | 0 | 6100K019 | R58-O-1-KDP1_SEP | consumption | 2025-10-15 | Mechanical |  | - | 2025-11-08 | 2025-10-25 | 0 | [5 empty] | Work in Process Pick | 8127253
6100K019 | PP12 : SWITCHGEAR - PP12 | SWGR | ROH | DMS 2121 2519-371 | BOLT SOCKET CAP M6X20 | 6 | 2 | 4 | 6100K019 | R58-O-1-KDP1_SEP | consumption | 2025-10-15 | C&D |  | - | 2025-11-08 | 2025-10-25 | 0 | [5 empty] | Work in Process Pick | 8127301
6100K019 | PP12 : SWITCHGEAR - PP12 | SWGR | ROH | DMS 2121 2519-371 | BOLT SOCKET CAP M6X20 | 4 | 4 | 0 | free_stock | R58-O-1-KDP1_SEP | inventory | 2025-10-28 | C&D |  | - | 2025-11-08 | 2025-10-25 | 0
6100K019 | PP12 : SWITCHGEAR - PP12 | SWGR | ROH | DMS 2121 2519-372 | BOLT SOCKET CAP M6X25 | 2 | 2 | 0 | free_stock | R13-S-1-KDP1_SEP | inventory | 2025-10-28 | Mechanical |  | - | 2025-11-08 | 2025-10-25 | 0
6100K019 | PP12 : SWITCHGEAR - PP12 | SWGR | ROH | DMS 2121 2519-379 | BOLT SOCKET CAP HEAD M6X45 | 4 | 2 | 2 | 6100K019 | R58-O-1-KDP1_SEP | consumption | 2025-10-14 | C&D |  | - | 2025-11-08 | 2025-10-25 | 0 | [5 empty] | Work in Process Pick | 8100200
6100K019 | PP12 : SWITCHGEAR - PP12 | SWGR | ROH | DMS 2121 2519-379 | BOLT SOCKET CAP HEAD M6X45 | 2 | 2 | 0 | 6100K019 | R58-O-1-KDP1_SEP | consumption | 2025-10-15 | C&D |  | - | 2025-11-08 | 2025-10-25 | 0 | [5 empty] | Work in Process Pick | 8127304
6100K019 | PP12 : SWITCHGEAR - PP12 | SWGR | ROH | DMS 2121 2519-449 | BOLT SOCKET CAP HEAD M8X16 | 24 | 4 | 20 | 6100K019 | R58-O-1-KDP1_SEP | consumption | 2025-10-13 | C&D |  | - | 2025-11-08 | 2025-10-25 | 0 | [5 empty] | Work in Process Pick | 8076555
6100K019 | PP12 : SWITCHGEAR - PP12 | SWGR | ROH | DMS 2121 2519-449 | BOLT SOCKET CAP HEAD M8X16 | 20 | 4 | 16 | 6100K019 | R58-O-1-KDP1_SEP | consumption | 2025-10-13 | C&D |  | - | 2025-11-08 | 2025-10-25 | 0 | [5 empty] | Work in Process Pick | 8076600
6100K019 | PP12 : SWITCHGEAR - PP12 | SWGR | ROH | DMS 2121 2519-449 | BOLT SOCKET CAP HEAD M8X16 | 16 | 4 | 12 | 6100K019 | R58-O-1-KDP1_SEP | consumption | 2025-10-14 | C&D |  | - | 2025-11-08 | 2025-10-25 | 0 | [5 empty] | Work in Process Pick | 8100203
6100K019 | PP12 : SWITCHGEAR - PP12 | SWGR | ROH | DMS 2121 2519-449 | BOLT SOCKET CAP HEAD M8X16 | 12 | 4 | 8 | 6100K019 | R58-O-1-KDP1_SEP | consumption | 2025-10-14 | C&D |  | - | 2025-11-08 | 2025-10-25 | 0 | [5 empty] | Work in Process Pick | 8100224
6100K019 | PP12 : SWITCHGEAR - PP12 | SWGR | ROH | DMS 2121 2519-449 | BOLT SOCKET CAP HEAD M8X16 | 8 | 4 | 4 | 6100K019 | R58-O-1-KDP1_SEP | consumption | 2025-10-14 | C&D |  | - | 2025-11-08 | 2025-10-25 | 0 | [5 empty] | Work in Process Pick | 8108464
6100K019 | PP12 : SWITCHGEAR - PP12 | SWGR | ROH | DMS 2121 2519-449 | BOLT SOCKET CAP HEAD M8X16 | 4 | 4 | 0 | 6100K019 | R58-O-1-KDP1_SEP | consumption | 2025-10-14 | C&D |  | - | 2025-11-08 | 2025-10-25 | 0 | [5 empty] | Work in Process Pick | 8108734
6100K019 | PP12 : SWITCHGEAR - PP12 | SWGR | ROH | DMS 2121 2519-449 | BOLT SOCKET CAP HEAD M8X16 | 28 | 4 | 24 | 6100K019 | R58-O-1-KDP1_SEP | consumption | 2025-10-15 | Mechanical |  | - | 2025-11-08 | 2025-10-25 | 0 | [5 empty] | Work in Process Pick | 8127250
6100K019 | PP12 : SWITCHGEAR - PP12 | SWGR | ROH | DMS 2121 2519-449 | BOLT SOCKET CAP HEAD M8X16 | 24 | 4 | 20 | 6100K019 | R58-O-1-KDP1_SEP | consumption | 2025-10-15 | Mechanical |  | - | 2025-11-08 | 2025-10-25 | 0 | [5 empty] | Work in Process Pick | 8127307
6100K019 | PP12 : SWITCHGEAR - PP12 | SWGR | ROH | DMS 2121 2519-449 | BOLT SOCKET CAP HEAD M8X16 | 20 | 4 | 16 | 6100K019 | R58-O-1-KDP1_SEP | consumption | 2025-10-16 | Mechanical |  | - | 2025-11-08 | 2025-10-25 | 0 | [5 empty] | Work in Process Pick | 8150167
6100K019 | PP12 : SWITCHGEAR - PP12 | SWGR | ROH | DMS 2121 2519-449 | BOLT SOCKET CAP HEAD M8X16 | 16 | 4 | 12 | 6100K019 | R58-O-1-KDP1_SEP | consumption | 2025-10-16 | Mechanical |  | - | 2025-11-08 | 2025-10-25 | 0 | [5 empty] | Work in Process Pick | 8150257
6100K019 | PP12 : SWITCHGEAR - PP12 | SWGR | ROH | DMS 2121 2519-449 | BOLT SOCKET CAP HEAD M8X16 | 12 | 12 | 0 | free_stock | R58-O-1-KDP1_SEP | inventory | 2025-10-28 | Mechanical |  | - | 2025-11-08 | 2025-10-25 | 0
6100K019 | PP12 : SWITCHGEAR - PP12 | SWGR | ROH | DMS 2121 2519-451 | BOLT SOCKET CAP M8X20 | 433 | 72 | 361 | 6100K019 | R58-A-1-KDP1_SEP | consumption | 2025-10-13 | C&D |  | - | 2025-11-08 | 2025-10-25 | 0 | [5 empty] | Work in Process Pick | 8073124
6100K019 | PP12 : SWITCHGEAR - PP12 | SWGR | ROH | DMS 2121 2519-451 | BOLT SOCKET CAP M8X20 | 361 | 72 | 289 | 6100K019 | R58-A-1-KDP1_SEP | consumption | 2025-10-13 | C&D |  | - | 2025-11-08 | 2025-10-25 | 0 | [5 empty] | Work in Process Pick | 8073163
6100K019 | PP12 : SWITCHGEAR - PP12 | SWGR | ROH | DMS 2121 2519-451 | BOLT SOCKET CAP M8X20 | 289 | 72 | 217 | 6100K019 | R58-A-1-KDP1_SEP | consumption | 2025-10-13 | C&D |  | - | 2025-11-08 | 2025-10-25 | 0 | [5 empty] | Work in Process Pick | 8083084
6100K019 | PP12 : SWITCHGEAR - PP12 | SWGR | ROH | DMS 2121 2519-451 | BOLT SOCKET CAP M8X20 | 217 | 72 | 145 | 6100K019 | R58-A-1-KDP1_SEP | consumption | 2025-10-13 | C&D |  | - | 2025-11-08 | 2025-10-25 | 0 | [5 empty] | Work in Process Pick | 8083087
6100K019 | PP12 : SWITCHGEAR - PP12 | SWGR | ROH | DMS 2121 2519-451 | BOLT SOCKET CAP M8X20 | 145 | 72 | 73 | 6100K019 | R58-A-1-KDP1_SEP | consumption | 2025-10-14 | C&D |  | - | 2025-11-08 | 2025-10-25 | 0 | [5 empty] | Work in Process Pick | 8108578
6100K019 | PP12 : SWITCHGEAR - PP12 | SWGR | ROH | DMS 2121 2519-451 | BOLT SOCKET CAP M8X20 | 73 | 72 | 1 | 6100K019 | R58-A-1-KDP1_SEP | consumption | 2025-10-14 | C&D |  | - | 2025-11-08 | 2025-10-25 | 0 | [5 empty] | Work in Process Pick | 8108737
6100K019 | PP12 : SWITCHGEAR - PP12 | SWGR | ROH | DMS 2121 2519-451 | BOLT SOCKET CAP M8X20 | 1 | 1 | 0 | 6100K019 | R58-A-1-KDP1_SEP | consumption | 2025-10-14 | C&D |  | - | 2025-11-08 | 2025-10-25 | 0 | [5 empty] | Work in Process Pick | 8099599
6100K019 | PP12 : SWITCHGEAR - PP12 | SWGR | ROH | DMS 2121 2519-451 | BOLT SOCKET CAP M8X20 | 500 | 62 | 438 | 6100K019 | R58-A-1-KDP1_SEP | consumption | 2025-10-14 | Mechanical |  | - | 2025-11-08 | 2025-10-25 | 0 | [5 empty] | Work in Process Pick | 8099629
6100K019 | PP12 : SWITCHGEAR - PP12 | SWGR | ROH | DMS 2121 2519-451 | BOLT SOCKET CAP M8X20 | 438 | 61 | 377 | 6100K019 | R58-A-1-KDP1_SEP | consumption | 2025-10-14 | Mechanical |  | - | 2025-11-08 | 2025-10-25 | 0 | [5 empty] | Work in Process Pick | 8099599
6100K019 | PP12 : SWITCHGEAR - PP12 | SWGR | ROH | DMS 2121 2519-451 | BOLT SOCKET CAP M8X20 | 377 | 62 | 315 | 6100K019 | R58-A-1-KDP1_SEP | consumption | 2025-10-15 | Mechanical |  | - | 2025-11-08 | 2025-10-25 | 0 | [5 empty] | Work in Process Pick | 8120620
6100K019 | PP12 : SWITCHGEAR - PP12 | SWGR | ROH | DMS 2121 2519-451 | BOLT SOCKET CAP M8X20 | 315 | 62 | 253 | 6100K019 | R58-A-1-KDP1_SEP | consumption | 2025-10-15 | Mechanical |  | - | 2025-11-08 | 2025-10-25 | 0 | [5 empty] | Work in Process Pick | 8120635
6100K019 | PP12 : SWITCHGEAR - PP12 | SWGR | ROH | DMS 2121 2519-451 | BOLT SOCKET CAP M8X20 | 253 | 253 | 0 | free_stock | R58-A-1-KDP1_SEP | inventory | 2025-10-28 | Mechanical |  | - | 2025-11-08 | 2025-10-25 | 0
6100K019 | PP12 : SWITCHGEAR - PP12 | SWGR | ROH | DMS 2121 2519-453 | BOLT SOCKET CAP HEAD M8X25 | 169 | 45 | 124 | 6100K019 | R58-A-1-KDP1_SEP | consumption | 2025-10-13 | C&D |  | - | 2025-11-08 | 2025-10-25 | 0 | [5 empty] | Work in Process Pick | 8073166
6100K019 | PP12 : SWITCHGEAR - PP12 | SWGR | ROH | DMS 2121 2519-453 | BOLT SOCKET CAP HEAD M8X25 | 124 | 45 | 79 | 6100K019 | R58-A-1-KDP1_SEP | consumption | 2025-10-13 | C&D |  | - | 2025-11-08 | 2025-10-25 | 0 | [5 empty] | Work in Process Pick | 8083090
6100K019 | PP12 : SWITCHGEAR - PP12 | SWGR | ROH | DMS 2121 2519-453 | BOLT SOCKET CAP HEAD M8X25 | 79 | 45 | 34 | 6100K019 | R58-A-1-KDP1_SEP | consumption | 2025-10-13 | C&D |  | - | 2025-11-08 | 2025-10-25 | 0 | [5 empty] | Work in Process Pick | 8083093
6100K019 | PP12 : SWITCHGEAR - PP12 | SWGR | ROH | DMS 2121 2519-453 | BOLT SOCKET CAP HEAD M8X25 | 34 | 34 | 0 | 6100K019 | R58-A-1-KDP1_SEP | consumption | 2025-10-14 | C&D |  | - | 2025-11-08 | 2025-10-25 | 0 | [5 empty] | Work in Process Pick | 8108524
6100K019 | PP12 : SWITCHGEAR - PP12 | SWGR | ROH | DMS 2121 2519-453 | BOLT SOCKET CAP HEAD M8X25 | 238 | 45 | 193 | 6100K019 | R58-A-1-KDP1_SEP | consumption | 2025-10-14 | Mechanical |  | - | 2025-11-08 | 2025-10-25 | 0 | [5 empty] | Work in Process Pick | 8108740
6100K019 | PP12 : SWITCHGEAR - PP12 | SWGR | ROH | DMS 2121 2519-453 | BOLT SOCKET CAP HEAD M8X25 | 193 | 11 | 182 | 6100K019 | R58-A-1-KDP1_SEP | consumption | 2025-10-14 | Mechanical |  | - | 2025-11-08 | 2025-10-25 | 0 | [5 empty] | Work in Process Pick | 8108524
6100K019 | PP12 : SWITCHGEAR - PP12 | SWGR | ROH | DMS 2121 2519-453 | BOLT SOCKET CAP HEAD M8X25 | 182 | 13 | 169 | 6100K019 | R58-A-1-KDP1_SEP | consumption | 2025-10-15 | Mechanical |  | - | 2025-11-08 | 2025-10-25 | 0 | [5 empty] | Work in Process Pick | 8120611
6100K019 | PP12 : SWITCHGEAR - PP12 | SWGR | ROH | DMS 2121 2519-453 | BOLT SOCKET CAP HEAD M8X25 | 169 | 13 | 156 | 6100K019 | R58-A-1-KDP1_SEP | consumption | 2025-10-15 | Mechanical |  | - | 2025-11-08 | 2025-10-25 | 0 | [5 empty] | Work in Process Pick | 8120638
6100K019 | PP12 : SWITCHGEAR - PP12 | SWGR | ROH | DMS 2121 2519-453 | BOLT SOCKET CAP HEAD M8X25 | 156 | 156 | 0 | free_stock | R58-A-1-KDP1_SEP | inventory | 2025-10-28 | Mechanical |  | - | 2025-11-08 | 2025-10-25 | 0
6100K019 | PP12 : SWITCHGEAR - PP12 | SWGR | ROH | DMS 2121 2519-455 | BOLT SOCKET CAP HEAD M8X30 | 72 | 17 | 55 | 6100K019 | R58-A-1-KDP1_SEP | consumption | 2025-10-13 | C&D |  | - | 2025-11-08 | 2025-10-25 | 0 | [5 empty] | Work in Process Pick | 8073169
6100K019 | PP12 : SWITCHGEAR - PP12 | SWGR | ROH | DMS 2121 2519-455 | BOLT SOCKET CAP HEAD M8X30 | 55 | 17 | 38 | 6100K019 | R58-A-1-KDP1_SEP | consumption | 2025-10-13 | C&D |  | - | 2025-11-08 | 2025-10-25 | 0 | [5 empty] | Work in Process Pick | 8073202
6100K019 | PP12 : SWITCHGEAR - PP12 | SWGR | ROH | DMS 2121 2519-455 | BOLT SOCKET CAP HEAD M8X30 | 38 | 17 | 21 | 6100K019 | R58-A-1-KDP1_SEP | consumption | 2025-10-13 | C&D |  | - | 2025-11-08 | 2025-10-25 | 0 | [5 empty] | Work in Process Pick | 8084099
6100K019 | PP12 : SWITCHGEAR - PP12 | SWGR | ROH | DMS 2121 2519-455 | BOLT SOCKET CAP HEAD M8X30 | 21 | 17 | 4 | 6100K019 | R58-A-1-KDP1_SEP | consumption | 2025-10-13 | C&D |  | - | 2025-11-08 | 2025-10-25 | 0 | [5 empty] | Work in Process Pick | 8084096
6100K019 | PP12 : SWITCHGEAR - PP12 | SWGR | ROH | DMS 2121 2519-455 | BOLT SOCKET CAP HEAD M8X30 | 4 | 4 | 0 | 6100K019 | R58-A-1-KDP1_SEP | consumption | 2025-10-14 | C&D |  | - | 2025-11-08 | 2025-10-25 | 0 | [5 empty] | Work in Process Pick | 8108557
6100K019 | PP12 : SWITCHGEAR - PP12 | SWGR | ROH | DMS 2121 2519-455 | BOLT SOCKET CAP HEAD M8X30 | 143 | 17 | 126 | 6100K019 | R58-A-1-KDP1_SEP | consumption | 2025-10-14 | Mechanical |  | - | 2025-11-08 | 2025-10-25 | 0 | [5 empty] | Work in Process Pick | 8108611
6100K019 | PP12 : SWITCHGEAR - PP12 | SWGR | ROH | DMS 2121 2519-455 | BOLT SOCKET CAP HEAD M8X30 | 126 | 13 | 113 | 6100K019 | R58-A-1-KDP1_SEP | consumption | 2025-10-14 | Mechanical |  | - | 2025-11-08 | 2025-10-25 | 0 | [5 empty] | Work in Process Pick | 8108557
6100K019 | PP12 : SWITCHGEAR - PP12 | SWGR | ROH | DMS 2121 2519-455 | BOLT SOCKET CAP HEAD M8X30 | 113 | 7 | 106 | 6100K019 | R58-A-1-KDP1_SEP | consumption | 2025-10-15 | Mechanical |  | - | 2025-11-08 | 2025-10-25 | 0 | [5 empty] | Work in Process Pick | 8120614
6100K019 | PP12 : SWITCHGEAR - PP12 | SWGR | ROH | DMS 2121 2519-455 | BOLT SOCKET CAP HEAD M8X30 | 106 | 7 | 99 | 6100K019 | R58-A-1-KDP1_SEP | consumption | 2025-10-15 | Mechanical |  | - | 2025-11-08 | 2025-10-25 | 0 | [5 empty] | Work in Process Pick | 8120641
6100K019 | PP12 : SWITCHGEAR - PP12 | SWGR | ROH | DMS 2121 2519-455 | BOLT SOCKET CAP HEAD M8X30 | 99 | 99 | 0 | free_stock | R58-A-1-KDP1_SEP | inventory | 2025-10-28 | Mechanical |  | - | 2025-11-08 | 2025-10-25 | 0
6100K019 | PP12 : SWITCHGEAR - PP12 | SWGR | ROH | DMS 2121 2519-457 | BOLT SOCKET CAP M8X35 | 4 | 4 | 0 | free_stock | R58-A-1-KDP1_SEP | inventory | 2025-10-28 | Mechanical |  | - | 2025-11-08 | 2025-10-25 | 0
6100K019 | PP12 : SWITCHGEAR - PP12 | SWGR | ROH | DMS 2121 2519-461 | BOLT SOCKET CAP HEAD M8X50 | 10 | 2 | 8 | 6100K019 | R14-I-1-KDP1_SEP | consumption | 2025-10-13 | C&D |  | - | 2025-11-08 | 2025-10-25 | 0 | [5 empty] | Work in Process Pick | 8070985
6100K019 | PP12 : SWITCHGEAR - PP12 | SWGR | ROH | DMS 2121 2519-461 | BOLT SOCKET CAP HEAD M8X50 | 8 | 2 | 6 | 6100K019 | R14-I-1-KDP1_SEP | consumption | 2025-10-13 | C&D |  | - | 2025-11-08 | 2025-10-25 | 0 | [5 empty] | Work in Process Pick | 8071012
6100K019 | PP12 : SWITCHGEAR - PP12 | SWGR | ROH | DMS 2121 2519-461 | BOLT SOCKET CAP HEAD M8X50 | 6 | 2 | 4 | 6100K019 | R14-I-1-KDP1_SEP | consumption | 2025-10-13 | C&D |  | - | 2025-11-08 | 2025-10-25 | 0 | [5 empty] | Work in Process Pick | 8084102
6100K019 | PP12 : SWITCHGEAR - PP12 | SWGR | ROH | DMS 2121 2519-461 | BOLT SOCKET CAP HEAD M8X50 | 4 | 2 | 2 | 6100K019 | R14-I-1-KDP1_SEP | consumption | 2025-10-13 | C&D |  | - | 2025-11-08 | 2025-10-25 | 0 | [5 empty] | Work in Process Pick | 8084105
6100K019 | PP12 : SWITCHGEAR - PP12 | SWGR | ROH | DMS 2121 2519-461 | BOLT SOCKET CAP HEAD M8X50 | 2 | 2 | 0 | 6100K019 | R14-I-1-KDP1_SEP | consumption | 2025-10-14 | C&D |  | - | 2025-11-08 | 2025-10-25 | 0 | [5 empty] | Work in Process Pick | 8107620
6100K019 | PP12 : SWITCHGEAR - PP12 | SWGR | ROH | DMS 2121 2519-461 | BOLT SOCKET CAP HEAD M8X50 | 12 | 2 | 10 | 6100K019 | R14-I-1-KDP1_SEP | consumption | 2025-10-14 | Mechanical |  | - | 2025-11-08 | 2025-10-25 | 0 | [5 empty] | Work in Process Pick | 8107674
6100K019 | PP12 : SWITCHGEAR - PP12 | SWGR | ROH | DMS 2121 2519-461 | BOLT SOCKET CAP HEAD M8X50 | 10 | 2 | 8 | 6100K019 | R14-I-1-KDP1_SEP | consumption | 2025-10-15 | Mechanical |  | - | 2025-11-08 | 2025-10-25 | 0 | [5 empty] | Work in Process Pick | 8120266
6100K019 | PP12 : SWITCHGEAR - PP12 | SWGR | ROH | DMS 2121 2519-461 | BOLT SOCKET CAP HEAD M8X50 | 8 | 2 | 6 | 6100K019 | R14-I-1-KDP1_SEP | consumption | 2025-10-15 | Mechanical |  | - | 2025-11-08 | 2025-10-25 | 0 | [5 empty] | Work in Process Pick | 8120293
6100K019 | PP12 : SWITCHGEAR - PP12 | SWGR | ROH | DMS 2121 2519-461 | BOLT SOCKET CAP HEAD M8X50 | 6 | 6 | 0 | free_stock | R14-I-1-KDP1_SEP | inventory | 2025-10-28 | Mechanical |  | - | 2025-11-08 | 2025-10-25 | 0
6100K019 | PP12 : SWITCHGEAR - PP12 | SWGR | ROH | DMS 2121 2519-465 | BOLT SOCKET CAP HEAD M8X70 | 18 | 3 | 15 | 6100K019 | R58-A-1-KDP1_SEP | consumption | 2025-10-13 | C&D |  | - | 2025-11-08 | 2025-10-25 | 0 | [5 empty] | Work in Process Pick | 8073172
6100K019 | PP12 : SWITCHGEAR - PP12 | SWGR | ROH | DMS 2121 2519-465 | BOLT SOCKET CAP HEAD M8X70 | 15 | 3 | 12 | 6100K019 | R58-A-1-KDP1_SEP | consumption | 2025-10-13 | C&D |  | - | 2025-11-08 | 2025-10-25 | 0 | [5 empty] | Work in Process Pick | 8084108
6100K019 | PP12 : SWITCHGEAR - PP12 | SWGR | ROH | DMS 2121 2519-465 | BOLT SOCKET CAP HEAD M8X70 | 12 | 3 | 9 | 6100K019 | R58-A-1-KDP1_SEP | consumption | 2025-10-13 | C&D |  | - | 2025-11-08 | 2025-10-25 | 0 | [5 empty] | Work in Process Pick | 8084111
6100K019 | PP12 : SWITCHGEAR - PP12 | SWGR | ROH | DMS 2121 2519-465 | BOLT SOCKET CAP HEAD M8X70 | 9 | 3 | 6 | 6100K019 | R58-A-1-KDP1_SEP | consumption | 2025-10-14 | C&D |  | - | 2025-11-08 | 2025-10-25 | 0 | [5 empty] | Work in Process Pick | 8099635
6100K019 | PP12 : SWITCHGEAR - PP12 | SWGR | ROH | DMS 2121 2519-465 | BOLT SOCKET CAP HEAD M8X70 | 6 | 3 | 3 | 6100K019 | R58-A-1-KDP1_SEP | consumption | 2025-10-14 | C&D |  | - | 2025-11-08 | 2025-10-25 | 0 | [5 empty] | Work in Process Pick | 8099704
6100K019 | PP12 : SWITCHGEAR - PP12 | SWGR | ROH | DMS 2121 2519-465 | BOLT SOCKET CAP HEAD M8X70 | 3 | 3 | 0 | 6100K019 | R58-A-1-KDP1_SEP | consumption | 2025-10-14 | C&D |  | - | 2025-11-08 | 2025-10-25 | 0 | [5 empty] | Work in Process Pick | 8108518
6100K019 | PP12 : SWITCHGEAR - PP12 | SWGR | ROH | DMS 2121 2519-465 | BOLT SOCKET CAP HEAD M8X70 | 21 | 3 | 18 | 6100K019 | R58-A-1-KDP1_SEP | consumption | 2025-10-14 | Mechanical |  | - | 2025-11-08 | 2025-10-25 | 0 | [5 empty] | Work in Process Pick | 8108614
6100K019 | PP12 : SWITCHGEAR - PP12 | SWGR | ROH | DMS 2121 2519-465 | BOLT SOCKET CAP HEAD M8X70 | 18 | 3 | 15 | 6100K019 | R58-A-1-KDP1_SEP | consumption | 2025-10-15 | Mechanical |  | - | 2025-11-08 | 2025-10-25 | 0 | [5 empty] | Work in Process Pick | 8120608
6100K019 | PP12 : SWITCHGEAR - PP12 | SWGR | ROH | DMS 2121 2519-465 | BOLT SOCKET CAP HEAD M8X70 | 15 | 3 | 12 | 6100K019 | R58-A-1-KDP1_SEP | consumption | 2025-10-15 | Mechanical |  | - | 2025-11-08 | 2025-10-25 | 0 | [5 empty] | Work in Process Pick | 8120644
6100K019 | PP12 : SWITCHGEAR - PP12 | SWGR | ROH | DMS 2121 2519-465 | BOLT SOCKET CAP HEAD M8X70 | 12 | 12 | 0 | free_stock | R58-A-1-KDP1_SEP | inventory | 2025-10-28 | Mechanical |  | - | 2025-11-08 | 2025-10-25 | 0
6100K019 | PP12 : SWITCHGEAR - PP12 | SWGR | ROH | DMS 2121 2519-491 | BOLT SOCKET CAP HEAD M10X20 | 42 | 6 | 36 | 6100K019 | R58-A-1-KDP1_SEP | consumption | 2025-10-13 | Mechanical |  | - | 2025-11-08 | 2025-10-25 | 0 | [5 empty] | Work in Process Pick | 8073148
6100K019 | PP12 : SWITCHGEAR - PP12 | SWGR | ROH | DMS 2121 2519-491 | BOLT SOCKET CAP HEAD M10X20 | 36 | 6 | 30 | 6100K019 | R58-A-1-KDP1_SEP | consumption | 2025-10-13 | Mechanical |  | - | 2025-11-08 | 2025-10-25 | 0 | [5 empty] | Work in Process Pick | 8073175
6100K019 | PP12 : SWITCHGEAR - PP12 | SWGR | ROH | DMS 2121 2519-491 | BOLT SOCKET CAP HEAD M10X20 | 30 | 6 | 24 | 6100K019 | R58-A-1-KDP1_SEP | consumption | 2025-10-13 | Mechanical |  | - | 2025-11-08 | 2025-10-25 | 0 | [5 empty] | Work in Process Pick | 8084114
6100K019 | PP12 : SWITCHGEAR - PP12 | SWGR | ROH | DMS 2121 2519-491 | BOLT SOCKET CAP HEAD M10X20 | 24 | 6 | 18 | 6100K019 | R58-A-1-KDP1_SEP | consumption | 2025-10-13 | Mechanical |  | - | 2025-11-08 | 2025-10-25 | 0 | [5 empty] | Work in Process Pick | 8084117
6100K019 | PP12 : SWITCHGEAR - PP12 | SWGR | ROH | DMS 2121 2519-491 | BOLT SOCKET CAP HEAD M10X20 | 18 | 6 | 12 | 6100K019 | R58-A-1-KDP1_SEP | consumption | 2025-10-14 | Mechanical |  | - | 2025-11-08 | 2025-10-25 | 0 | [5 empty] | Work in Process Pick | 8099638
6100K019 | PP12 : SWITCHGEAR - PP12 | SWGR | ROH | DMS 2121 2519-491 | BOLT SOCKET CAP HEAD M10X20 | 12 | 6 | 6 | 6100K019 | R58-A-1-KDP1_SEP | consumption | 2025-10-14 | Mechanical |  | - | 2025-11-08 | 2025-10-25 | 0 | [5 empty] | Work in Process Pick | 8099707
6100K019 | PP12 : SWITCHGEAR - PP12 | SWGR | ROH | DMS 2121 2519-491 | BOLT SOCKET CAP HEAD M10X20 | 6 | 6 | 0 | 6100K019 | R58-A-1-KDP1_SEP | consumption | 2025-10-14 | Mechanical |  | - | 2025-11-08 | 2025-10-25 | 0 | [5 empty] | Work in Process Pick | 8108521
6100K019 | PP12 : SWITCHGEAR - PP12 | SWGR | ROH | DMS 2121 2519-491 | BOLT SOCKET CAP HEAD M10X20 | 48 | 6 | 42 | 6100K019 | R58-A-1-KDP1_SEP | consumption | 2025-10-14 | C&D |  | - | 2025-11-08 | 2025-10-25 | 0 | [5 empty] | Work in Process Pick | 8108617
6100K019 | PP12 : SWITCHGEAR - PP12 | SWGR | ROH | DMS 2121 2519-491 | BOLT SOCKET CAP HEAD M10X20 | 42 | 6 | 36 | 6100K019 | R58-A-1-KDP1_SEP | consumption | 2025-10-15 | C&D |  | - | 2025-11-08 | 2025-10-25 | 0 | [5 empty] | Work in Process Pick | 8120617
6100K019 | PP12 : SWITCHGEAR - PP12 | SWGR | ROH | DMS 2121 2519-491 | BOLT SOCKET CAP HEAD M10X20 | 36 | 6 | 30 | 6100K019 | R58-A-1-KDP1_SEP | consumption | 2025-10-15 | C&D |  | - | 2025-11-08 | 2025-10-25 | 0 | [5 empty] | Work in Process Pick | 8120647
6100K019 | PP12 : SWITCHGEAR - PP12 | SWGR | ROH | DMS 2121 2519-491 | BOLT SOCKET CAP HEAD M10X20 | 30 | 30 | 0 | free_stock | R58-A-1-KDP1_SEP | inventory | 2025-10-28 | C&D |  | - | 2025-11-08 | 2025-10-25 | 0
6100K019 | PP12 : SWITCHGEAR - PP12 | SWGR | ROH | DMS 2121 2519-493 | BOLT SOCKET CAP M10X25 | 192 | 35 | 157 | 6100K019 | R58-A-1-KDP1_SEP | consumption | 2025-10-13 | C&D |  | - | 2025-11-08 | 2025-10-25 | 0 | [5 empty] | Work in Process Pick | 8073142
6100K019 | PP12 : SWITCHGEAR - PP12 | SWGR | ROH | DMS 2121 2519-493 | BOLT SOCKET CAP M10X25 | 157 | 35 | 122 | 6100K019 | R58-A-1-KDP1_SEP | consumption | 2025-10-13 | C&D |  | - | 2025-11-08 | 2025-10-25 | 0 | [5 empty] | Work in Process Pick | 8073157
6100K019 | PP12 : SWITCHGEAR - PP12 | SWGR | ROH | DMS 2121 2519-493 | BOLT SOCKET CAP M10X25 | 122 | 35 | 87 | 6100K019 | R58-A-1-KDP1_SEP | consumption | 2025-10-13 | C&D |  | - | 2025-11-08 | 2025-10-25 | 0 | [5 empty] | Work in Process Pick | 8084120
6100K019 | PP12 : SWITCHGEAR - PP12 | SWGR | ROH | DMS 2121 2519-493 | BOLT SOCKET CAP M10X25 | 87 | 35 | 52 | 6100K019 | R58-A-1-KDP1_SEP | consumption | 2025-10-13 | C&D |  | - | 2025-11-08 | 2025-10-25 | 0 | [5 empty] | Work in Process Pick | 8084123
6100K019 | PP12 : SWITCHGEAR - PP12 | SWGR | ROH | DMS 2121 2519-493 | BOLT SOCKET CAP M10X25 | 52 | 47 | 5 | 6100K019 | R58-A-1-KDP1_SEP | consumption | 2025-10-14 | C&D |  | - | 2025-11-08 | 2025-10-25 | 0 | [5 empty] | Work in Process Pick | 8108527
6100K019 | PP12 : SWITCHGEAR - PP12 | SWGR | ROH | DMS 2121 2519-493 | BOLT SOCKET CAP M10X25 | 5 | 5 | 0 | 6100K019 | R58-A-1-KDP1_SEP | consumption | 2025-10-14 | C&D |  | - | 2025-11-08 | 2025-10-25 | 0 | [5 empty] | Work in Process Pick | 8108620
6100K019 | PP12 : SWITCHGEAR - PP12 | SWGR | ROH | DMS 2121 2519-493 | BOLT SOCKET CAP M10X25 | 311 | 30 | 281 | 6100K019 | R58-A-1-KDP1_SEP | consumption | 2025-10-14 | Mechanical |  | - | 2025-11-08 | 2025-10-25 | 0 | [5 empty] | Work in Process Pick | 8108620
6100K019 | PP12 : SWITCHGEAR - PP12 | SWGR | ROH | DMS 2121 2519-493 | BOLT SOCKET CAP M10X25 | 281 | 29 | 252 | 6100K019 | R58-A-1-KDP1_SEP | consumption | 2025-10-14 | Mechanical |  | - | 2025-11-08 | 2025-10-25 | 0 | [5 empty] | Work in Process Pick | 8099641
6100K019 | PP12 : SWITCHGEAR - PP12 | SWGR | ROH | DMS 2121 2519-493 | BOLT SOCKET CAP M10X25 | 252 | 29 | 223 | 6100K019 | R58-A-1-KDP1_SEP | consumption | 2025-10-14 | Mechanical |  | - | 2025-11-08 | 2025-10-25 | 0 | [5 empty] | Work in Process Pick | 8099701
6100K019 | PP12 : SWITCHGEAR - PP12 | SWGR | ROH | DMS 2121 2519-493 | BOLT SOCKET CAP M10X25 | 223 | 29 | 194 | 6100K019 | R58-A-1-KDP1_SEP | consumption | 2025-10-15 | Mechanical |  | - | 2025-11-08 | 2025-10-25 | 0 | [5 empty] | Work in Process Pick | 8119997
6100K019 | PP12 : SWITCHGEAR - PP12 | SWGR | ROH | DMS 2121 2519-493 | BOLT SOCKET CAP M10X25 | 194 | 29 | 165 | 6100K019 | R58-A-1-KDP1_SEP | consumption | 2025-10-15 | Mechanical |  | - | 2025-11-08 | 2025-10-25 | 0 | [5 empty] | Work in Process Pick | 8120003
6100K019 | PP12 : SWITCHGEAR - PP12 | SWGR | ROH | DMS 2121 2519-493 | BOLT SOCKET CAP M10X25 | 165 | 165 | 0 | free_stock | R58-A-1-KDP1_SEP | inventory | 2025-10-28 | Mechanical |  | - | 2025-11-08 | 2025-10-25 | 0
6100K019 | PP12 : SWITCHGEAR - PP12 | SWGR | ROH | DMS 2121 2519-495 | BOLT SOCKET CAP HEAD M10X30 | 28 | 4 | 24 | 6100K019 | R58-A-1-KDP1_SEP | consumption | 2025-10-13 | Mechanical |  | - | 2025-11-08 | 2025-10-25 | 0 | [5 empty] | Work in Process Pick | 8073130
6100K019 | PP12 : SWITCHGEAR - PP12 | SWGR | ROH | DMS 2121 2519-495 | BOLT SOCKET CAP HEAD M10X30 | 24 | 4 | 20 | 6100K019 | R58-A-1-KDP1_SEP | consumption | 2025-10-13 | Mechanical |  | - | 2025-11-08 | 2025-10-25 | 0 | [5 empty] | Work in Process Pick | 8073178
6100K019 | PP12 : SWITCHGEAR - PP12 | SWGR | ROH | DMS 2121 2519-495 | BOLT SOCKET CAP HEAD M10X30 | 20 | 4 | 16 | 6100K019 | R58-A-1-KDP1_SEP | consumption | 2025-10-13 | Mechanical |  | - | 2025-11-08 | 2025-10-25 | 0 | [5 empty] | Work in Process Pick | 8084126
6100K019 | PP12 : SWITCHGEAR - PP12 | SWGR | ROH | DMS 2121 2519-495 | BOLT SOCKET CAP HEAD M10X30 | 16 | 4 | 12 | 6100K019 | R58-A-1-KDP1_SEP | consumption | 2025-10-13 | Mechanical |  | - | 2025-11-08 | 2025-10-25 | 0 | [5 empty] | Work in Process Pick | 8084129
6100K019 | PP12 : SWITCHGEAR - PP12 | SWGR | ROH | DMS 2121 2519-495 | BOLT SOCKET CAP HEAD M10X30 | 12 | 4 | 8 | 6100K019 | R58-A-1-KDP1_SEP | consumption | 2025-10-14 | Mechanical |  | - | 2025-11-08 | 2025-10-25 | 0 | [5 empty] | Work in Process Pick | 8099611
6100K019 | PP12 : SWITCHGEAR - PP12 | SWGR | ROH | DMS 2121 2519-495 | BOLT SOCKET CAP HEAD M10X30 | 8 | 4 | 4 | 6100K019 | R58-A-1-KDP1_SEP | consumption | 2025-10-14 | Mechanical |  | - | 2025-11-08 | 2025-10-25 | 0 | [5 empty] | Work in Process Pick | 8099644
6100K019 | PP12 : SWITCHGEAR - PP12 | SWGR | ROH | DMS 2121 2519-495 | BOLT SOCKET CAP HEAD M10X30 | 4 | 4 | 0 | 6100K019 | R58-A-1-KDP1_SEP | consumption | 2025-10-14 | Mechanical |  | - | 2025-11-08 | 2025-10-25 | 0 | [5 empty] | Work in Process Pick | 8108584
6100K019 | PP12 : SWITCHGEAR - PP12 | SWGR | ROH | DMS 2121 2519-495 | BOLT SOCKET CAP HEAD M10X30 | 60 | 4 | 56 | 6100K019 | R58-A-1-KDP1_SEP | consumption | 2025-10-14 | C&D |  | - | 2025-11-08 | 2025-10-25 | 0 | [5 empty] | Work in Process Pick | 8108623
6100K019 | PP12 : SWITCHGEAR - PP12 | SWGR | ROH | DMS 2121 2519-495 | BOLT SOCKET CAP HEAD M10X30 | 56 | 4 | 52 | 6100K019 | R58-A-1-KDP1_SEP | consumption | 2025-10-15 | C&D |  | - | 2025-11-08 | 2025-10-25 | 0 | [5 empty] | Work in Process Pick | 8119985
6100K019 | PP12 : SWITCHGEAR - PP12 | SWGR | ROH | DMS 2121 2519-495 | BOLT SOCKET CAP HEAD M10X30 | 52 | 4 | 48 | 6100K019 | R58-A-1-KDP1_SEP | consumption | 2025-10-15 | C&D |  | - | 2025-11-08 | 2025-10-25 | 0 | [5 empty] | Work in Process Pick | 8120006
6100K019 | PP12 : SWITCHGEAR - PP12 | SWGR | ROH | DMS 2121 2519-495 | BOLT SOCKET CAP HEAD M10X30 | 48 | 48 | 0 | free_stock | R58-A-1-KDP1_SEP | inventory | 2025-10-28 | C&D |  | - | 2025-11-08 | 2025-10-25 | 0
6100K019 | PP12 : SWITCHGEAR - PP12 | SWGR | ROH | DMS 2121 2519-497 | BOLT SOCKET CAP HEAD M10X35 | 82 | 29 | 53 | 6100K019 | R58-A-1-KDP1_SEP | consumption | 2025-10-13 | C&D |  | - | 2025-11-08 | 2025-10-25 | 0 | [5 empty] | Work in Process Pick | 8073136
6100K019 | PP12 : SWITCHGEAR - PP12 | SWGR | ROH | DMS 2121 2519-497 | BOLT SOCKET CAP HEAD M10X35 | 53 | 29 | 24 | 6100K019 | R58-A-1-KDP1_SEP | consumption | 2025-10-13 | C&D |  | - | 2025-11-08 | 2025-10-25 | 0 | [5 empty] | Work in Process Pick | 8084135
6100K019 | PP12 : SWITCHGEAR - PP12 | SWGR | ROH | DMS 2121 2519-497 | BOLT SOCKET CAP HEAD M10X35 | 24 | 17 | 7 | 6100K019 | R58-A-1-KDP1_SEP | consumption | 2025-10-13 | C&D |  | - | 2025-11-08 | 2025-10-25 | 0 | [5 empty] | Work in Process Pick | 8073181
6100K019 | PP12 : SWITCHGEAR - PP12 | SWGR | ROH | DMS 2121 2519-497 | BOLT SOCKET CAP HEAD M10X35 | 7 | 7 | 0 | 6100K019 | R58-A-1-KDP1_SEP | consumption | 2025-10-13 | C&D |  | - | 2025-11-08 | 2025-10-25 | 0 | [5 empty] | Work in Process Pick | 8084132
6100K019 | PP12 : SWITCHGEAR - PP12 | SWGR | ROH | DMS 2121 2519-497 | BOLT SOCKET CAP HEAD M10X35 | 157 | 10 | 147 | 6100K019 | R58-A-1-KDP1_SEP | consumption | 2025-10-13 | Mechanical |  | - | 2025-11-08 | 2025-10-25 | 0 | [5 empty] | Work in Process Pick | 8084132
6100K019 | PP12 : SWITCHGEAR - PP12 | SWGR | ROH | DMS 2121 2519-497 | BOLT SOCKET CAP HEAD M10X35 | 147 | 29 | 118 | 6100K019 | R58-A-1-KDP1_SEP | consumption | 2025-10-14 | Mechanical |  | - | 2025-11-08 | 2025-10-25 | 0 | [5 empty] | Work in Process Pick | 8108458
6100K019 | PP12 : SWITCHGEAR - PP12 | SWGR | ROH | DMS 2121 2519-497 | BOLT SOCKET CAP HEAD M10X35 | 118 | 17 | 101 | 6100K019 | R58-A-1-KDP1_SEP | consumption | 2025-10-14 | Mechanical |  | - | 2025-11-08 | 2025-10-25 | 0 | [5 empty] | Work in Process Pick | 8108626
6100K019 | PP12 : SWITCHGEAR - PP12 | SWGR | ROH | DMS 2121 2519-497 | BOLT SOCKET CAP HEAD M10X35 | 101 | 5 | 96 | 6100K019 | R58-A-1-KDP1_SEP | consumption | 2025-10-14 | Mechanical |  | - | 2025-11-08 | 2025-10-25 | 0 | [5 empty] | Work in Process Pick | 8099647
6100K019 | PP12 : SWITCHGEAR - PP12 | SWGR | ROH | DMS 2121 2519-497 | BOLT SOCKET CAP HEAD M10X35 | 96 | 3 | 93 | 6100K019 | R58-A-1-KDP1_SEP | consumption | 2025-10-14 | Mechanical |  | - | 2025-11-08 | 2025-10-25 | 0 | [5 empty] | Work in Process Pick | 8099665
6100K019 | PP12 : SWITCHGEAR - PP12 | SWGR | ROH | DMS 2121 2519-497 | BOLT SOCKET CAP HEAD M10X35 | 93 | 21 | 72 | 6100K019 | R58-A-1-KDP1_SEP | consumption | 2025-10-15 | Mechanical |  | - | 2025-11-08 | 2025-10-25 | 0 | [5 empty] | Work in Process Pick | 8119991
6100K019 | PP12 : SWITCHGEAR - PP12 | SWGR | ROH | DMS 2121 2519-497 | BOLT SOCKET CAP HEAD M10X35 | 72 | 21 | 51 | 6100K019 | R58-A-1-KDP1_SEP | consumption | 2025-10-15 | Mechanical |  | - | 2025-11-08 | 2025-10-25 | 0 | [5 empty] | Work in Process Pick | 8120012
6100K019 | PP12 : SWITCHGEAR - PP12 | SWGR | ROH | DMS 2121 2519-497 | BOLT SOCKET CAP HEAD M10X35 | 51 | 51 | 0 | free_stock | R58-A-1-KDP1_SEP | inventory | 2025-10-28 | Mechanical |  | - | 2025-11-08 | 2025-10-25 | 0
6100K019 | PP12 : SWITCHGEAR - PP12 | SWGR | ROH | DMS 2121 2519-499 | BOLT SOCKET CAP HEAD M10X40 | 27 | 3 | 24 | 6100K019 | R58-A-1-KDP1_SEP | consumption | 2025-10-15 | C&D |  | - | 2025-11-08 | 2025-10-25 | 0 | [5 empty] | Work in Process Pick | 8120000
6100K019 | PP12 : SWITCHGEAR - PP12 | SWGR | ROH | DMS 2121 2519-499 | BOLT SOCKET CAP HEAD M10X40 | 24 | 3 | 21 | 6100K019 | R58-A-1-KDP1_SEP | consumption | 2025-10-15 | C&D |  | - | 2025-11-08 | 2025-10-25 | 0 | [5 empty] | Work in Process Pick | 8120015
6100K019 | PP12 : SWITCHGEAR - PP12 | SWGR | ROH | DMS 2121 2519-499 | BOLT SOCKET CAP HEAD M10X40 | 21 | 21 | 0 | free_stock | R58-A-1-KDP1_SEP | inventory | 2025-10-28 | C&D |  | - | 2025-11-08 | 2025-10-25 | 0
6100K019 | PP12 : SWITCHGEAR - PP12 | SWGR | ROH | DMS 2121 2519-499 | BOLT SOCKET CAP HEAD M10X40 | 111 | 51 | 60 | free_stock | R58-A-1-KDP1_SEP | inventory | 2025-10-28 | Mechanical |  | - | 2025-11-08 | 2025-10-25 | 0
6100K019 | PP12 : SWITCHGEAR - PP12 | SWGR | ROH | DMS 2121 2519-499 | BOLT SOCKET CAP HEAD M10X40 | 60 | 38 | 22 | 606PD013 | R13-S-1-KDP1_SEP | inventory | 2025-10-28 | Mechanical |  | - | 2025-11-08 | 2025-10-25 | 0
6100K019 | PP12 : SWITCHGEAR - PP12 | SWGR | ROH | DMS 2121 2519-499 | BOLT SOCKET CAP HEAD M10X40 | 22 | 6 | 16 | free_stock | 1-1-1-1 | inventory | 2025-10-28 | Mechanical |  | - | 2025-11-08 | 2025-10-25 | 0
6100K019 | PP12 : SWITCHGEAR - PP12 | SWGR | ROH | DMS 2121 2519-500 | BOLT SOCKET CAP HEAD M10X45 | 66 | 12 | 54 | 6100K019 | R58-A-1-KDP1_SEP | consumption | 2025-10-13 | C&D |  | - | 2025-11-08 | 2025-10-25 | 0 | [5 empty] | Work in Process Pick | 8074234
6100K019 | PP12 : SWITCHGEAR - PP12 | SWGR | ROH | DMS 2121 2519-500 | BOLT SOCKET CAP HEAD M10X45 | 54 | 12 | 42 | 6100K019 | R58-A-1-KDP1_SEP | consumption | 2025-10-14 | C&D |  | - | 2025-11-08 | 2025-10-25 | 0 | [5 empty] | Work in Process Pick | 8108629
6100K019 | PP12 : SWITCHGEAR - PP12 | SWGR | ROH | DMS 2121 2519-500 | BOLT SOCKET CAP HEAD M10X45 | 42 | 12 | 30 | 6100K019 | R58-A-1-KDP1_SEP | consumption | 2025-10-16 | C&D |  | - | 2025-11-08 | 2025-10-25 | 0 | [5 empty] | Work in Process Pick | 8150260
6100K019 | PP12 : SWITCHGEAR - PP12 | SWGR | ROH | DMS 2121 2519-500 | BOLT SOCKET CAP HEAD M10X45 | 30 | 30 | 0 | free_stock | R58-A-1-KDP1_SEP | inventory | 2025-10-28 | C&D |  | - | 2025-11-08 | 2025-10-25 | 0
6100K019 | PP12 : SWITCHGEAR - PP12 | SWGR | ROH | DMS 2121 2519-505 | CHEESE HEAD BOLT M10X70 | 36 | 12 | 24 | 6100K019 | R13-S-1-KDP1_SEP | consumption | 2025-10-13 | LAX |  | - | 2025-11-08 | 2025-10-25 | 0 | [5 empty] | Work in Process Pick | 8070988
6100K019 | PP12 : SWITCHGEAR - PP12 | SWGR | ROH | DMS 2121 2519-505 | CHEESE HEAD BOLT M10X70 | 24 | 12 | 12 | 6100K019 | R13-S-1-KDP1_SEP | consumption | 2025-10-14 | LAX |  | - | 2025-11-08 | 2025-10-25 | 0 | [5 empty] | Work in Process Pick | 8107716
6100K019 | PP12 : SWITCHGEAR - PP12 | SWGR | ROH | DMS 2121 2519-505 | CHEESE HEAD BOLT M10X70 | 12 | 12 | 0 | 6100K019 | R13-S-1-KDP1_SEP | consumption | 2025-10-16 | LAX |  | - | 2025-11-08 | 2025-10-25 | 0 | [5 empty] | Work in Process Pick | 8150347
6100K019 | PP12 : SWITCHGEAR - PP12 | SWGR | ROH | DMS 2121 2519-508 | BOLT SOCKET CAP HEAD M10X100 | 27 | 9 | 18 | 6100K019 | R58-A-1-KDP1_SEP | consumption | 2025-10-13 | C&D |  | - | 2025-11-08 | 2025-10-25 | 0 | [5 empty] | Work in Process Pick | 8074231
6100K019 | PP12 : SWITCHGEAR - PP12 | SWGR | ROH | DMS 2121 2519-508 | BOLT SOCKET CAP HEAD M10X100 | 18 | 9 | 9 | 6100K019 | R58-A-1-KDP1_SEP | consumption | 2025-10-13 | C&D |  | - | 2025-11-08 | 2025-10-25 | 0 | [5 empty] | Work in Process Pick | 8074237
6100K019 | PP12 : SWITCHGEAR - PP12 | SWGR | ROH | DMS 2121 2519-508 | BOLT SOCKET CAP HEAD M10X100 | 9 | 9 | 0 | 6100K019 | R58-A-1-KDP1_SEP | consumption | 2025-10-14 | C&D |  | - | 2025-11-08 | 2025-10-25 | 0 | [5 empty] | Work in Process Pick | 8108512
6100K019 | PP12 : SWITCHGEAR - PP12 | SWGR | ROH | DMS 2121 2519-508 | BOLT SOCKET CAP HEAD M10X100 | 45 | 9 | 36 | 6100K019 | R58-A-1-KDP1_SEP | consumption | 2025-10-14 | Mechanical |  | - | 2025-11-08 | 2025-10-25 | 0 | [5 empty] | Work in Process Pick | 8108632
6100K019 | PP12 : SWITCHGEAR - PP12 | SWGR | ROH | DMS 2121 2519-508 | BOLT SOCKET CAP HEAD M10X100 | 36 | 9 | 27 | 6100K019 | R58-A-1-KDP1_SEP | consumption | 2025-10-16 | Mechanical |  | - | 2025-11-08 | 2025-10-25 | 0 | [5 empty] | Work in Process Pick | 8150200
6100K019 | PP12 : SWITCHGEAR - PP12 | SWGR | ROH | DMS 2121 2519-508 | BOLT SOCKET CAP HEAD M10X100 | 27 | 9 | 18 | 6100K019 | R58-A-1-KDP1_SEP | consumption | 2025-10-16 | Mechanical |  | - | 2025-11-08 | 2025-10-25 | 0 | [5 empty] | Work in Process Pick | 8150263
6100K019 | PP12 : SWITCHGEAR - PP12 | SWGR | ROH | DMS 2121 2519-508 | BOLT SOCKET CAP HEAD M10X100 | 18 | 18 | 0 | free_stock | R58-A-1-KDP1_SEP | inventory | 2025-10-28 | Mechanical |  | - | 2025-11-08 | 2025-10-25 | 0
6100K019 | PP12 : SWITCHGEAR - PP12 | SWGR | ROH | DMS 2121 2519-531 | BOLT SOCKET CAP M12X16 (C.H.) | 4 | 1 | 3 | 6100K019 | R13-S-1-KDP1_SEP | consumption | 2025-10-16 | C&D |  | - | 2025-11-08 | 2025-10-25 | 0 | [5 empty] | Work in Process Pick | 8140317
6100K019 | PP12 : SWITCHGEAR - PP12 | SWGR | ROH | DMS 2121 2519-531 | BOLT SOCKET CAP M12X16 (C.H.) | 3 | 1 | 2 | 6100K019 | R13-S-1-KDP1_SEP | consumption | 2025-10-16 | C&D |  | - | 2025-11-08 | 2025-10-25 | 0 | [5 empty] | Work in Process Pick | 8140344
6100K019 | PP12 : SWITCHGEAR - PP12 | SWGR | ROH | DMS 2121 2519-531 | BOLT SOCKET CAP M12X16 (C.H.) | 2 | 2 | 0 | free_stock | R13-S-1-KDP1_SEP | inventory | 2025-10-28 | C&D |  | - | 2025-11-08 | 2025-10-25 | 0
6100K019 | PP12 : SWITCHGEAR - PP12 | SWGR | ROH | DMS 2121 2519-531 | BOLT SOCKET CAP M12X16 (C.H.) | 5 | 5 | 0 | free_stock | R13-S-1-KDP1_SEP | inventory | 2025-10-28 | Mechanical |  | - | 2025-11-08 | 2025-10-25 | 0
6100K019 | PP12 : SWITCHGEAR - PP12 | SWGR | ROH | DMS 2121 2519-532 | BOLT SOCKET CAP M12X20 | 13 | 5 | 8 | 6100K019 | R58-A-1-KDP1_SEP | consumption | 2025-10-14 | C&D |  | - | 2025-11-08 | 2025-10-25 | 0 | [5 empty] | Work in Process Pick | 8099617
6100K019 | PP12 : SWITCHGEAR - PP12 | SWGR | ROH | DMS 2121 2519-532 | BOLT SOCKET CAP M12X20 | 8 | 5 | 3 | 6100K019 | R58-A-1-KDP1_SEP | consumption | 2025-10-14 | C&D |  | - | 2025-11-08 | 2025-10-25 | 0 | [5 empty] | Work in Process Pick | 8099650
6100K019 | PP12 : SWITCHGEAR - PP12 | SWGR | ROH | DMS 2121 2519-532 | BOLT SOCKET CAP M12X20 | 3 | 1 | 2 | 6100K019 | R58-A-1-KDP1_SEP | consumption | 2025-10-14 | C&D |  | - | 2025-11-08 | 2025-10-25 | 0 | [5 empty] | Work in Process Pick | 8108452
6100K019 | PP12 : SWITCHGEAR - PP12 | SWGR | ROH | DMS 2121 2519-532 | BOLT SOCKET CAP M12X20 | 2 | 1 | 1 | 6100K019 | R58-A-1-KDP1_SEP | consumption | 2025-10-14 | C&D |  | - | 2025-11-08 | 2025-10-25 | 0 | [5 empty] | Work in Process Pick | 8108635
6100K019 | PP12 : SWITCHGEAR - PP12 | SWGR | ROH | DMS 2121 2519-532 | BOLT SOCKET CAP M12X20 | 1 | 1 | 0 | 6100K019 | R58-A-1-KDP1_SEP | consumption | 2025-10-15 | C&D |  | - | 2025-11-08 | 2025-10-25 | 0 | [5 empty] | Work in Process Pick | 8119988
6100K019 | PP12 : SWITCHGEAR - PP12 | SWGR | ROH | DMS 2121 2519-532 | BOLT SOCKET CAP M12X20 | 15 | 5 | 10 | 6100K019 | R58-A-1-KDP1_SEP | consumption | 2025-10-15 | Mechanical |  | - | 2025-11-08 | 2025-10-25 | 0 | [5 empty] | Work in Process Pick | 8120018
6100K019 | PP12 : SWITCHGEAR - PP12 | SWGR | ROH | DMS 2121 2519-532 | BOLT SOCKET CAP M12X20 | 10 | 4 | 6 | 6100K019 | R58-A-1-KDP1_SEP | consumption | 2025-10-15 | Mechanical |  | - | 2025-11-08 | 2025-10-25 | 0 | [5 empty] | Work in Process Pick | 8119988
6100K019 | PP12 : SWITCHGEAR - PP12 | SWGR | ROH | DMS 2121 2519-532 | BOLT SOCKET CAP M12X20 | 6 | 1 | 5 | 6100K019 | R58-A-1-KDP1_SEP | consumption | 2025-10-15 | Mechanical |  | - | 2025-11-08 | 2025-10-25 | 0 | [5 empty] | Work in Process Pick | 8128816
6100K019 | PP12 : SWITCHGEAR - PP12 | SWGR | ROH | DMS 2121 2519-532 | BOLT SOCKET CAP M12X20 | 5 | 5 | 0 | free_stock | R58-A-1-KDP1_SEP | inventory | 2025-10-28 | Mechanical |  | - | 2025-11-08 | 2025-10-25 | 0
6100K019 | PP12 : SWITCHGEAR - PP12 | SWGR | ROH | DMS 2121 2519-534 | BOLT SOCKET CAP HEAD M12X25 | 3 | 3 | 0 | 6100K019 | R58-O-1-KDP1_SEP | consumption | 2025-10-15 | C&D |  | - | 2025-11-08 | 2025-10-25 | 0 | [5 empty] | Work in Process Pick | 8127313
6100K019 | PP12 : SWITCHGEAR - PP12 | SWGR | ROH | DMS 2121 2519-534 | BOLT SOCKET CAP HEAD M12X25 | 5 | 3 | 2 | 6100K019 | R58-O-1-KDP1_SEP | consumption | 2025-10-15 | Mechanical |  | - | 2025-11-08 | 2025-10-25 | 0 | [5 empty] | Work in Process Pick | 8127319
6100K019 | PP12 : SWITCHGEAR - PP12 | SWGR | ROH | DMS 2121 2519-534 | BOLT SOCKET CAP HEAD M12X25 | 2 | 2 | 0 | free_stock | R58-O-1-KDP1_SEP | inventory | 2025-10-28 | Mechanical |  | - | 2025-11-08 | 2025-10-25 | 0
6100K019 | PP12 : SWITCHGEAR - PP12 | SWGR | ROH | DMS 2121 2519-538 | BOLT SOCKET CAP HEAD M12X35 | 114 | 27 | 87 | 6100K019 | R58-A-1-KDP1_SEP | consumption | 2025-10-13 | C&D |  | - | 2025-11-08 | 2025-10-25 | 0 | [5 empty] | Work in Process Pick | 8074598
6100K019 | PP12 : SWITCHGEAR - PP12 | SWGR | ROH | DMS 2121 2519-538 | BOLT SOCKET CAP HEAD M12X35 | 87 | 33 | 54 | 6100K019 | R58-A-1-KDP1_SEP | consumption | 2025-10-14 | C&D |  | - | 2025-11-08 | 2025-10-25 | 0 | [5 empty] | Work in Process Pick | 8108638
6100K019 | PP12 : SWITCHGEAR - PP12 | SWGR | ROH | DMS 2121 2519-538 | BOLT SOCKET CAP HEAD M12X35 | 54 | 27 | 27 | 6100K019 | R58-A-1-KDP1_SEP | consumption | 2025-10-14 | C&D |  | - | 2025-11-08 | 2025-10-25 | 0 | [5 empty] | Work in Process Pick | 8108461
6100K019 | PP12 : SWITCHGEAR - PP12 | SWGR | ROH | DMS 2121 2519-538 | BOLT SOCKET CAP HEAD M12X35 | 27 | 1 | 26 | 6100K019 | R58-A-1-KDP1_SEP | consumption | 2025-10-14 | C&D |  | - | 2025-11-08 | 2025-10-25 | 0 | [5 empty] | Work in Process Pick | 8099626
6100K019 | PP12 : SWITCHGEAR - PP12 | SWGR | ROH | DMS 2121 2519-538 | BOLT SOCKET CAP HEAD M12X35 | 26 | 1 | 25 | 6100K019 | R58-A-1-KDP1_SEP | consumption | 2025-10-14 | C&D |  | - | 2025-11-08 | 2025-10-25 | 0 | [5 empty] | Work in Process Pick | 8099686
6100K019 | PP12 : SWITCHGEAR - PP12 | SWGR | ROH | DMS 2121 2519-538 | BOLT SOCKET CAP HEAD M12X35 | 25 | 13 | 12 | 6100K019 | R58-A-1-KDP1_SEP | consumption | 2025-10-15 | C&D |  | - | 2025-11-08 | 2025-10-25 | 0 | [5 empty] | Work in Process Pick | 8119994
6100K019 | PP12 : SWITCHGEAR - PP12 | SWGR | ROH | DMS 2121 2519-538 | BOLT SOCKET CAP HEAD M12X35 | 12 | 12 | 0 | 6100K019 | R58-A-1-KDP1_SEP | consumption | 2025-10-15 | C&D |  | - | 2025-11-08 | 2025-10-25 | 0 | [5 empty] | Work in Process Pick | 8120021
6100K019 | PP12 : SWITCHGEAR - PP12 | SWGR | ROH | DMS 2121 2519-538 | BOLT SOCKET CAP HEAD M12X35 | 155 | 1 | 154 | 6100K019 | R58-A-1-KDP1_SEP | consumption | 2025-10-15 | Mechanical |  | - | 2025-11-08 | 2025-10-25 | 0 | [5 empty] | Work in Process Pick | 8120021
6100K019 | PP12 : SWITCHGEAR - PP12 | SWGR | ROH | DMS 2121 2519-538 | BOLT SOCKET CAP HEAD M12X35 | 154 | 154 | 0 | free_stock | R58-A-1-KDP1_SEP | inventory | 2025-10-28 | Mechanical |  | - | 2025-11-08 | 2025-10-25 | 0
6100K019 | PP12 : SWITCHGEAR - PP12 | SWGR | ROH | DMS 2121 2519-540 | BOLT SOCKET CAP HEAD M12X40 | 13 | 3 | 10 | 6100K019 | R14-I-1-KDP1_SEP | consumption | 2025-10-13 | C&D |  | - | 2025-11-08 | 2025-10-25 | 0 | [5 empty] | Work in Process Pick | 8087182
6100K019 | PP12 : SWITCHGEAR - PP12 | SWGR | ROH | DMS 2121 2519-540 | BOLT SOCKET CAP HEAD M12X40 | 10 | 10 | 0 | free_stock | R14-I-1-KDP1_SEP | inventory | 2025-10-28 | C&D |  | - | 2025-11-08 | 2025-10-25 | 0
6100K019 | PP12 : SWITCHGEAR - PP12 | SWGR | ROH | DMS 2121 2519-540 | BOLT SOCKET CAP HEAD M12X40 | 22 | 13 | 9 | free_stock | R14-I-1-KDP1_SEP | inventory | 2025-10-28 | Mechanical |  | - | 2025-11-08 | 2025-10-25 | 0
6100K019 | PP12 : SWITCHGEAR - PP12 | SWGR | ROH | DMS 2121 2519-540 | BOLT SOCKET CAP HEAD M12X40 | 9 | 3 | 6 | free_stock | 1-1-1-1 | inventory | 2025-10-28 | Mechanical |  | - | 2025-11-08 | 2025-10-25 | 0
6100K019 | PP12 : SWITCHGEAR - PP12 | SWGR | ROH | DMS 2121 2519-541 | BOLT SOCKET CAP M12X45 | 36 | 12 | 24 | 6100K019 | R58-A-1-KDP1_SEP | consumption | 2025-10-13 | Mechanical |  | - | 2025-11-08 | 2025-10-25 | 0 | [5 empty] | Work in Process Pick | 8074646
6100K019 | PP12 : SWITCHGEAR - PP12 | SWGR | ROH | DMS 2121 2519-541 | BOLT SOCKET CAP M12X45 | 24 | 6 | 18 | 6100K019 | R58-A-1-KDP1_SEP | consumption | 2025-10-13 | Mechanical |  | - | 2025-11-08 | 2025-10-25 | 0 | [5 empty] | Work in Process Pick | 8074631
6100K019 | PP12 : SWITCHGEAR - PP12 | SWGR | ROH | DMS 2121 2519-541 | BOLT SOCKET CAP M12X45 | 18 | 12 | 6 | 6100K019 | R58-A-1-KDP1_SEP | consumption | 2025-10-14 | Mechanical |  | - | 2025-11-08 | 2025-10-25 | 0 | [5 empty] | Work in Process Pick | 8108641
6100K019 | PP12 : SWITCHGEAR - PP12 | SWGR | ROH | DMS 2121 2519-541 | BOLT SOCKET CAP M12X45 | 6 | 6 | 0 | 6100K019 | R58-A-1-KDP1_SEP | consumption | 2025-10-14 | Mechanical |  | - | 2025-11-08 | 2025-10-25 | 0 | [5 empty] | Work in Process Pick | 8108470
6100K019 | PP12 : SWITCHGEAR - PP12 | SWGR | ROH | DMS 2121 2519-541 | BOLT SOCKET CAP M12X45 | 48 | 6 | 42 | 6100K019 | R58-A-1-KDP1_SEP | consumption | 2025-10-15 | C&D |  | - | 2025-11-08 | 2025-10-25 | 0 | [5 empty] | Work in Process Pick | 8120009
6100K019 | PP12 : SWITCHGEAR - PP12 | SWGR | ROH | DMS 2121 2519-541 | BOLT SOCKET CAP M12X45 | 42 | 6 | 36 | 6100K019 | R58-A-1-KDP1_SEP | consumption | 2025-10-15 | C&D |  | - | 2025-11-08 | 2025-10-25 | 0 | [5 empty] | Work in Process Pick | 8120024
6100K019 | PP12 : SWITCHGEAR - PP12 | SWGR | ROH | DMS 2121 2519-541 | BOLT SOCKET CAP M12X45 | 36 | 12 | 24 | 6100K019 | R58-A-1-KDP1_SEP | consumption | 2025-10-16 | C&D |  | - | 2025-11-08 | 2025-10-25 | 0 | [5 empty] | Work in Process Pick | 8150269
6100K019 | PP12 : SWITCHGEAR - PP12 | SWGR | ROH | DMS 2121 2519-541 | BOLT SOCKET CAP M12X45 | 24 | 6 | 18 | 6100K019 | R58-A-1-KDP1_SEP | consumption | 2025-10-16 | C&D |  | - | 2025-11-08 | 2025-10-25 | 0 | [5 empty] | Work in Process Pick | 8150224
6100K019 | PP12 : SWITCHGEAR - PP12 | SWGR | ROH | DMS 2121 2519-541 | BOLT SOCKET CAP M12X45 | 18 | 18 | 0 | free_stock | R58-A-1-KDP1_SEP | inventory | 2025-10-28 | C&D |  | - | 2025-11-08 | 2025-10-25 | 0
6100K019 | PP12 : SWITCHGEAR - PP12 | SWGR | ROH | DMS 2121 2519-542 | BOLT SOCKET CAP HEAD M12X50 | 18 | 18 | 0 | free_stock | R58-A-1-KDP1_SEP | inventory | 2025-10-28 | C&D |  | - | 2025-11-08 | 2025-10-25 | 0
6100K019 | PP12 : SWITCHGEAR - PP12 | SWGR | ROH | DMS 2121 2519-544 | BOLT SOCKET CAP HEAD M12X60 | 12 | 3 | 9 | 6100K019 | R13-S-1-KDP1_SEP | consumption | 2025-10-13 | C&D |  | - | 2025-11-08 | 2025-10-25 | 0 | [5 empty] | Work in Process Pick | 8087185
6100K019 | PP12 : SWITCHGEAR - PP12 | SWGR | ROH | DMS 2121 2519-544 | BOLT SOCKET CAP HEAD M12X60 | 9 | 9 | 0 | free_stock | R13-S-1-KDP1_SEP | inventory | 2025-10-28 | C&D |  | - | 2025-11-08 | 2025-10-25 | 0
6100K019 | PP12 : SWITCHGEAR - PP12 | SWGR | ROH | DMS 2121 2519-627 | BOLT SOCKET CAP HEAD M16X30 (T21216) | 69 | 21 | 48 | 6100K019 | R58-A-1-KDP1_SEP | consumption | 2025-10-13 | C&D |  | - | 2025-11-08 | 2025-10-25 | 0 | [5 empty] | Work in Process Pick | 8074628
6100K019 | PP12 : SWITCHGEAR - PP12 | SWGR | ROH | DMS 2121 2519-627 | BOLT SOCKET CAP HEAD M16X30 (T21216) | 48 | 21 | 27 | 6100K019 | R58-A-1-KDP1_SEP | consumption | 2025-10-13 | C&D |  | - | 2025-11-08 | 2025-10-25 | 0 | [5 empty] | Work in Process Pick | 8074649
6100K019 | PP12 : SWITCHGEAR - PP12 | SWGR | ROH | DMS 2121 2519-627 | BOLT SOCKET CAP HEAD M16X30 (T21216) | 27 | 21 | 6 | 6100K019 | R58-A-1-KDP1_SEP | consumption | 2025-10-14 | C&D |  | - | 2025-11-08 | 2025-10-25 | 0 | [5 empty] | Work in Process Pick | 8108530
6100K019 | PP12 : SWITCHGEAR - PP12 | SWGR | ROH | DMS 2121 2519-627 | BOLT SOCKET CAP HEAD M16X30 (T21216) | 6 | 6 | 0 | 6100K019 | R58-A-1-KDP1_SEP | consumption | 2025-10-14 | C&D |  | - | 2025-11-08 | 2025-10-25 | 0 | [5 empty] | Work in Process Pick | 8108644
6100K019 | PP12 : SWITCHGEAR - PP12 | SWGR | ROH | DMS 2121 2519-627 | BOLT SOCKET CAP HEAD M16X30 (T21216) | 90 | 15 | 75 | 6100K019 | R58-A-1-KDP1_SEP | consumption | 2025-10-14 | Mechanical |  | - | 2025-11-08 | 2025-10-25 | 0 | [5 empty] | Work in Process Pick | 8108644
6100K019 | PP12 : SWITCHGEAR - PP12 | SWGR | ROH | DMS 2121 2519-627 | BOLT SOCKET CAP HEAD M16X30 (T21216) | 75 | 6 | 69 | 6100K019 | R58-A-1-KDP1_SEP | consumption | 2025-10-15 | Mechanical |  | - | 2025-11-08 | 2025-10-25 | 0 | [5 empty] | Work in Process Pick | 8120812
6100K019 | PP12 : SWITCHGEAR - PP12 | SWGR | ROH | DMS 2121 2519-627 | BOLT SOCKET CAP HEAD M16X30 (T21216) | 69 | 6 | 63 | 6100K019 | R58-A-1-KDP1_SEP | consumption | 2025-10-15 | Mechanical |  | - | 2025-11-08 | 2025-10-25 | 0 | [5 empty] | Work in Process Pick | 8120806
6100K019 | PP12 : SWITCHGEAR - PP12 | SWGR | ROH | DMS 2121 2519-627 | BOLT SOCKET CAP HEAD M16X30 (T21216) | 63 | 21 | 42 | 6100K019 | R58-A-1-KDP1_SEP | consumption | 2025-10-16 | Mechanical |  | - | 2025-11-08 | 2025-10-25 | 0 | [5 empty] | Work in Process Pick | 8150203
6100K019 | PP12 : SWITCHGEAR - PP12 | SWGR | ROH | DMS 2121 2519-627 | BOLT SOCKET CAP HEAD M16X30 (T21216) | 42 | 21 | 21 | 6100K019 | R58-A-1-KDP1_SEP | consumption | 2025-10-16 | Mechanical |  | - | 2025-11-08 | 2025-10-25 | 0 | [5 empty] | Work in Process Pick | 8150266
6100K019 | PP12 : SWITCHGEAR - PP12 | SWGR | ROH | DMS 2121 2519-627 | BOLT SOCKET CAP HEAD M16X30 (T21216) | 21 | 21 | 0 | free_stock | R58-A-1-KDP1_SEP | inventory | 2025-10-28 | Mechanical |  | - | 2025-11-08 | 2025-10-25 | 0
6100K019 | PP12 : SWITCHGEAR - PP12 | SWGR | ROH | DMS 2121 2519-628 | BOLT SOCKET CAP HEAD M16X40 | 9 | 9 | 0 | free_stock | R14-I-1-KDP1_SEP | inventory | 2025-10-28 | Mechanical |  | - | 2025-11-08 | 2025-10-25 | 0
6100K019 | PP12 : SWITCHGEAR - PP12 | SWGR | ROH | DMS 2121 2519-628 | BOLT SOCKET CAP HEAD M16X40 | 12 | 12 | 0 | free_stock | R14-I-1-KDP1_SEP | inventory | 2025-10-28 | C&D |  | - | 2025-11-08 | 2025-10-25 | 0
6100K019 | PP12 : SWITCHGEAR - PP12 | SWGR | ROH | DMS 2121 2519-630 | **** USE DMS 2121 2519-430 **** | 9 | 9 | 0 | 6100K019 | R58-A-1-KDP1_SEP | consumption | 2025-10-14 | C&D |  | - | 2025-11-08 | 2025-10-25 | 0 | [5 empty] | Work in Process Pick | 8099572
6100K019 | PP12 : SWITCHGEAR - PP12 | SWGR | ROH | DMS 2121 2519-630 | **** USE DMS 2121 2519-430 **** | 9 | 9 | 0 | 6100K019 | R58-A-1-KDP1_SEP | consumption | 2025-10-14 | Mechanical |  | - | 2025-11-08 | 2025-10-25 | 0 | [5 empty] | Work in Process Pick | 8099632
6100K019 | PP12 : SWITCHGEAR - PP12 | SWGR | ROH | DMS 2121 2711-366 | SCREW COUNTERSUNK HEAD M6X12 | 30 | 4 | 26 | 6100K019 | R14-I-1-KDP1_SEP | consumption | 2025-10-13 | C&D |  | - | 2025-11-08 | 2025-10-25 | 0 | [5 empty] | Work in Process Pick | 8086159
6100K019 | PP12 : SWITCHGEAR - PP12 | SWGR | ROH | DMS 2121 2711-366 | SCREW COUNTERSUNK HEAD M6X12 | 26 | 2 | 24 | 6100K019 | R14-I-1-KDP1_SEP | consumption | 2025-10-13 | C&D |  | - | 2025-11-08 | 2025-10-25 | 0 | [5 empty] | Work in Process Pick | 8086156
6100K019 | PP12 : SWITCHGEAR - PP12 | SWGR | ROH | DMS 2121 2711-366 | SCREW COUNTERSUNK HEAD M6X12 | 24 | 24 | 0 | free_stock | R14-I-1-KDP1_SEP | inventory | 2025-10-28 | C&D |  | - | 2025-11-08 | 2025-10-25 | 0
6100K019 | PP12 : SWITCHGEAR - PP12 | SWGR | ROH | DMS 2121 2711-366 | SCREW COUNTERSUNK HEAD M6X12 | 38 | 38 | 0 | free_stock | R14-I-1-KDP1_SEP | inventory | 2025-10-28 | Mechanical |  | - | 2025-11-08 | 2025-10-25 | 0
6100K019 | PP12 : SWITCHGEAR - PP12 | SWGR | ROH | DMS 2121 2852-536 | COUNTERSUNK ALLEN HEAD M12X30 | 12 | 4 | 8 | 6100K019 | R58-A-1-KDP1_SEP | consumption | 2025-10-13 | LAX |  | - | 2025-11-08 | 2025-10-25 | 0 | [5 empty] | Work in Process Pick | 8074634
6100K019 | PP12 : SWITCHGEAR - PP12 | SWGR | ROH | DMS 2121 2852-536 | COUNTERSUNK ALLEN HEAD M12X30 | 8 | 4 | 4 | 6100K019 | R58-A-1-KDP1_SEP | consumption | 2025-10-14 | LAX |  | - | 2025-11-08 | 2025-10-25 | 0 | [5 empty] | Work in Process Pick | 8108746
6100K019 | PP12 : SWITCHGEAR - PP12 | SWGR | ROH | DMS 2121 2852-536 | COUNTERSUNK ALLEN HEAD M12X30 | 4 | 4 | 0 | 6100K019 | R58-A-1-KDP1_SEP | consumption | 2025-10-16 | LAX |  | - | 2025-11-08 | 2025-10-25 | 0 | [5 empty] | Work in Process Pick | 8150350
6100K019 | PP12 : SWITCHGEAR - PP12 | SWGR | ROH | DMS 2126 2011-111 | NUT, HEX M3 | 6 | 2 | 4 | 6100K019 | R13-S-1-KDP1_SEP | consumption | 2025-10-13 | Mechanical |  | - | 2025-11-08 | 2025-10-25 | 0 | [5 empty] | Work in Process Pick | 8087188
6100K019 | PP12 : SWITCHGEAR - PP12 | SWGR | ROH | DMS 2126 2011-111 | NUT, HEX M3 | 4 | 1 | 3 | 6100K019 | R13-S-1-KDP1_SEP | consumption | 2025-10-13 | Mechanical |  | - | 2025-11-08 | 2025-10-25 | 0 | [5 empty] | Work in Process Pick | 8070973
6100K019 | PP12 : SWITCHGEAR - PP12 | SWGR | ROH | DMS 2126 2011-111 | NUT, HEX M3 | 3 | 1 | 2 | 6100K019 | R13-S-1-KDP1_SEP | consumption | 2025-10-13 | Mechanical |  | - | 2025-11-08 | 2025-10-25 | 0 | [5 empty] | Work in Process Pick | 8070979
6100K019 | PP12 : SWITCHGEAR - PP12 | SWGR | ROH | DMS 2126 2011-111 | NUT, HEX M3 | 2 | 1 | 1 | 6100K019 | R13-S-1-KDP1_SEP | consumption | 2025-10-14 | Mechanical |  | - | 2025-11-08 | 2025-10-25 | 0 | [5 empty] | Work in Process Pick | 8107629
6100K019 | PP12 : SWITCHGEAR - PP12 | SWGR | ROH | DMS 2126 2011-111 | NUT, HEX M3 | 1 | 1 | 0 | 6100K019 | R13-S-1-KDP1_SEP | consumption | 2025-10-14 | Mechanical |  | - | 2025-11-08 | 2025-10-25 | 0 | [5 empty] | Work in Process Pick | 8107677
6100K019 | PP12 : SWITCHGEAR - PP12 | SWGR | ROH | DMS 2126 2011-111 | NUT, HEX M3 | 9 | 1 | 8 | 6100K019 | R13-S-1-KDP1_SEP | consumption | 2025-10-15 | C&D |  | - | 2025-11-08 | 2025-10-25 | 0 | [5 empty] | Work in Process Pick | 8117435
6100K019 | PP12 : SWITCHGEAR - PP12 | SWGR | ROH | DMS 2126 2011-111 | NUT, HEX M3 | 8 | 1 | 7 | 6100K019 | R13-S-1-KDP1_SEP | consumption | 2025-10-15 | C&D |  | - | 2025-11-08 | 2025-10-25 | 0 | [5 empty] | Work in Process Pick | 8128784
6100K019 | PP12 : SWITCHGEAR - PP12 | SWGR | ROH | DMS 2126 2011-111 | NUT, HEX M3 | 7 | 1 | 6 | 6100K019 | R13-S-1-KDP1_SEP | consumption | 2025-10-16 | C&D |  | - | 2025-11-08 | 2025-10-25 | 0 | [5 empty] | Work in Process Pick | 8150182
6100K019 | PP12 : SWITCHGEAR - PP12 | SWGR | ROH | DMS 2126 2011-111 | NUT, HEX M3 | 6 | 1 | 5 | 6100K019 | R13-S-1-KDP1_SEP | consumption | 2025-10-16 | C&D |  | - | 2025-11-08 | 2025-10-25 | 0 | [5 empty] | Work in Process Pick | 8150272
6100K019 | PP12 : SWITCHGEAR - PP12 | SWGR | ROH | DMS 2126 2011-111 | NUT, HEX M3 | 5 | 5 | 0 | free_stock | R58-A-1-K017_SEP | inventory | 2025-10-28 | C&D |  | - | 2025-11-08 | 2025-10-25 | 0
6100K019 | PP12 : SWITCHGEAR - PP12 | SWGR | ROH | DMS 2126 2011-113 | NUT, HEX M4 | 14 | 2 | 12 | 6100K019 | R58-O-1-KDP1_SEP | consumption | 2025-10-13 | Mechanical |  | - | 2025-11-08 | 2025-10-25 | 0 | [5 empty] | Work in Process Pick | 8076546
6100K019 | PP12 : SWITCHGEAR - PP12 | SWGR | ROH | DMS 2126 2011-113 | NUT, HEX M4 | 12 | 2 | 10 | 6100K019 | R58-O-1-KDP1_SEP | consumption | 2025-10-13 | Mechanical |  | - | 2025-11-08 | 2025-10-25 | 0 | [5 empty] | Work in Process Pick | 8076579
6100K019 | PP12 : SWITCHGEAR - PP12 | SWGR | ROH | DMS 2126 2011-113 | NUT, HEX M4 | 10 | 9 | 1 | 6100K019 | R58-O-1-KDP1_SEP | consumption | 2025-10-14 | Mechanical |  | - | 2025-11-08 | 2025-10-25 | 0 | [5 empty] | Work in Process Pick | 8100209
6100K019 | PP12 : SWITCHGEAR - PP12 | SWGR | ROH | DMS 2126 2011-113 | NUT, HEX M4 | 1 | 1 | 0 | 6100K019 | R58-O-1-KDP1_SEP | consumption | 2025-10-14 | Mechanical |  | - | 2025-11-08 | 2025-10-25 | 0 | [5 empty] | Work in Process Pick | 8100176
6100K019 | PP12 : SWITCHGEAR - PP12 | SWGR | ROH | DMS 2126 2011-113 | NUT, HEX M4 | 24 | 2 | 22 | 6100K019 | R58-O-1-KDP1_SEP | consumption | 2025-10-14 | C&D |  | - | 2025-11-08 | 2025-10-25 | 0 | [5 empty] | Work in Process Pick | 8108563
6100K019 | PP12 : SWITCHGEAR - PP12 | SWGR | ROH | DMS 2126 2011-113 | NUT, HEX M4 | 22 | 2 | 20 | 6100K019 | R58-O-1-KDP1_SEP | consumption | 2025-10-14 | C&D |  | - | 2025-11-08 | 2025-10-25 | 0 | [5 empty] | Work in Process Pick | 8108647
6100K019 | PP12 : SWITCHGEAR - PP12 | SWGR | ROH | DMS 2126 2011-113 | NUT, HEX M4 | 20 | 1 | 19 | 6100K019 | R58-O-1-KDP1_SEP | consumption | 2025-10-14 | C&D |  | - | 2025-11-08 | 2025-10-25 | 0 | [5 empty] | Work in Process Pick | 8100176
6100K019 | PP12 : SWITCHGEAR - PP12 | SWGR | ROH | DMS 2126 2011-113 | NUT, HEX M4 | 19 | 5 | 14 | 6100K019 | R58-O-1-KDP1_SEP | consumption | 2025-10-15 | C&D |  | - | 2025-11-08 | 2025-10-25 | 0 | [5 empty] | Work in Process Pick | 8127322
6100K019 | PP12 : SWITCHGEAR - PP12 | SWGR | ROH | DMS 2126 2011-113 | NUT, HEX M4 | 14 | 2 | 12 | 6100K019 | R58-O-1-KDP1_SEP | consumption | 2025-10-15 | C&D |  | - | 2025-11-08 | 2025-10-25 | 0 | [5 empty] | Work in Process Pick | 8127310
6100K019 | PP12 : SWITCHGEAR - PP12 | SWGR | ROH | DMS 2126 2011-113 | NUT, HEX M4 | 12 | 2 | 10 | 6100K019 | R58-O-1-KDP1_SEP | consumption | 2025-10-16 | C&D |  | - | 2025-11-08 | 2025-10-25 | 0 | [5 empty] | Work in Process Pick | 8150161
6100K019 | PP12 : SWITCHGEAR - PP12 | SWGR | ROH | DMS 2126 2011-113 | NUT, HEX M4 | 10 | 2 | 8 | 6100K019 | R58-O-1-KDP1_SEP | consumption | 2025-10-16 | C&D |  | - | 2025-11-08 | 2025-10-25 | 0 | [5 empty] | Work in Process Pick | 8150275
6100K019 | PP12 : SWITCHGEAR - PP12 | SWGR | ROH | DMS 2126 2011-113 | NUT, HEX M4 | 8 | 8 | 0 | free_stock | R58-O-1-KDP1_SEP | inventory | 2025-10-28 | C&D |  | - | 2025-11-08 | 2025-10-25 | 0
6100K019 | PP12 : SWITCHGEAR - PP12 | SWGR | ROH | DMS 2126 2011-114 | NUT, HEX M5 | 2 | 2 | 0 | 6100K019 | INC-1-1-K008_SEP | consumption | 2025-10-13 | Mechanical |  | - | 2025-11-08 | 2025-10-25 | 0 | [5 empty] | Work in Process Pick | 8087191
6100K019 | PP12 : SWITCHGEAR - PP12 | SWGR | ROH | DMS 2126 2011-114 | NUT, HEX M5 | 18 | 7 | 11 | 6100K019 | INC-1-1-K008_SEP | consumption | 2025-10-13 | C&D |  | - | 2025-11-08 | 2025-10-25 | 0 | [5 empty] | Work in Process Pick | 8087191
6100K019 | PP12 : SWITCHGEAR - PP12 | SWGR | ROH | DMS 2126 2011-114 | NUT, HEX M5 | 11 | 7 | 4 | 6100K019 | INC-1-1-K008_SEP | consumption | 2025-10-15 | C&D |  | - | 2025-11-08 | 2025-10-25 | 0 | [5 empty] | Work in Process Pick | 8128790
6100K019 | PP12 : SWITCHGEAR - PP12 | SWGR | ROH | DMS 2126 2011-114 | NUT, HEX M5 | 4 | 4 | 0 | 6100K012B | 1-1-1-1 | inventory | 2025-10-28 | C&D |  | - | 2025-11-08 | 2025-10-25 | 0
6100K019 | PP12 : SWITCHGEAR - PP12 | SWGR | ROH | DMS 2126 2011-116 | NUT, HEX M 6 | 90 | 10 | 80 | 6100K019 | R58-O-1-KDP1_SEP | consumption | 2025-10-13 | Mechanical |  | - | 2025-11-08 | 2025-10-25 | 0 | [5 empty] | Work in Process Pick | 8076561
6100K019 | PP12 : SWITCHGEAR - PP12 | SWGR | ROH | DMS 2126 2011-116 | NUT, HEX M 6 | 80 | 29 | 51 | 6100K019 | R58-O-1-KDP1_SEP | consumption | 2025-10-14 | Mechanical |  | - | 2025-11-08 | 2025-10-25 | 0 | [5 empty] | Work in Process Pick | 8100212
6100K019 | PP12 : SWITCHGEAR - PP12 | SWGR | ROH | DMS 2126 2011-116 | NUT, HEX M 6 | 51 | 16 | 35 | 6100K019 | R58-O-1-KDP1_SEP | consumption | 2025-10-14 | Mechanical |  | - | 2025-11-08 | 2025-10-25 | 0 | [5 empty] | Work in Process Pick | 8100170
6100K019 | PP12 : SWITCHGEAR - PP12 | SWGR | ROH | DMS 2126 2011-116 | NUT, HEX M 6 | 35 | 14 | 21 | 6100K019 | R58-O-1-KDP1_SEP | consumption | 2025-10-14 | Mechanical |  | - | 2025-11-08 | 2025-10-25 | 0 | [5 empty] | Work in Process Pick | 8107635
6100K019 | PP12 : SWITCHGEAR - PP12 | SWGR | ROH | DMS 2126 2011-116 | NUT, HEX M 6 | 21 | 10 | 11 | 6100K019 | R58-O-1-KDP1_SEP | consumption | 2025-10-14 | Mechanical |  | - | 2025-11-08 | 2025-10-25 | 0 | [5 empty] | Work in Process Pick | 8107680
6100K019 | PP12 : SWITCHGEAR - PP12 | SWGR | ROH | DMS 2126 2011-116 | NUT, HEX M 6 | 11 | 11 | 0 | 6100K019 | R58-O-1-KDP1_SEP | consumption | 2025-10-15 | Mechanical |  | - | 2025-11-08 | 2025-10-25 | 0 | [5 empty] | Work in Process Pick | 8127325
6100K019 | PP12 : SWITCHGEAR - PP12 | SWGR | ROH | DMS 2126 2011-116 | NUT, HEX M 6 | 97 | 16 | 81 | 6100K019 | R58-O-1-KDP1_SEP | consumption | 2025-10-15 | C&D |  | - | 2025-11-08 | 2025-10-25 | 0 | [5 empty] | Work in Process Pick | 8127259
6100K019 | PP12 : SWITCHGEAR - PP12 | SWGR | ROH | DMS 2126 2011-116 | NUT, HEX M 6 | 81 | 6 | 75 | 6100K019 | R58-O-1-KDP1_SEP | consumption | 2025-10-15 | C&D |  | - | 2025-11-08 | 2025-10-25 | 0 | [5 empty] | Work in Process Pick | 8127325
6100K019 | PP12 : SWITCHGEAR - PP12 | SWGR | ROH | DMS 2126 2011-116 | NUT, HEX M 6 | 75 | 10 | 65 | 6100K019 | R58-O-1-KDP1_SEP | consumption | 2025-10-16 | C&D |  | - | 2025-11-08 | 2025-10-25 | 0 | [5 empty] | Work in Process Pick | 8150197
6100K019 | PP12 : SWITCHGEAR - PP12 | SWGR | ROH | DMS 2126 2011-116 | NUT, HEX M 6 | 65 | 10 | 55 | 6100K019 | R58-O-1-KDP1_SEP | consumption | 2025-10-16 | C&D |  | - | 2025-11-08 | 2025-10-25 | 0 | [5 empty] | Work in Process Pick | 8150278
6100K019 | PP12 : SWITCHGEAR - PP12 | SWGR | ROH | DMS 2126 2011-116 | NUT, HEX M 6 | 55 | 55 | 0 | 6100K013 | NEW.FLR-1-1-K013_SEP | inventory | 2025-10-28 | C&D |  | - | 2025-11-08 | 2025-10-25 | 0
6100K019 | PP12 : SWITCHGEAR - PP12 | SWGR | ROH | DMS 2126 2011-117 | NUT, HEX M 8 | 112 | 16 | 96 | 6100K019 | R58-A-1-KDP1_SEP | consumption | 2025-10-13 | C&D |  | - | 2025-11-08 | 2025-10-25 | 0 | [5 empty] | Work in Process Pick | 8074592
6100K019 | PP12 : SWITCHGEAR - PP12 | SWGR | ROH | DMS 2126 2011-117 | NUT, HEX M 8 | 96 | 16 | 80 | 6100K019 | R58-A-1-KDP1_SEP | consumption | 2025-10-13 | C&D |  | - | 2025-11-08 | 2025-10-25 | 0 | [5 empty] | Work in Process Pick | 8074652
6100K019 | PP12 : SWITCHGEAR - PP12 | SWGR | ROH | DMS 2126 2011-117 | NUT, HEX M 8 | 80 | 16 | 64 | 6100K019 | R58-A-1-KDP1_SEP | consumption | 2025-10-14 | C&D |  | - | 2025-11-08 | 2025-10-25 | 0 | [5 empty] | Work in Process Pick | 8108560
6100K019 | PP12 : SWITCHGEAR - PP12 | SWGR | ROH | DMS 2126 2011-117 | NUT, HEX M 8 | 64 | 16 | 48 | 6100K019 | R58-A-1-KDP1_SEP | consumption | 2025-10-14 | C&D |  | - | 2025-11-08 | 2025-10-25 | 0 | [5 empty] | Work in Process Pick | 8108650
6100K019 | PP12 : SWITCHGEAR - PP12 | SWGR | ROH | DMS 2126 2011-117 | NUT, HEX M 8 | 48 | 4 | 44 | 6100K019 | R58-A-1-KDP1_SEP | consumption | 2025-10-14 | C&D |  | - | 2025-11-08 | 2025-10-25 | 0 | [5 empty] | Work in Process Pick | 8099653
6100K019 | PP12 : SWITCHGEAR - PP12 | SWGR | ROH | DMS 2126 2011-117 | NUT, HEX M 8 | 44 | 2 | 42 | 6100K019 | R58-A-1-KDP1_SEP | consumption | 2025-10-14 | C&D |  | - | 2025-11-08 | 2025-10-25 | 0 | [5 empty] | Work in Process Pick | 8099590
6100K019 | PP12 : SWITCHGEAR - PP12 | SWGR | ROH | DMS 2126 2011-117 | NUT, HEX M 8 | 42 | 14 | 28 | 6100K019 | R58-A-1-KDP1_SEP | consumption | 2025-10-15 | C&D |  | - | 2025-11-08 | 2025-10-25 | 0 | [5 empty] | Work in Process Pick | 8120803
6100K019 | PP12 : SWITCHGEAR - PP12 | SWGR | ROH | DMS 2126 2011-117 | NUT, HEX M 8 | 28 | 14 | 14 | 6100K019 | R58-A-1-KDP1_SEP | consumption | 2025-10-15 | C&D |  | - | 2025-11-08 | 2025-10-25 | 0 | [5 empty] | Work in Process Pick | 8120815
6100K019 | PP12 : SWITCHGEAR - PP12 | SWGR | ROH | DMS 2126 2011-117 | NUT, HEX M 8 | 14 | 14 | 0 | 6100K019 | R58-A-1-KDP1_SEP | consumption | 2025-10-16 | C&D |  | - | 2025-11-08 | 2025-10-25 | 0 | [5 empty] | Work in Process Pick | 8150221
6100K019 | PP12 : SWITCHGEAR - PP12 | SWGR | ROH | DMS 2126 2011-117 | NUT, HEX M 8 | 117 | 16 | 101 | 6100K019 | R58-A-1-KDP1_SEP | consumption | 2025-10-16 | Mechanical |  | - | 2025-11-08 | 2025-10-25 | 0 | [5 empty] | Work in Process Pick | 8150281
6100K019 | PP12 : SWITCHGEAR - PP12 | SWGR | ROH | DMS 2126 2011-117 | NUT, HEX M 8 | 101 | 2 | 99 | 6100K019 | R58-A-1-KDP1_SEP | consumption | 2025-10-16 | Mechanical |  | - | 2025-11-08 | 2025-10-25 | 0 | [5 empty] | Work in Process Pick | 8150221
6100K019 | PP12 : SWITCHGEAR - PP12 | SWGR | ROH | DMS 2126 2011-117 | NUT, HEX M 8 | 99 | 99 | 0 | free_stock | R58-A-1-KDP1_SEP | inventory | 2025-10-28 | Mechanical |  | - | 2025-11-08 | 2025-10-25 | 0
6100K019 | PP12 : SWITCHGEAR - PP12 | SWGR | ROH | DMS 2126 2011-120 | NUT, HEX M10 | 89 | 17 | 72 | 6100K019 | R58-A-1-KDP1_SEP | consumption | 2025-10-13 | C&D |  | - | 2025-11-08 | 2025-10-25 | 0 | [5 empty] | Work in Process Pick | 8074595
6100K019 | PP12 : SWITCHGEAR - PP12 | SWGR | ROH | DMS 2126 2011-120 | NUT, HEX M10 | 72 | 17 | 55 | 6100K019 | R58-A-1-KDP1_SEP | consumption | 2025-10-13 | C&D |  | - | 2025-11-08 | 2025-10-25 | 0 | [5 empty] | Work in Process Pick | 8074643
6100K019 | PP12 : SWITCHGEAR - PP12 | SWGR | ROH | DMS 2126 2011-120 | NUT, HEX M10 | 55 | 21 | 34 | 6100K019 | R58-A-1-KDP1_SEP | consumption | 2025-10-14 | C&D |  | - | 2025-11-08 | 2025-10-25 | 0 | [5 empty] | Work in Process Pick | 8108542
6100K019 | PP12 : SWITCHGEAR - PP12 | SWGR | ROH | DMS 2126 2011-120 | NUT, HEX M10 | 34 | 17 | 17 | 6100K019 | R58-A-1-KDP1_SEP | consumption | 2025-10-14 | C&D |  | - | 2025-11-08 | 2025-10-25 | 0 | [5 empty] | Work in Process Pick | 8108653
6100K019 | PP12 : SWITCHGEAR - PP12 | SWGR | ROH | DMS 2126 2011-120 | NUT, HEX M10 | 17 | 9 | 8 | 6100K019 | R58-A-1-KDP1_SEP | consumption | 2025-10-14 | C&D |  | - | 2025-11-08 | 2025-10-25 | 0 | [5 empty] | Work in Process Pick | 8099656
6100K019 | PP12 : SWITCHGEAR - PP12 | SWGR | ROH | DMS 2126 2011-120 | NUT, HEX M10 | 8 | 3 | 5 | 6100K019 | R58-A-1-KDP1_SEP | consumption | 2025-10-14 | C&D |  | - | 2025-11-08 | 2025-10-25 | 0 | [5 empty] | Work in Process Pick | 8099710
6100K019 | PP12 : SWITCHGEAR - PP12 | SWGR | ROH | DMS 2126 2011-120 | NUT, HEX M10 | 5 | 5 | 0 | 6100K019 | R58-A-1-KDP1_SEP | consumption | 2025-10-15 | C&D |  | - | 2025-11-08 | 2025-10-25 | 0 | [5 empty] | Work in Process Pick | 8120818
6100K019 | PP12 : SWITCHGEAR - PP12 | SWGR | ROH | DMS 2126 2011-120 | NUT, HEX M10 | 362 | 20 | 342 | 6100K019 | R58-A-1-KDP1_SEP | consumption | 2025-10-15 | Mechanical |  | - | 2025-11-08 | 2025-10-25 | 0 | [5 empty] | Work in Process Pick | 8120809
6100K019 | PP12 : SWITCHGEAR - PP12 | SWGR | ROH | DMS 2126 2011-120 | NUT, HEX M10 | 342 | 19 | 323 | 6100K019 | R58-A-1-KDP1_SEP | consumption | 2025-10-15 | Mechanical |  | - | 2025-11-08 | 2025-10-25 | 0 | [5 empty] | Work in Process Pick | 8120818
6100K019 | PP12 : SWITCHGEAR - PP12 | SWGR | ROH | DMS 2126 2011-120 | NUT, HEX M10 | 323 | 17 | 306 | 6100K019 | R58-A-1-KDP1_SEP | consumption | 2025-10-16 | Mechanical |  | - | 2025-11-08 | 2025-10-25 | 0 | [5 empty] | Work in Process Pick | 8150212
6100K019 | PP12 : SWITCHGEAR - PP12 | SWGR | ROH | DMS 2126 2011-120 | NUT, HEX M10 | 306 | 17 | 289 | 6100K019 | R58-A-1-KDP1_SEP | consumption | 2025-10-16 | Mechanical |  | - | 2025-11-08 | 2025-10-25 | 0 | [5 empty] | Work in Process Pick | 8150284
6100K019 | PP12 : SWITCHGEAR - PP12 | SWGR | ROH | DMS 2126 2011-120 | NUT, HEX M10 | 289 | 289 | 0 | free_stock | R58-A-1-KDP1_SEP | inventory | 2025-10-28 | Mechanical |  | - | 2025-11-08 | 2025-10-25 | 0
6100K019 | PP12 : SWITCHGEAR - PP12 | SWGR | ROH | DMS 2126 2011-122 | NUT, HEX M12 | 62 | 6 | 56 | 6100K019 | R58-O-1-KDP1_SEP | consumption | 2025-10-13 | Mechanical |  | - | 2025-11-08 | 2025-10-25 | 0 | [5 empty] | Work in Process Pick | 8076549
6100K019 | PP12 : SWITCHGEAR - PP12 | SWGR | ROH | DMS 2126 2011-122 | NUT, HEX M12 | 56 | 6 | 50 | 6100K019 | R58-O-1-KDP1_SEP | consumption | 2025-10-13 | Mechanical |  | - | 2025-11-08 | 2025-10-25 | 0 | [5 empty] | Work in Process Pick | 8076582
6100K019 | PP12 : SWITCHGEAR - PP12 | SWGR | ROH | DMS 2126 2011-122 | NUT, HEX M12 | 50 | 7 | 43 | 6100K019 | R58-O-1-KDP1_SEP | consumption | 2025-10-14 | Mechanical |  | - | 2025-11-08 | 2025-10-25 | 0 | [5 empty] | Work in Process Pick | 8100164
6100K019 | PP12 : SWITCHGEAR - PP12 | SWGR | ROH | DMS 2126 2011-122 | NUT, HEX M12 | 43 | 7 | 36 | 6100K019 | R58-O-1-KDP1_SEP | consumption | 2025-10-14 | Mechanical |  | - | 2025-11-08 | 2025-10-25 | 0 | [5 empty] | Work in Process Pick | 8100218
6100K019 | PP12 : SWITCHGEAR - PP12 | SWGR | ROH | DMS 2126 2011-122 | NUT, HEX M12 | 36 | 6 | 30 | 6100K019 | R58-O-1-KDP1_SEP | consumption | 2025-10-14 | Mechanical |  | - | 2025-11-08 | 2025-10-25 | 0 | [5 empty] | Work in Process Pick | 8107623
6100K019 | PP12 : SWITCHGEAR - PP12 | SWGR | ROH | DMS 2126 2011-122 | NUT, HEX M12 | 30 | 6 | 24 | 6100K019 | R58-O-1-KDP1_SEP | consumption | 2025-10-14 | Mechanical |  | - | 2025-11-08 | 2025-10-25 | 0 | [5 empty] | Work in Process Pick | 8107683
6100K019 | PP12 : SWITCHGEAR - PP12 | SWGR | ROH | DMS 2126 2011-122 | NUT, HEX M12 | 24 | 19 | 5 | 6100K019 | R58-O-1-KDP1_SEP | consumption | 2025-10-15 | Mechanical |  | - | 2025-11-08 | 2025-10-25 | 0 | [5 empty] | Work in Process Pick | 8127262
6100K019 | PP12 : SWITCHGEAR - PP12 | SWGR | ROH | DMS 2126 2011-122 | NUT, HEX M12 | 5 | 5 | 0 | 6100K019 | R58-O-1-KDP1_SEP | consumption | 2025-10-15 | Mechanical |  | - | 2025-11-08 | 2025-10-25 | 0 | [5 empty] | Work in Process Pick | 8127268
6100K019 | PP12 : SWITCHGEAR - PP12 | SWGR | ROH | DMS 2126 2011-122 | NUT, HEX M12 | 65 | 14 | 51 | 6100K019 | R58-O-1-KDP1_SEP | consumption | 2025-10-15 | C&D |  | - | 2025-11-08 | 2025-10-25 | 0 | [5 empty] | Work in Process Pick | 8127268
6100K019 | PP12 : SWITCHGEAR - PP12 | SWGR | ROH | DMS 2126 2011-122 | NUT, HEX M12 | 51 | 6 | 45 | 6100K019 | R58-O-1-KDP1_SEP | consumption | 2025-10-16 | C&D |  | - | 2025-11-08 | 2025-10-25 | 0 | [5 empty] | Work in Process Pick | 8150227
6100K019 | PP12 : SWITCHGEAR - PP12 | SWGR | ROH | DMS 2126 2011-122 | NUT, HEX M12 | 45 | 6 | 39 | 6100K019 | R58-O-1-KDP1_SEP | consumption | 2025-10-16 | C&D |  | - | 2025-11-08 | 2025-10-25 | 0 | [5 empty] | Work in Process Pick | 8150287
6100K019 | PP12 : SWITCHGEAR - PP12 | SWGR | ROH | DMS 2126 2011-122 | NUT, HEX M12 | 39 | 39 | 0 | free_stock | R58-O-1-KDP1_SEP | inventory | 2025-10-28 | C&D |  | - | 2025-11-08 | 2025-10-25 | 0
6100K019 | PP12 : SWITCHGEAR - PP12 | SWGR | ROH | DMS 2126 2011-124 | NUT, HEX M16 | 9 | 9 | 0 | 6100K019 | R58-O-1-KDP1_SEP | consumption | 2025-10-15 | C&D |  | - | 2025-11-08 | 2025-10-25 | 0 | [5 empty] | Work in Process Pick | 8127271
6100K019 | PP12 : SWITCHGEAR - PP12 | SWGR | ROH | DMS 2126 2011-124 | NUT, HEX M16 | 9 | 9 | 0 | 6100K019 | R58-O-1-KDP1_SEP | consumption | 2025-10-15 | Mechanical |  | - | 2025-11-08 | 2025-10-25 | 0 | [5 empty] | Work in Process Pick | 8127316
6100K019 | PP12 : SWITCHGEAR - PP12 | SWGR | ROH | DMS 2126 2013-122 | NUT HEX H D GALV M12 | 24 | 24 | 0 | free_stock | R14-I-1-KDP1_SEP | inventory | 2025-10-28 | C&D |  | - | 2025-11-08 | 2025-10-25 | 0
6100K019 | PP12 : SWITCHGEAR - PP12 | SWGR | ROH | DMS 2126 2013-122 | NUT HEX H D GALV M12 | 36 | 36 | 0 | free_stock | R14-I-1-KDP1_SEP | inventory | 2025-10-28 | Mechanical |  | - | 2025-11-08 | 2025-10-25 | 0
6100K019 | PP12 : SWITCHGEAR - PP12 | SWGR | ROH | DMS 2126 2013-124 | NUT HEX H D GALV M16 | 54 | 18 | 36 | 6100K019 | R58-J-1-KDP1_SEP | consumption | 2025-10-13 | C&D |  | - | 2025-11-08 | 2025-10-25 | 0 | [5 empty] | Work in Process Pick | 8076552
6100K019 | PP12 : SWITCHGEAR - PP12 | SWGR | ROH | DMS 2126 2013-124 | NUT HEX H D GALV M16 | 36 | 18 | 18 | 6100K019 | R58-J-1-KDP1_SEP | consumption | 2025-10-13 | C&D |  | - | 2025-11-08 | 2025-10-25 | 0 | [5 empty] | Work in Process Pick | 8076585
6100K019 | PP12 : SWITCHGEAR - PP12 | SWGR | ROH | DMS 2126 2013-124 | NUT HEX H D GALV M16 | 18 | 18 | 0 | 6100K019 | R58-J-1-KDP1_SEP | consumption | 2025-10-14 | C&D |  | - | 2025-11-08 | 2025-10-25 | 0 | [5 empty] | Work in Process Pick | 8108545
6100K019 | PP12 : SWITCHGEAR - PP12 | SWGR | ROH | DMS 2126 2013-124 | NUT HEX H D GALV M16 | 72 | 18 | 54 | 6100K019 | R58-J-1-KDP1_SEP | consumption | 2025-10-14 | Mechanical |  | - | 2025-11-08 | 2025-10-25 | 0 | [5 empty] | Work in Process Pick | 8108656
6100K019 | PP12 : SWITCHGEAR - PP12 | SWGR | ROH | DMS 2126 2013-124 | NUT HEX H D GALV M16 | 54 | 18 | 36 | 6100K019 | R58-J-1-KDP1_SEP | consumption | 2025-10-16 | Mechanical |  | - | 2025-11-08 | 2025-10-25 | 0 | [5 empty] | Work in Process Pick | 8150215
6100K019 | PP12 : SWITCHGEAR - PP12 | SWGR | ROH | DMS 2126 2013-124 | NUT HEX H D GALV M16 | 36 | 18 | 18 | 6100K019 | R58-J-1-KDP1_SEP | consumption | 2025-10-16 | Mechanical |  | - | 2025-11-08 | 2025-10-25 | 0 | [5 empty] | Work in Process Pick | 8150290
6100K019 | PP12 : SWITCHGEAR - PP12 | SWGR | ROH | DMS 2126 2013-124 | NUT HEX H D GALV M16 | 18 | 18 | 0 | free_stock | R58-J-1-KDP1_SEP | inventory | 2025-10-28 | Mechanical |  | - | 2025-11-08 | 2025-10-25 | 0
6100K019 | PP12 : SWITCHGEAR - PP12 | SWGR | ROH | DMS 2126 843-1 | RIVET NUT M6 (HEXAGONAL) | 2 | 2 | 0 | free_stock | R58-O-1-KDP1_SEP | inventory | 2025-10-28 | C&D |  | - | 2025-11-08 | 2025-10-25 | 0
6100K019 | PP12 : SWITCHGEAR - PP12 | SWGR | ROH | DMS 2151 2062-136 | WASHER FLAT BRIR 4.3X8X0.8 | 39 | 39 | 0 | free_stock | R14-I-1-KDP1_SEP | inventory | 2025-10-28 | C&D |  | - | 2025-11-08 | 2025-10-25 | 0
6100K019 | PP12 : SWITCHGEAR - PP12 | SWGR | ROH | DMS 2151 2062-136 | WASHER FLAT BRIR 4.3X8X0.8 | 42 | 42 | 0 | free_stock | R14-I-1-KDP1_SEP | inventory | 2025-10-28 | Mechanical |  | - | 2025-11-08 | 2025-10-25 | 0
6100K019 | PP12 : SWITCHGEAR - PP12 | SWGR | ROH | DMS 2151 2062-153 | WASHER FLAT 6.4X12X1.5 | 192 | 29 | 163 | 6100K019 | R58-O-1-KDP1_SEP | consumption | 2025-10-13 | C&D |  | - | 2025-11-08 | 2025-10-25 | 0 | [5 empty] | Work in Process Pick | 8076540
6100K019 | PP12 : SWITCHGEAR - PP12 | SWGR | ROH | DMS 2151 2062-153 | WASHER FLAT 6.4X12X1.5 | 163 | 29 | 134 | 6100K019 | R58-O-1-KDP1_SEP | consumption | 2025-10-13 | C&D |  | - | 2025-11-08 | 2025-10-25 | 0 | [5 empty] | Work in Process Pick | 8076567
6100K019 | PP12 : SWITCHGEAR - PP12 | SWGR | ROH | DMS 2151 2062-153 | WASHER FLAT 6.4X12X1.5 | 134 | 33 | 101 | 6100K019 | R58-O-1-KDP1_SEP | consumption | 2025-10-14 | C&D |  | - | 2025-11-08 | 2025-10-25 | 0 | [5 empty] | Work in Process Pick | 8100179
6100K019 | PP12 : SWITCHGEAR - PP12 | SWGR | ROH | DMS 2151 2062-153 | WASHER FLAT 6.4X12X1.5 | 101 | 33 | 68 | 6100K019 | R58-O-1-KDP1_SEP | consumption | 2025-10-14 | C&D |  | - | 2025-11-08 | 2025-10-25 | 0 | [5 empty] | Work in Process Pick | 8100206
6100K019 | PP12 : SWITCHGEAR - PP12 | SWGR | ROH | DMS 2151 2062-153 | WASHER FLAT 6.4X12X1.5 | 68 | 29 | 39 | 6100K019 | R58-O-1-KDP1_SEP | consumption | 2025-10-14 | C&D |  | - | 2025-11-08 | 2025-10-25 | 0 | [5 empty] | Work in Process Pick | 8107662
6100K019 | PP12 : SWITCHGEAR - PP12 | SWGR | ROH | DMS 2151 2062-153 | WASHER FLAT 6.4X12X1.5 | 39 | 29 | 10 | 6100K019 | R58-O-1-KDP1_SEP | consumption | 2025-10-14 | C&D |  | - | 2025-11-08 | 2025-10-25 | 0 | [5 empty] | Work in Process Pick | 8107686
6100K019 | PP12 : SWITCHGEAR - PP12 | SWGR | ROH | DMS 2151 2062-153 | WASHER FLAT 6.4X12X1.5 | 10 | 10 | 0 | 6100K019 | R58-O-1-KDP1_SEP | consumption | 2025-10-15 | C&D |  | - | 2025-11-08 | 2025-10-25 | 0 | [5 empty] | Work in Process Pick | 8127241
6100K019 | PP12 : SWITCHGEAR - PP12 | SWGR | ROH | DMS 2151 2062-153 | WASHER FLAT 6.4X12X1.5 | 216 | 38 | 178 | 6100K019 | R58-O-1-KDP1_SEP | consumption | 2025-10-15 | Mechanical |  | - | 2025-11-08 | 2025-10-25 | 0 | [5 empty] | Work in Process Pick | 8127274
6100K019 | PP12 : SWITCHGEAR - PP12 | SWGR | ROH | DMS 2151 2062-153 | WASHER FLAT 6.4X12X1.5 | 178 | 28 | 150 | 6100K019 | R58-O-1-KDP1_SEP | consumption | 2025-10-15 | Mechanical |  | - | 2025-11-08 | 2025-10-25 | 0 | [5 empty] | Work in Process Pick | 8127241
6100K019 | PP12 : SWITCHGEAR - PP12 | SWGR | ROH | DMS 2151 2062-153 | WASHER FLAT 6.4X12X1.5 | 150 | 29 | 121 | 6100K019 | R58-O-1-KDP1_SEP | consumption | 2025-10-16 | Mechanical |  | - | 2025-11-08 | 2025-10-25 | 0 | [5 empty] | Work in Process Pick | 8150152
6100K019 | PP12 : SWITCHGEAR - PP12 | SWGR | ROH | DMS 2151 2062-153 | WASHER FLAT 6.4X12X1.5 | 121 | 29 | 92 | 6100K019 | R58-O-1-KDP1_SEP | consumption | 2025-10-16 | Mechanical |  | - | 2025-11-08 | 2025-10-25 | 0 | [5 empty] | Work in Process Pick | 8150293
6100K019 | PP12 : SWITCHGEAR - PP12 | SWGR | ROH | DMS 2151 2062-153 | WASHER FLAT 6.4X12X1.5 | 92 | 92 | 0 | free_stock | R58-O-1-KDP1_SEP | inventory | 2025-10-28 | Mechanical |  | - | 2025-11-08 | 2025-10-25 | 0
6100K019 | PP12 : SWITCHGEAR - PP12 | SWGR | ROH | DMS 2151 2062-165 | WASHER FLAT BRIR 8.4X16X1.5 (M8) | 22 | 4 | 18 | 6100K019 | R58-O-1-KDP1_SEP | consumption | 2025-10-13 | C&D |  | - | 2025-11-08 | 2025-10-25 | 0 | [5 empty] | Work in Process Pick | 8076534
6100K019 | PP12 : SWITCHGEAR - PP12 | SWGR | ROH | DMS 2151 2062-165 | WASHER FLAT BRIR 8.4X16X1.5 (M8) | 18 | 4 | 14 | 6100K019 | R58-O-1-KDP1_SEP | consumption | 2025-10-13 | C&D |  | - | 2025-11-08 | 2025-10-25 | 0 | [5 empty] | Work in Process Pick | 8076570
6100K019 | PP12 : SWITCHGEAR - PP12 | SWGR | ROH | DMS 2151 2062-165 | WASHER FLAT BRIR 8.4X16X1.5 (M8) | 14 | 4 | 10 | 6100K019 | R58-O-1-KDP1_SEP | consumption | 2025-10-14 | C&D |  | - | 2025-11-08 | 2025-10-25 | 0 | [5 empty] | Work in Process Pick | 8107626
6100K019 | PP12 : SWITCHGEAR - PP12 | SWGR | ROH | DMS 2151 2062-165 | WASHER FLAT BRIR 8.4X16X1.5 (M8) | 10 | 4 | 6 | 6100K019 | R58-O-1-KDP1_SEP | consumption | 2025-10-14 | C&D |  | - | 2025-11-08 | 2025-10-25 | 0 | [5 empty] | Work in Process Pick | 8107689
6100K019 | PP12 : SWITCHGEAR - PP12 | SWGR | ROH | DMS 2151 2062-165 | WASHER FLAT BRIR 8.4X16X1.5 (M8) | 6 | 2 | 4 | 6100K019 | R58-O-1-KDP1_SEP | consumption | 2025-10-14 | C&D |  | - | 2025-11-08 | 2025-10-25 | 0 | [5 empty] | Work in Process Pick | 8100215
6100K019 | PP12 : SWITCHGEAR - PP12 | SWGR | ROH | DMS 2151 2062-165 | WASHER FLAT BRIR 8.4X16X1.5 (M8) | 4 | 2 | 2 | 6100K019 | R58-O-1-KDP1_SEP | consumption | 2025-10-14 | C&D |  | - | 2025-11-08 | 2025-10-25 | 0 | [5 empty] | Work in Process Pick | 8100227
6100K019 | PP12 : SWITCHGEAR - PP12 | SWGR | ROH | DMS 2151 2062-165 | WASHER FLAT BRIR 8.4X16X1.5 (M8) | 2 | 2 | 0 | 6100K019 | R58-O-1-KDP1_SEP | consumption | 2025-10-15 | C&D |  | - | 2025-11-08 | 2025-10-25 | 0 | [5 empty] | Work in Process Pick | 8128691
6100K019 | PP12 : SWITCHGEAR - PP12 | SWGR | ROH | DMS 2151 2062-165 | WASHER FLAT BRIR 8.4X16X1.5 (M8) | 26 | 4 | 22 | 6100K019 | R58-O-1-KDP1_SEP | consumption | 2025-10-15 | Mechanical |  | - | 2025-11-08 | 2025-10-25 | 0 | [5 empty] | Work in Process Pick | 8128715
6100K019 | PP12 : SWITCHGEAR - PP12 | SWGR | ROH | DMS 2151 2062-165 | WASHER FLAT BRIR 8.4X16X1.5 (M8) | 22 | 2 | 20 | 6100K019 | R58-O-1-KDP1_SEP | consumption | 2025-10-15 | Mechanical |  | - | 2025-11-08 | 2025-10-25 | 0 | [5 empty] | Work in Process Pick | 8128691
6100K019 | PP12 : SWITCHGEAR - PP12 | SWGR | ROH | DMS 2151 2062-165 | WASHER FLAT BRIR 8.4X16X1.5 (M8) | 20 | 4 | 16 | 6100K019 | R58-O-1-KDP1_SEP | consumption | 2025-10-16 | Mechanical |  | - | 2025-11-08 | 2025-10-25 | 0 | [5 empty] | Work in Process Pick | 8150233
6100K019 | PP12 : SWITCHGEAR - PP12 | SWGR | ROH | DMS 2151 2062-165 | WASHER FLAT BRIR 8.4X16X1.5 (M8) | 16 | 4 | 12 | 6100K019 | R58-O-1-KDP1_SEP | consumption | 2025-10-16 | Mechanical |  | - | 2025-11-08 | 2025-10-25 | 0 | [5 empty] | Work in Process Pick | 8150296
6100K019 | PP12 : SWITCHGEAR - PP12 | SWGR | ROH | DMS 2151 2062-165 | WASHER FLAT BRIR 8.4X16X1.5 (M8) | 12 | 12 | 0 | free_stock | R58-O-1-KDP1_SEP | inventory | 2025-10-28 | Mechanical |  | - | 2025-11-08 | 2025-10-25 | 0
6100K019 | PP12 : SWITCHGEAR - PP12 | SWGR | ROH | DMS 2151 2062-173 | WASHER FLAT BRIR 10.5X22X2 (M10) | 48 | 8 | 40 | 6100K019 | R58-A-1-KDP1_SEP | consumption | 2025-10-13 | C&D |  | - | 2025-11-08 | 2025-10-25 | 0 | [5 empty] | Work in Process Pick | 8074604
6100K019 | PP12 : SWITCHGEAR - PP12 | SWGR | ROH | DMS 2151 2062-173 | WASHER FLAT BRIR 10.5X22X2 (M10) | 40 | 8 | 32 | 6100K019 | R58-A-1-KDP1_SEP | consumption | 2025-10-13 | C&D |  | - | 2025-11-08 | 2025-10-25 | 0 | [5 empty] | Work in Process Pick | 8074607
6100K019 | PP12 : SWITCHGEAR - PP12 | SWGR | ROH | DMS 2151 2062-173 | WASHER FLAT BRIR 10.5X22X2 (M10) | 32 | 8 | 24 | 6100K019 | R58-A-1-KDP1_SEP | consumption | 2025-10-14 | C&D |  | - | 2025-11-08 | 2025-10-25 | 0 | [5 empty] | Work in Process Pick | 8099659
6100K019 | PP12 : SWITCHGEAR - PP12 | SWGR | ROH | DMS 2151 2062-173 | WASHER FLAT BRIR 10.5X22X2 (M10) | 24 | 8 | 16 | 6100K019 | R58-A-1-KDP1_SEP | consumption | 2025-10-14 | C&D |  | - | 2025-11-08 | 2025-10-25 | 0 | [5 empty] | Work in Process Pick | 8099671
6100K019 | PP12 : SWITCHGEAR - PP12 | SWGR | ROH | DMS 2151 2062-173 | WASHER FLAT BRIR 10.5X22X2 (M10) | 16 | 8 | 8 | 6100K019 | R58-A-1-KDP1_SEP | consumption | 2025-10-14 | C&D |  | - | 2025-11-08 | 2025-10-25 | 0 | [5 empty] | Work in Process Pick | 8108503
6100K019 | PP12 : SWITCHGEAR - PP12 | SWGR | ROH | DMS 2151 2062-173 | WASHER FLAT BRIR 10.5X22X2 (M10) | 8 | 8 | 0 | 6100K019 | R58-A-1-KDP1_SEP | consumption | 2025-10-14 | C&D |  | - | 2025-11-08 | 2025-10-25 | 0 | [5 empty] | Work in Process Pick | 8108659
6100K019 | PP12 : SWITCHGEAR - PP12 | SWGR | ROH | DMS 2151 2062-173 | WASHER FLAT BRIR 10.5X22X2 (M10) | 56 | 8 | 48 | 6100K019 | R58-A-1-KDP1_SEP | consumption | 2025-10-15 | Mechanical |  | - | 2025-11-08 | 2025-10-25 | 0 | [5 empty] | Work in Process Pick | 8128718
6100K019 | PP12 : SWITCHGEAR - PP12 | SWGR | ROH | DMS 2151 2062-173 | WASHER FLAT BRIR 10.5X22X2 (M10) | 48 | 8 | 40 | 6100K019 | R58-A-1-KDP1_SEP | consumption | 2025-10-15 | Mechanical |  | - | 2025-11-08 | 2025-10-25 | 0 | [5 empty] | Work in Process Pick | 8128703
6100K019 | PP12 : SWITCHGEAR - PP12 | SWGR | ROH | DMS 2151 2062-173 | WASHER FLAT BRIR 10.5X22X2 (M10) | 40 | 8 | 32 | 6100K019 | R58-A-1-KDP1_SEP | consumption | 2025-10-16 | Mechanical |  | - | 2025-11-08 | 2025-10-25 | 0 | [5 empty] | Work in Process Pick | 8150194
6100K019 | PP12 : SWITCHGEAR - PP12 | SWGR | ROH | DMS 2151 2062-173 | WASHER FLAT BRIR 10.5X22X2 (M10) | 32 | 8 | 24 | 6100K019 | R58-A-1-KDP1_SEP | consumption | 2025-10-16 | Mechanical |  | - | 2025-11-08 | 2025-10-25 | 0 | [5 empty] | Work in Process Pick | 8150299
6100K019 | PP12 : SWITCHGEAR - PP12 | SWGR | ROH | DMS 2151 2062-173 | WASHER FLAT BRIR 10.5X22X2 (M10) | 24 | 24 | 0 | free_stock | R58-A-1-KDP1_SEP | inventory | 2025-10-28 | Mechanical |  | - | 2025-11-08 | 2025-10-25 | 0
6100K019 | PP12 : SWITCHGEAR - PP12 | SWGR | ROH | DMS 2154 2033-10 | WASHER, CONICAL 10.5X23X2.5 | 529 | 100 | 429 | 6100K019 | R58-A-1-KDP1_SEP | consumption | 2025-10-13 | C&D |  | - | 2025-11-08 | 2025-10-25 | 0 | [5 empty] | Work in Process Pick | 8074586
6100K019 | PP12 : SWITCHGEAR - PP12 | SWGR | ROH | DMS 2154 2033-10 | WASHER, CONICAL 10.5X23X2.5 | 429 | 100 | 329 | 6100K019 | R58-A-1-KDP1_SEP | consumption | 2025-10-13 | C&D |  | - | 2025-11-08 | 2025-10-25 | 0 | [5 empty] | Work in Process Pick | 8074610
6100K019 | PP12 : SWITCHGEAR - PP12 | SWGR | ROH | DMS 2154 2033-10 | WASHER, CONICAL 10.5X23X2.5 | 329 | 118 | 211 | 6100K019 | R58-A-1-KDP1_SEP | consumption | 2025-10-14 | C&D |  | - | 2025-11-08 | 2025-10-25 | 0 | [5 empty] | Work in Process Pick | 8108587
6100K019 | PP12 : SWITCHGEAR - PP12 | SWGR | ROH | DMS 2154 2033-10 | WASHER, CONICAL 10.5X23X2.5 | 211 | 100 | 111 | 6100K019 | R58-A-1-KDP1_SEP | consumption | 2025-10-14 | C&D |  | - | 2025-11-08 | 2025-10-25 | 0 | [5 empty] | Work in Process Pick | 8108662
6100K019 | PP12 : SWITCHGEAR - PP12 | SWGR | ROH | DMS 2154 2033-10 | WASHER, CONICAL 10.5X23X2.5 | 111 | 46 | 65 | 6100K019 | R58-A-1-KDP1_SEP | consumption | 2025-10-14 | C&D |  | - | 2025-11-08 | 2025-10-25 | 0 | [5 empty] | Work in Process Pick | 8099608
6100K019 | PP12 : SWITCHGEAR - PP12 | SWGR | ROH | DMS 2154 2033-10 | WASHER, CONICAL 10.5X23X2.5 | 65 | 65 | 0 | 6100K019 | R58-A-1-KDP1_SEP | consumption | 2025-10-15 | C&D |  | - | 2025-11-08 | 2025-10-25 | 0 | [5 empty] | Work in Process Pick | 8127247
6100K019 | PP12 : SWITCHGEAR - PP12 | SWGR | ROH | DMS 2154 2033-10 | WASHER, CONICAL 10.5X23X2.5 | 1197 | 90 | 1107 | 6100K019 | R58-A-1-KDP1_SEP | consumption | 2025-10-15 | Mechanical |  | - | 2025-11-08 | 2025-10-25 | 0 | [5 empty] | Work in Process Pick | 8127277
6100K019 | PP12 : SWITCHGEAR - PP12 | SWGR | ROH | DMS 2154 2033-10 | WASHER, CONICAL 10.5X23X2.5 | 1107 | 25 | 1082 | 6100K019 | R58-A-1-KDP1_SEP | consumption | 2025-10-15 | Mechanical |  | - | 2025-11-08 | 2025-10-25 | 0 | [5 empty] | Work in Process Pick | 8127247
6100K019 | PP12 : SWITCHGEAR - PP12 | SWGR | ROH | DMS 2154 2033-10 | WASHER, CONICAL 10.5X23X2.5 | 1082 | 100 | 982 | 6100K019 | R58-A-1-KDP1_SEP | consumption | 2025-10-16 | Mechanical |  | - | 2025-11-08 | 2025-10-25 | 0 | [5 empty] | Work in Process Pick | 8150155
6100K019 | PP12 : SWITCHGEAR - PP12 | SWGR | ROH | DMS 2154 2033-10 | WASHER, CONICAL 10.5X23X2.5 | 982 | 100 | 882 | 6100K019 | R58-A-1-KDP1_SEP | consumption | 2025-10-16 | Mechanical |  | - | 2025-11-08 | 2025-10-25 | 0 | [5 empty] | Work in Process Pick | 8150302
6100K019 | PP12 : SWITCHGEAR - PP12 | SWGR | ROH | DMS 2154 2033-10 | WASHER, CONICAL 10.5X23X2.5 | 882 | 882 | 0 | free_stock | R58-A-1-KDP1_SEP | inventory | 2025-10-28 | Mechanical |  | - | 2025-11-08 | 2025-10-25 | 0
6100K019 | PP12 : SWITCHGEAR - PP12 | SWGR | ROH | DMS 2154 2033-12 | WASHER, CONICAL 13X29X3 | 330 | 64 | 266 | 6100K019 | R58-A-1-KDP1_SEP | consumption | 2025-10-13 | C&D |  | - | 2025-11-08 | 2025-10-25 | 0 | [5 empty] | Work in Process Pick | 8074613
6100K019 | PP12 : SWITCHGEAR - PP12 | SWGR | ROH | DMS 2154 2033-12 | WASHER, CONICAL 13X29X3 | 266 | 52 | 214 | 6100K019 | R58-A-1-KDP1_SEP | consumption | 2025-10-13 | C&D |  | - | 2025-11-08 | 2025-10-25 | 0 | [5 empty] | Work in Process Pick | 8074589
6100K019 | PP12 : SWITCHGEAR - PP12 | SWGR | ROH | DMS 2154 2033-12 | WASHER, CONICAL 13X29X3 | 214 | 64 | 150 | 6100K019 | R58-A-1-KDP1_SEP | consumption | 2025-10-14 | C&D |  | - | 2025-11-08 | 2025-10-25 | 0 | [5 empty] | Work in Process Pick | 8108665
6100K019 | PP12 : SWITCHGEAR - PP12 | SWGR | ROH | DMS 2154 2033-12 | WASHER, CONICAL 13X29X3 | 150 | 52 | 98 | 6100K019 | R58-A-1-KDP1_SEP | consumption | 2025-10-14 | C&D |  | - | 2025-11-08 | 2025-10-25 | 0 | [5 empty] | Work in Process Pick | 8108455
6100K019 | PP12 : SWITCHGEAR - PP12 | SWGR | ROH | DMS 2154 2033-12 | WASHER, CONICAL 13X29X3 | 98 | 8 | 90 | 6100K019 | R58-A-1-KDP1_SEP | consumption | 2025-10-14 | C&D |  | - | 2025-11-08 | 2025-10-25 | 0 | [5 empty] | Work in Process Pick | 8099620
6100K019 | PP12 : SWITCHGEAR - PP12 | SWGR | ROH | DMS 2154 2033-12 | WASHER, CONICAL 13X29X3 | 90 | 59 | 31 | 6100K019 | R58-A-1-KDP1_SEP | consumption | 2025-10-15 | C&D |  | - | 2025-11-08 | 2025-10-25 | 0 | [5 empty] | Work in Process Pick | 8128682
6100K019 | PP12 : SWITCHGEAR - PP12 | SWGR | ROH | DMS 2154 2033-12 | WASHER, CONICAL 13X29X3 | 31 | 31 | 0 | 6100K019 | R58-A-1-KDP1_SEP | consumption | 2025-10-15 | C&D |  | - | 2025-11-08 | 2025-10-25 | 0 | [5 empty] | Work in Process Pick | 8128721
6100K019 | PP12 : SWITCHGEAR - PP12 | SWGR | ROH | DMS 2154 2033-12 | WASHER, CONICAL 13X29X3 | 333 | 28 | 305 | 6100K019 | R58-A-1-KDP1_SEP | consumption | 2025-10-15 | Mechanical |  | - | 2025-11-08 | 2025-10-25 | 0 | [5 empty] | Work in Process Pick | 8128721
6100K019 | PP12 : SWITCHGEAR - PP12 | SWGR | ROH | DMS 2154 2033-12 | WASHER, CONICAL 13X29X3 | 305 | 64 | 241 | 6100K019 | R58-A-1-KDP1_SEP | consumption | 2025-10-16 | Mechanical |  | - | 2025-11-08 | 2025-10-25 | 0 | [5 empty] | Work in Process Pick | 8150305
6100K019 | PP12 : SWITCHGEAR - PP12 | SWGR | ROH | DMS 2154 2033-12 | WASHER, CONICAL 13X29X3 | 241 | 52 | 189 | 6100K019 | R58-A-1-KDP1_SEP | consumption | 2025-10-16 | Mechanical |  | - | 2025-11-08 | 2025-10-25 | 0 | [5 empty] | Work in Process Pick | 8150146
6100K019 | PP12 : SWITCHGEAR - PP12 | SWGR | ROH | DMS 2154 2033-12 | WASHER, CONICAL 13X29X3 | 189 | 189 | 0 | free_stock | R58-A-1-KDP1_SEP | inventory | 2025-10-28 | Mechanical |  | - | 2025-11-08 | 2025-10-25 | 0
6100K019 | PP12 : SWITCHGEAR - PP12 | SWGR | ROH | DMS 2154 2033-16 | WASHER, CONICAL 17X39X4 | 153 | 39 | 114 | 6100K019 | R58-A-1-KDP1_SEP | consumption | 2025-10-13 | C&D |  | - | 2025-11-08 | 2025-10-25 | 0 | [5 empty] | Work in Process Pick | 8074616
6100K019 | PP12 : SWITCHGEAR - PP12 | SWGR | ROH | DMS 2154 2033-16 | WASHER, CONICAL 17X39X4 | 114 | 39 | 75 | 6100K019 | R58-A-1-KDP1_SEP | consumption | 2025-10-13 | C&D |  | - | 2025-11-08 | 2025-10-25 | 0 | [5 empty] | Work in Process Pick | 8074637
6100K019 | PP12 : SWITCHGEAR - PP12 | SWGR | ROH | DMS 2154 2033-16 | WASHER, CONICAL 17X39X4 | 75 | 39 | 36 | 6100K019 | R58-A-1-KDP1_SEP | consumption | 2025-10-14 | C&D |  | - | 2025-11-08 | 2025-10-25 | 0 | [5 empty] | Work in Process Pick | 8108536
6100K019 | PP12 : SWITCHGEAR - PP12 | SWGR | ROH | DMS 2154 2033-16 | WASHER, CONICAL 17X39X4 | 36 | 36 | 0 | 6100K019 | R58-A-1-KDP1_SEP | consumption | 2025-10-14 | C&D |  | - | 2025-11-08 | 2025-10-25 | 0 | [5 empty] | Work in Process Pick | 8108668
6100K019 | PP12 : SWITCHGEAR - PP12 | SWGR | ROH | DMS 2154 2033-16 | WASHER, CONICAL 17X39X4 | 189 | 9 | 180 | 6100K019 | R58-A-1-KDP1_SEP | consumption | 2025-10-14 | Mechanical |  | - | 2025-11-08 | 2025-10-25 | 0 | [5 empty] | Work in Process Pick | 8099575
6100K019 | PP12 : SWITCHGEAR - PP12 | SWGR | ROH | DMS 2154 2033-16 | WASHER, CONICAL 17X39X4 | 180 | 9 | 171 | 6100K019 | R58-A-1-KDP1_SEP | consumption | 2025-10-14 | Mechanical |  | - | 2025-11-08 | 2025-10-25 | 0 | [5 empty] | Work in Process Pick | 8099674
6100K019 | PP12 : SWITCHGEAR - PP12 | SWGR | ROH | DMS 2154 2033-16 | WASHER, CONICAL 17X39X4 | 171 | 3 | 168 | 6100K019 | R58-A-1-KDP1_SEP | consumption | 2025-10-14 | Mechanical |  | - | 2025-11-08 | 2025-10-25 | 0 | [5 empty] | Work in Process Pick | 8108668
6100K019 | PP12 : SWITCHGEAR - PP12 | SWGR | ROH | DMS 2154 2033-16 | WASHER, CONICAL 17X39X4 | 168 | 24 | 144 | 6100K019 | R58-A-1-KDP1_SEP | consumption | 2025-10-15 | Mechanical |  | - | 2025-11-08 | 2025-10-25 | 0 | [5 empty] | Work in Process Pick | 8128724
6100K019 | PP12 : SWITCHGEAR - PP12 | SWGR | ROH | DMS 2154 2033-16 | WASHER, CONICAL 17X39X4 | 144 | 24 | 120 | 6100K019 | R58-A-1-KDP1_SEP | consumption | 2025-10-15 | Mechanical |  | - | 2025-11-08 | 2025-10-25 | 0 | [5 empty] | Work in Process Pick | 8128778
6100K019 | PP12 : SWITCHGEAR - PP12 | SWGR | ROH | DMS 2154 2033-16 | WASHER, CONICAL 17X39X4 | 120 | 39 | 81 | 6100K019 | R58-A-1-KDP1_SEP | consumption | 2025-10-16 | Mechanical |  | - | 2025-11-08 | 2025-10-25 | 0 | [5 empty] | Work in Process Pick | 8150206
6100K019 | PP12 : SWITCHGEAR - PP12 | SWGR | ROH | DMS 2154 2033-16 | WASHER, CONICAL 17X39X4 | 81 | 39 | 42 | 6100K019 | R58-A-1-KDP1_SEP | consumption | 2025-10-16 | Mechanical |  | - | 2025-11-08 | 2025-10-25 | 0 | [5 empty] | Work in Process Pick | 8150308
6100K019 | PP12 : SWITCHGEAR - PP12 | SWGR | ROH | DMS 2154 2033-16 | WASHER, CONICAL 17X39X4 | 42 | 42 | 0 | free_stock | R58-A-1-KDP1_SEP | inventory | 2025-10-28 | Mechanical |  | - | 2025-11-08 | 2025-10-25 | 0
6100K019 | PP12 : SWITCHGEAR - PP12 | SWGR | ROH | DMS 2154 2033-19 | WASHER,SPRING 21X45X5 DIN6796 | 27 | 3 | 24 | 6100K019 | R58-A-1-KDP1_SEP | consumption | 2025-10-13 | Mechanical |  | - | 2025-11-08 | 2025-10-25 | 0 | [5 empty] | Work in Process Pick | 8074619
6100K019 | PP12 : SWITCHGEAR - PP12 | SWGR | ROH | DMS 2154 2033-19 | WASHER,SPRING 21X45X5 DIN6796 | 24 | 3 | 21 | 6100K019 | R58-A-1-KDP1_SEP | consumption | 2025-10-13 | Mechanical |  | - | 2025-11-08 | 2025-10-25 | 0 | [5 empty] | Work in Process Pick | 8074640
6100K019 | PP12 : SWITCHGEAR - PP12 | SWGR | ROH | DMS 2154 2033-19 | WASHER,SPRING 21X45X5 DIN6796 | 21 | 9 | 12 | 6100K019 | R58-A-1-KDP1_SEP | consumption | 2025-10-14 | Mechanical |  | - | 2025-11-08 | 2025-10-25 | 0 | [5 empty] | Work in Process Pick | 8099578
6100K019 | PP12 : SWITCHGEAR - PP12 | SWGR | ROH | DMS 2154 2033-19 | WASHER,SPRING 21X45X5 DIN6796 | 12 | 9 | 3 | 6100K019 | R58-A-1-KDP1_SEP | consumption | 2025-10-14 | Mechanical |  | - | 2025-11-08 | 2025-10-25 | 0 | [5 empty] | Work in Process Pick | 8099677
6100K019 | PP12 : SWITCHGEAR - PP12 | SWGR | ROH | DMS 2154 2033-19 | WASHER,SPRING 21X45X5 DIN6796 | 3 | 3 | 0 | 6100K019 | R58-A-1-KDP1_SEP | consumption | 2025-10-14 | Mechanical |  | - | 2025-11-08 | 2025-10-25 | 0 | [5 empty] | Work in Process Pick | 8108539
6100K019 | PP12 : SWITCHGEAR - PP12 | SWGR | ROH | DMS 2154 2033-19 | WASHER,SPRING 21X45X5 DIN6796 | 33 | 3 | 30 | 6100K019 | R58-A-1-KDP1_SEP | consumption | 2025-10-14 | C&D |  | - | 2025-11-08 | 2025-10-25 | 0 | [5 empty] | Work in Process Pick | 8108671
6100K019 | PP12 : SWITCHGEAR - PP12 | SWGR | ROH | DMS 2154 2033-19 | WASHER,SPRING 21X45X5 DIN6796 | 30 | 6 | 24 | 6100K019 | R58-A-1-KDP1_SEP | consumption | 2025-10-15 | C&D |  | - | 2025-11-08 | 2025-10-25 | 0 | [5 empty] | Work in Process Pick | 8128727
6100K019 | PP12 : SWITCHGEAR - PP12 | SWGR | ROH | DMS 2154 2033-19 | WASHER,SPRING 21X45X5 DIN6796 | 24 | 6 | 18 | 6100K019 | R58-A-1-KDP1_SEP | consumption | 2025-10-15 | C&D |  | - | 2025-11-08 | 2025-10-25 | 0 | [5 empty] | Work in Process Pick | 8128781
6100K019 | PP12 : SWITCHGEAR - PP12 | SWGR | ROH | DMS 2154 2033-19 | WASHER,SPRING 21X45X5 DIN6796 | 18 | 3 | 15 | 6100K019 | R58-A-1-KDP1_SEP | consumption | 2025-10-16 | C&D |  | - | 2025-11-08 | 2025-10-25 | 0 | [5 empty] | Work in Process Pick | 8150209
6100K019 | PP12 : SWITCHGEAR - PP12 | SWGR | ROH | DMS 2154 2033-19 | WASHER,SPRING 21X45X5 DIN6796 | 15 | 3 | 12 | 6100K019 | R58-A-1-KDP1_SEP | consumption | 2025-10-16 | C&D |  | - | 2025-11-08 | 2025-10-25 | 0 | [5 empty] | Work in Process Pick | 8150311
6100K019 | PP12 : SWITCHGEAR - PP12 | SWGR | ROH | DMS 2154 2033-19 | WASHER,SPRING 21X45X5 DIN6796 | 12 | 12 | 0 | free_stock | R58-A-1-KDP1_SEP | inventory | 2025-10-28 | C&D |  | - | 2025-11-08 | 2025-10-25 | 0
6100K019 | PP12 : SWITCHGEAR - PP12 | SWGR | ROH | DMS 2154 2033-7 | WASHER, CONICAL 6.4X14X1.5 | 98 | 13 | 85 | 6100K019 | R58-A-1-KDP1_SEP | consumption | 2025-10-13 | Mechanical |  | - | 2025-11-08 | 2025-10-25 | 0 | [5 empty] | Work in Process Pick | 8074601
6100K019 | PP12 : SWITCHGEAR - PP12 | SWGR | ROH | DMS 2154 2033-7 | WASHER, CONICAL 6.4X14X1.5 | 85 | 13 | 72 | 6100K019 | R58-A-1-KDP1_SEP | consumption | 2025-10-13 | Mechanical |  | - | 2025-11-08 | 2025-10-25 | 0 | [5 empty] | Work in Process Pick | 8074622
6100K019 | PP12 : SWITCHGEAR - PP12 | SWGR | ROH | DMS 2154 2033-7 | WASHER, CONICAL 6.4X14X1.5 | 72 | 29 | 43 | 6100K019 | R58-A-1-KDP1_SEP | consumption | 2025-10-14 | Mechanical |  | - | 2025-11-08 | 2025-10-25 | 0 | [5 empty] | Work in Process Pick | 8099680
6100K019 | PP12 : SWITCHGEAR - PP12 | SWGR | ROH | DMS 2154 2033-7 | WASHER, CONICAL 6.4X14X1.5 | 43 | 14 | 29 | 6100K019 | R58-A-1-KDP1_SEP | consumption | 2025-10-14 | Mechanical |  | - | 2025-11-08 | 2025-10-25 | 0 | [5 empty] | Work in Process Pick | 8099581
6100K019 | PP12 : SWITCHGEAR - PP12 | SWGR | ROH | DMS 2154 2033-7 | WASHER, CONICAL 6.4X14X1.5 | 29 | 13 | 16 | 6100K019 | R58-A-1-KDP1_SEP | consumption | 2025-10-14 | Mechanical |  | - | 2025-11-08 | 2025-10-25 | 0 | [5 empty] | Work in Process Pick | 8108479
6100K019 | PP12 : SWITCHGEAR - PP12 | SWGR | ROH | DMS 2154 2033-7 | WASHER, CONICAL 6.4X14X1.5 | 16 | 13 | 3 | 6100K019 | R58-A-1-KDP1_SEP | consumption | 2025-10-14 | Mechanical |  | - | 2025-11-08 | 2025-10-25 | 0 | [5 empty] | Work in Process Pick | 8108674
6100K019 | PP12 : SWITCHGEAR - PP12 | SWGR | ROH | DMS 2154 2033-7 | WASHER, CONICAL 6.4X14X1.5 | 3 | 3 | 0 | 6100K019 | R58-A-1-KDP1_SEP | consumption | 2025-10-15 | Mechanical |  | - | 2025-11-08 | 2025-10-25 | 0 | [5 empty] | Work in Process Pick | 8128706
6100K019 | PP12 : SWITCHGEAR - PP12 | SWGR | ROH | DMS 2154 2033-7 | WASHER, CONICAL 6.4X14X1.5 | 107 | 15 | 92 | 6100K019 | R58-A-1-KDP1_SEP | consumption | 2025-10-15 | C&D |  | - | 2025-11-08 | 2025-10-25 | 0 | [5 empty] | Work in Process Pick | 8128730
6100K019 | PP12 : SWITCHGEAR - PP12 | SWGR | ROH | DMS 2154 2033-7 | WASHER, CONICAL 6.4X14X1.5 | 92 | 12 | 80 | 6100K019 | R58-A-1-KDP1_SEP | consumption | 2025-10-15 | C&D |  | - | 2025-11-08 | 2025-10-25 | 0 | [5 empty] | Work in Process Pick | 8128706
6100K019 | PP12 : SWITCHGEAR - PP12 | SWGR | ROH | DMS 2154 2033-7 | WASHER, CONICAL 6.4X14X1.5 | 80 | 13 | 67 | 6100K019 | R58-A-1-KDP1_SEP | consumption | 2025-10-16 | C&D |  | - | 2025-11-08 | 2025-10-25 | 0 | [5 empty] | Work in Process Pick | 8150173
6100K019 | PP12 : SWITCHGEAR - PP12 | SWGR | ROH | DMS 2154 2033-7 | WASHER, CONICAL 6.4X14X1.5 | 67 | 13 | 54 | 6100K019 | R58-A-1-KDP1_SEP | consumption | 2025-10-16 | C&D |  | - | 2025-11-08 | 2025-10-25 | 0 | [5 empty] | Work in Process Pick | 8150314
6100K019 | PP12 : SWITCHGEAR - PP12 | SWGR | ROH | DMS 2154 2033-7 | WASHER, CONICAL 6.4X14X1.5 | 54 | 54 | 0 | free_stock | R58-A-1-KDP1_SEP | inventory | 2025-10-28 | C&D |  | - | 2025-11-08 | 2025-10-25 | 0
6100K019 | PP12 : SWITCHGEAR - PP12 | SWGR | ROH | DMS 2154 2033-9 | WASHER, CONICAL 8.4X18X2 | 799 | 152 | 647 | 6100K019 | R58-A-1-KDP1_SEP | consumption | 2025-10-13 | C&D |  | - | 2025-11-08 | 2025-10-25 | 0 | [5 empty] | Work in Process Pick | 8074625
6100K019 | PP12 : SWITCHGEAR - PP12 | SWGR | ROH | DMS 2154 2033-9 | WASHER, CONICAL 8.4X18X2 | 647 | 142 | 505 | 6100K019 | R58-A-1-KDP1_SEP | consumption | 2025-10-13 | C&D |  | - | 2025-11-08 | 2025-10-25 | 0 | [5 empty] | Work in Process Pick | 8074583
6100K019 | PP12 : SWITCHGEAR - PP12 | SWGR | ROH | DMS 2154 2033-9 | WASHER, CONICAL 8.4X18X2 | 505 | 152 | 353 | 6100K019 | R58-A-1-KDP1_SEP | consumption | 2025-10-14 | C&D |  | - | 2025-11-08 | 2025-10-25 | 0 | [5 empty] | Work in Process Pick | 8108677
6100K019 | PP12 : SWITCHGEAR - PP12 | SWGR | ROH | DMS 2154 2033-9 | WASHER, CONICAL 8.4X18X2 | 353 | 146 | 207 | 6100K019 | R58-A-1-KDP1_SEP | consumption | 2025-10-14 | C&D |  | - | 2025-11-08 | 2025-10-25 | 0 | [5 empty] | Work in Process Pick | 8108575
6100K019 | PP12 : SWITCHGEAR - PP12 | SWGR | ROH | DMS 2154 2033-9 | WASHER, CONICAL 8.4X18X2 | 207 | 84 | 123 | 6100K019 | R58-A-1-KDP1_SEP | consumption | 2025-10-14 | C&D |  | - | 2025-11-08 | 2025-10-25 | 0 | [5 empty] | Work in Process Pick | 8099683
6100K019 | PP12 : SWITCHGEAR - PP12 | SWGR | ROH | DMS 2154 2033-9 | WASHER, CONICAL 8.4X18X2 | 123 | 81 | 42 | 6100K019 | R58-A-1-KDP1_SEP | consumption | 2025-10-14 | C&D |  | - | 2025-11-08 | 2025-10-25 | 0 | [5 empty] | Work in Process Pick | 8099596
6100K019 | PP12 : SWITCHGEAR - PP12 | SWGR | ROH | DMS 2154 2033-9 | WASHER, CONICAL 8.4X18X2 | 42 | 42 | 0 | 6100K019 | R58-A-1-KDP1_SEP | consumption | 2025-10-15 | C&D |  | - | 2025-11-08 | 2025-10-25 | 0 | [5 empty] | Work in Process Pick | 8128709
6100K019 | PP12 : SWITCHGEAR - PP12 | SWGR | ROH | DMS 2154 2033-9 | WASHER, CONICAL 8.4X18X2 | 957 | 100 | 857 | 6100K019 | R58-A-1-KDP1_SEP | consumption | 2025-10-15 | Mechanical |  | - | 2025-11-08 | 2025-10-25 | 0 | [5 empty] | Work in Process Pick | 8128733
6100K019 | PP12 : SWITCHGEAR - PP12 | SWGR | ROH | DMS 2154 2033-9 | WASHER, CONICAL 8.4X18X2 | 857 | 58 | 799 | 6100K019 | R58-A-1-KDP1_SEP | consumption | 2025-10-15 | Mechanical |  | - | 2025-11-08 | 2025-10-25 | 0 | [5 empty] | Work in Process Pick | 8128709
6100K019 | PP12 : SWITCHGEAR - PP12 | SWGR | ROH | DMS 2154 2033-9 | WASHER, CONICAL 8.4X18X2 | 799 | 799 | 0 | free_stock | R58-A-1-KDP1_SEP | inventory | 2025-10-28 | Mechanical |  | - | 2025-11-08 | 2025-10-25 | 0
6100K019 | PP12 : SWITCHGEAR - PP12 | SWGR | ROH | DMS 2154 363-1 | WASHER, LOCK 10X5X0.5 | 6 | 1 | 5 | 6100K019 | R14-I-1-KDP1_SEP | consumption | 2025-10-13 | LV |  | - | 2025-11-08 | 2025-10-25 | 0 | [5 empty] | Work in Process Pick | 8069146
6100K019 | PP12 : SWITCHGEAR - PP12 | SWGR | ROH | DMS 2154 363-1 | WASHER, LOCK 10X5X0.5 | 5 | 1 | 4 | 6100K019 | R14-I-1-KDP1_SEP | consumption | 2025-10-13 | LV |  | - | 2025-11-08 | 2025-10-25 | 0 | [5 empty] | Work in Process Pick | 8070588
6100K019 | PP12 : SWITCHGEAR - PP12 | SWGR | ROH | DMS 2154 363-1 | WASHER, LOCK 10X5X0.5 | 4 | 1 | 3 | 6100K019 | R14-I-1-KDP1_SEP | consumption | 2025-10-13 | LV |  | - | 2025-11-08 | 2025-10-25 | 0 | [5 empty] | Work in Process Pick | 8071556
6100K019 | PP12 : SWITCHGEAR - PP12 | SWGR | ROH | DMS 2154 363-1 | WASHER, LOCK 10X5X0.5 | 3 | 3 | 0 | free_stock | R14-I-1-KDP1_SEP | inventory | 2025-10-28 | LV |  | - | 2025-11-08 | 2025-10-25 | 0
6100K019 | PP12 : SWITCHGEAR - PP12 | SWGR | ROH | DMS 2166 2056-3 | CABLE TIE WRAP KSS-CV140S | 2400 | 400 | 2000 | 6100K019 | R58-J-1-KDP1_SEP | consumption | 2025-10-13 | LV |  | - | 2025-11-08 | 2025-10-25 | 0 | [5 empty] | Work in Process Pick | 8069149
6100K019 | PP12 : SWITCHGEAR - PP12 | SWGR | ROH | DMS 2166 2056-3 | CABLE TIE WRAP KSS-CV140S | 2000 | 400 | 1600 | 6100K019 | R58-J-1-KDP1_SEP | consumption | 2025-10-13 | LV |  | - | 2025-11-08 | 2025-10-25 | 0 | [5 empty] | Work in Process Pick | 8070483
6100K019 | PP12 : SWITCHGEAR - PP12 | SWGR | ROH | DMS 2166 2056-3 | CABLE TIE WRAP KSS-CV140S | 1600 | 400 | 1200 | 6100K019 | R58-J-1-KDP1_SEP | consumption | 2025-10-13 | LV |  | - | 2025-11-08 | 2025-10-25 | 0 | [5 empty] | Work in Process Pick | 8071559
6100K019 | PP12 : SWITCHGEAR - PP12 | SWGR | ROH | DMS 2166 2056-3 | CABLE TIE WRAP KSS-CV140S | 1200 | 1200 | 0 | free_stock | R58-J-1-KDP1_SEP | inventory | 2025-10-28 | LV |  | - | 2025-11-08 | 2025-10-25 | 0
6100K019 | PP12 : SWITCHGEAR - PP12 | SWGR | ROH | DMS 2166 5011-10 | WIRE CHANNEL SIZE 48X100(1box=40meters) | 30 | 5 | 25 | 6100K019 | R58-O-1-KDP1_SEP | consumption | 2025-10-13 | LV |  | - | 2025-11-08 | 2025-10-25 | 0 | [5 empty] | Work in Process Pick | 8069194
6100K019 | PP12 : SWITCHGEAR - PP12 | SWGR | ROH | DMS 2166 5011-10 | WIRE CHANNEL SIZE 48X100(1box=40meters) | 25 | 5 | 20 | 6100K019 | R58-O-1-KDP1_SEP | consumption | 2025-10-13 | LV |  | - | 2025-11-08 | 2025-10-25 | 0 | [5 empty] | Work in Process Pick | 8070591
6100K019 | PP12 : SWITCHGEAR - PP12 | SWGR | ROH | DMS 2166 5011-10 | WIRE CHANNEL SIZE 48X100(1box=40meters) | 20 | 5 | 15 | 6100K019 | R58-O-1-KDP1_SEP | consumption | 2025-10-13 | LV |  | - | 2025-11-08 | 2025-10-25 | 0 | [5 empty] | Work in Process Pick | 8071610
6100K019 | PP12 : SWITCHGEAR - PP12 | SWGR | ROH | DMS 2166 5011-10 | WIRE CHANNEL SIZE 48X100(1box=40meters) | 15 | 15 | 0 | free_stock | NEW.FLR-1-1-KDP1_SEP | inventory | 2025-10-28 | LV |  | - | 2025-11-08 | 2025-10-25 | 0
6100K019 | PP12 : SWITCHGEAR - PP12 | SWGR | ROH | DMS 2166 5011-11 | WIRE CHANNEL SIZE 150X100(1box=12meter) | 6 | 1 | 5 | 6100K019 | R68-I-1-KDP1_SEP | consumption | 2025-10-13 | LV |  | - | 2025-11-08 | 2025-10-25 | 0 | [5 empty] | Work in Process Pick | 8069197
6100K019 | PP12 : SWITCHGEAR - PP12 | SWGR | ROH | DMS 2166 5011-11 | WIRE CHANNEL SIZE 150X100(1box=12meter) | 5 | 1 | 4 | 6100K019 | R68-I-1-KDP1_SEP | consumption | 2025-10-13 | LV |  | - | 2025-11-08 | 2025-10-25 | 0 | [5 empty] | Work in Process Pick | 8070594
6100K019 | PP12 : SWITCHGEAR - PP12 | SWGR | ROH | DMS 2166 5011-11 | WIRE CHANNEL SIZE 150X100(1box=12meter) | 4 | 1 | 3 | 6100K019 | R68-I-1-KDP1_SEP | consumption | 2025-10-13 | LV |  | - | 2025-11-08 | 2025-10-25 | 0 | [5 empty] | Work in Process Pick | 8071613
6100K019 | PP12 : SWITCHGEAR - PP12 | SWGR | ROH | DMS 2166 5011-11 | WIRE CHANNEL SIZE 150X100(1box=12meter) | 3 | 3 | 0 | free_stock | NEW.FLR-1-1-KDP1_SEP | inventory | 2025-10-28 | LV |  | - | 2025-11-08 | 2025-10-25 | 0
6100K019 | PP12 : SWITCHGEAR - PP12 | SWGR | ROH | DMS 2175 2012-25 | MOUNTNG RAIL OMEGA 35X15 02150 | 36 | 6 | 30 | 6100K019 | R68-I-1-KDP1_SEP | consumption | 2025-10-13 | LV |  | - | 2025-11-08 | 2025-10-25 | 0 | [5 empty] | Work in Process Pick | 8069200
6100K019 | PP12 : SWITCHGEAR - PP12 | SWGR | ROH | DMS 2175 2012-25 | MOUNTNG RAIL OMEGA 35X15 02150 | 30 | 6 | 24 | 6100K019 | R68-I-1-KDP1_SEP | consumption | 2025-10-13 | LV |  | - | 2025-11-08 | 2025-10-25 | 0 | [5 empty] | Work in Process Pick | 8070597
6100K019 | PP12 : SWITCHGEAR - PP12 | SWGR | ROH | DMS 2175 2012-25 | MOUNTNG RAIL OMEGA 35X15 02150 | 24 | 6 | 18 | 6100K019 | R68-I-1-KDP1_SEP | consumption | 2025-10-13 | LV |  | - | 2025-11-08 | 2025-10-25 | 0 | [5 empty] | Work in Process Pick | 8071616
6100K019 | PP12 : SWITCHGEAR - PP12 | SWGR | ROH | DMS 2175 2012-25 | MOUNTNG RAIL OMEGA 35X15 02150 | 18 | 18 | 0 | free_stock | NEW.FLR-1-1-KDP1_SEP | inventory | 2025-10-28 | LV |  | - | 2025-11-08 | 2025-10-25 | 0
6100K019 | PP12 : SWITCHGEAR - PP12 | SWGR | ROH | DMS 2634 010-91 | UN-INSUL SLeve Lugs KE1510ST (1.5mm) | 120 | 20 | 100 | 6100K019 | R58-O-1-KDP1_SEP | consumption | 2025-10-13 | LV |  | - | 2025-11-08 | 2025-10-25 | 0 | [5 empty] | Work in Process Pick | 8069152
6100K019 | PP12 : SWITCHGEAR - PP12 | SWGR | ROH | DMS 2634 010-91 | UN-INSUL SLeve Lugs KE1510ST (1.5mm) | 100 | 20 | 80 | 6100K019 | R58-O-1-KDP1_SEP | consumption | 2025-10-13 | LV |  | - | 2025-11-08 | 2025-10-25 | 0 | [5 empty] | Work in Process Pick | 8070486
6100K019 | PP12 : SWITCHGEAR - PP12 | SWGR | ROH | DMS 2634 010-91 | UN-INSUL SLeve Lugs KE1510ST (1.5mm) | 80 | 20 | 60 | 6100K019 | R58-O-1-KDP1_SEP | consumption | 2025-10-13 | LV |  | - | 2025-11-08 | 2025-10-25 | 0 | [5 empty] | Work in Process Pick | 8071562
6100K019 | PP12 : SWITCHGEAR - PP12 | SWGR | ROH | DMS 2634 010-91 | UN-INSUL SLeve Lugs KE1510ST (1.5mm) | 60 | 60 | 0 | free_stock | R58-O-1-KDP1_SEP | inventory | 2025-10-28 | LV |  | - | 2025-11-08 | 2025-10-25 | 0
6100K019 | PP12 : SWITCHGEAR - PP12 | SWGR | ROH | DMS 2634 010-92 | UN-INSUL SLEEVE Lugs for 2.5mm KE2510ST | 300 | 50 | 250 | 6100K019 | R58-O-1-KDP1_SEP | consumption | 2025-10-13 | LV |  | - | 2025-11-08 | 2025-10-25 | 0 | [5 empty] | Work in Process Pick | 8069155
6100K019 | PP12 : SWITCHGEAR - PP12 | SWGR | ROH | DMS 2634 010-92 | UN-INSUL SLEEVE Lugs for 2.5mm KE2510ST | 250 | 50 | 200 | 6100K019 | R58-O-1-KDP1_SEP | consumption | 2025-10-13 | LV |  | - | 2025-11-08 | 2025-10-25 | 0 | [5 empty] | Work in Process Pick | 8070489
6100K019 | PP12 : SWITCHGEAR - PP12 | SWGR | ROH | DMS 2634 010-92 | UN-INSUL SLEEVE Lugs for 2.5mm KE2510ST | 200 | 50 | 150 | 6100K019 | R58-O-1-KDP1_SEP | consumption | 2025-10-13 | LV |  | - | 2025-11-08 | 2025-10-25 | 0 | [5 empty] | Work in Process Pick | 8071565
6100K019 | PP12 : SWITCHGEAR - PP12 | SWGR | ROH | DMS 2634 010-92 | UN-INSUL SLEEVE Lugs for 2.5mm KE2510ST | 150 | 150 | 0 | free_stock | R58-O-1-KDP1_SEP | inventory | 2025-10-28 | LV |  | - | 2025-11-08 | 2025-10-25 | 0
6100K019 | PP12 : SWITCHGEAR - PP12 | SWGR | ROH | DMS 2634 010-93 | Un-Insul Sleeve Lugs 4.0 mm KE410ST | 300 | 50 | 250 | 6100K019 | R58-O-1-KDP1_SEP | consumption | 2025-10-13 | LV |  | - | 2025-11-08 | 2025-10-25 | 0 | [5 empty] | Work in Process Pick | 8069122
6100K019 | PP12 : SWITCHGEAR - PP12 | SWGR | ROH | DMS 2634 010-93 | Un-Insul Sleeve Lugs 4.0 mm KE410ST | 250 | 50 | 200 | 6100K019 | R58-O-1-KDP1_SEP | consumption | 2025-10-13 | LV |  | - | 2025-11-08 | 2025-10-25 | 0 | [5 empty] | Work in Process Pick | 8070492
6100K019 | PP12 : SWITCHGEAR - PP12 | SWGR | ROH | DMS 2634 010-93 | Un-Insul Sleeve Lugs 4.0 mm KE410ST | 200 | 50 | 150 | 6100K019 | R58-O-1-KDP1_SEP | consumption | 2025-10-13 | LV |  | - | 2025-11-08 | 2025-10-25 | 0 | [5 empty] | Work in Process Pick | 8071568
6100K019 | PP12 : SWITCHGEAR - PP12 | SWGR | ROH | DMS 2634 010-93 | Un-Insul Sleeve Lugs 4.0 mm KE410ST | 150 | 150 | 0 | free_stock | R58-O-1-KDP1_SEP | inventory | 2025-10-28 | LV |  | - | 2025-11-08 | 2025-10-25 | 0
6100K019 | PP12 : SWITCHGEAR - PP12 | SWGR | ROH | DMS 2634 011-2 | TERM.LUGS BLADE BF-PP12/25 2.5MM | 600 | 100 | 500 | 6100K019 | R58-O-1-KDP1_SEP | consumption | 2025-10-13 | LV |  | - | 2025-11-08 | 2025-10-25 | 0 | [5 empty] | Work in Process Pick | 8069125
6100K019 | PP12 : SWITCHGEAR - PP12 | SWGR | ROH | DMS 2634 011-2 | TERM.LUGS BLADE BF-PP12/25 2.5MM | 500 | 100 | 400 | 6100K019 | R58-O-1-KDP1_SEP | consumption | 2025-10-13 | LV |  | - | 2025-11-08 | 2025-10-25 | 0 | [5 empty] | Work in Process Pick | 8070495
6100K019 | PP12 : SWITCHGEAR - PP12 | SWGR | ROH | DMS 2634 011-2 | TERM.LUGS BLADE BF-PP12/25 2.5MM | 400 | 100 | 300 | 6100K019 | R58-O-1-KDP1_SEP | consumption | 2025-10-13 | LV |  | - | 2025-11-08 | 2025-10-25 | 0 | [5 empty] | Work in Process Pick | 8071571
6100K019 | PP12 : SWITCHGEAR - PP12 | SWGR | ROH | DMS 2634 011-2 | TERM.LUGS BLADE BF-PP12/25 2.5MM | 300 | 300 | 0 | free_stock | R58-O-1-KDP1_SEP | inventory | 2025-10-28 | LV |  | - | 2025-11-08 | 2025-10-25 | 0
6100K019 | PP12 : SWITCHGEAR - PP12 | SWGR | ROH | DMS 2634 011-51 | TERM.LUGS BLADE RF-PP 12/23 | 1800 | 300 | 1500 | 6100K019 | R58-O-1-KDP1_SEP | consumption | 2025-10-13 | LV |  | - | 2025-11-08 | 2025-10-25 | 0 | [5 empty] | Work in Process Pick | 8069128
6100K019 | PP12 : SWITCHGEAR - PP12 | SWGR | ROH | DMS 2634 011-51 | TERM.LUGS BLADE RF-PP 12/23 | 1500 | 300 | 1200 | 6100K019 | R58-O-1-KDP1_SEP | consumption | 2025-10-13 | LV |  | - | 2025-11-08 | 2025-10-25 | 0 | [5 empty] | Work in Process Pick | 8070498
6100K019 | PP12 : SWITCHGEAR - PP12 | SWGR | ROH | DMS 2634 011-51 | TERM.LUGS BLADE RF-PP 12/23 | 1200 | 300 | 900 | 6100K019 | R58-O-1-KDP1_SEP | consumption | 2025-10-13 | LV |  | - | 2025-11-08 | 2025-10-25 | 0 | [5 empty] | Work in Process Pick | 8071574
6100K019 | PP12 : SWITCHGEAR - PP12 | SWGR | ROH | DMS 2634 011-51 | TERM.LUGS BLADE RF-PP 12/23 | 900 | 900 | 0 | free_stock | R58-O-1-KDP1_SEP | inventory | 2025-10-28 | LV |  | - | 2025-11-08 | 2025-10-25 | 0
6100K019 | PP12 : SWITCHGEAR - PP12 | SWGR | ROH | DMS 2641 0087-19 | CABLE LUGS A14-M10 70MM/M10 | 10 | 2 | 8 | 6100K019 | R58-A-1-KDP1_SEP | consumption | 2025-10-14 | C&D |  | - | 2025-11-08 | 2025-10-25 | 0 | [5 empty] | Work in Process Pick | 8108473
6100K019 | PP12 : SWITCHGEAR - PP12 | SWGR | ROH | DMS 2641 0087-19 | CABLE LUGS A14-M10 70MM/M10 | 8 | 2 | 6 | 6100K019 | R58-A-1-KDP1_SEP | consumption | 2025-10-14 | C&D |  | - | 2025-11-08 | 2025-10-25 | 0 | [5 empty] | Work in Process Pick | 8108680
6100K019 | PP12 : SWITCHGEAR - PP12 | SWGR | ROH | DMS 2641 0087-19 | CABLE LUGS A14-M10 70MM/M10 | 6 | 2 | 4 | 6100K019 | R58-A-1-KDP1_SEP | consumption | 2025-10-15 | C&D |  | - | 2025-11-08 | 2025-10-25 | 0 | [5 empty] | Work in Process Pick | 8120913
6100K019 | PP12 : SWITCHGEAR - PP12 | SWGR | ROH | DMS 2641 0087-19 | CABLE LUGS A14-M10 70MM/M10 | 4 | 2 | 2 | 6100K019 | R58-A-1-KDP1_SEP | consumption | 2025-10-15 | C&D |  | - | 2025-11-08 | 2025-10-25 | 0 | [5 empty] | Work in Process Pick | 8128736
6100K019 | PP12 : SWITCHGEAR - PP12 | SWGR | ROH | DMS 2641 0087-19 | CABLE LUGS A14-M10 70MM/M10 | 2 | 2 | 0 | 6100K019 | R58-A-1-KDP1_SEP | consumption | 2025-10-16 | C&D |  | - | 2025-11-08 | 2025-10-25 | 0 | [5 empty] | Work in Process Pick | 8150230
6100K019 | PP12 : SWITCHGEAR - PP12 | SWGR | ROH | DMS 2641 0087-19 | CABLE LUGS A14-M10 70MM/M10 | 12 | 2 | 10 | 6100K019 | R58-A-1-KDP1_SEP | consumption | 2025-10-16 | Mechanical |  | - | 2025-11-08 | 2025-10-25 | 0 | [5 empty] | Work in Process Pick | 8150317
6100K019 | PP12 : SWITCHGEAR - PP12 | SWGR | ROH | DMS 2641 0087-19 | CABLE LUGS A14-M10 70MM/M10 | 10 | 10 | 0 | free_stock | R58-A-1-KDP1_SEP | inventory | 2025-10-28 | Mechanical |  | - | 2025-11-08 | 2025-10-25 | 0
6100K019 | PP12 : SWITCHGEAR - PP12 | SWGR | ROH | DMS 2641 2026-4 | TERM.LUGS SPADE RF-U4 1.5/M4 | 750 | 125 | 625 | 6100K019 | R58-O-1-KDP1_SEP | consumption | 2025-10-13 | LV |  | - | 2025-11-08 | 2025-10-25 | 0 | [5 empty] | Work in Process Pick | 8069131
6100K019 | PP12 : SWITCHGEAR - PP12 | SWGR | ROH | DMS 2641 2026-4 | TERM.LUGS SPADE RF-U4 1.5/M4 | 625 | 125 | 500 | 6100K019 | R58-O-1-KDP1_SEP | consumption | 2025-10-13 | LV |  | - | 2025-11-08 | 2025-10-25 | 0 | [5 empty] | Work in Process Pick | 8070501
6100K019 | PP12 : SWITCHGEAR - PP12 | SWGR | ROH | DMS 2641 2026-4 | TERM.LUGS SPADE RF-U4 1.5/M4 | 500 | 125 | 375 | 6100K019 | R58-O-1-KDP1_SEP | consumption | 2025-10-13 | LV |  | - | 2025-11-08 | 2025-10-25 | 0 | [5 empty] | Work in Process Pick | 8071577
6100K019 | PP12 : SWITCHGEAR - PP12 | SWGR | ROH | DMS 2641 2026-4 | TERM.LUGS SPADE RF-U4 1.5/M4 | 375 | 375 | 0 | free_stock | R58-O-1-KDP1_SEP | inventory | 2025-10-28 | LV |  | - | 2025-11-08 | 2025-10-25 | 0
6100K019 | PP12 : SWITCHGEAR - PP12 | SWGR | ROH | DMS 2641 2026-7 | FORK SPADE BF-U4 2.5/M4 | 288 | 48 | 240 | 6100K019 | R58-O-1-KDP1_SEP | consumption | 2025-10-13 | LV |  | - | 2025-11-08 | 2025-10-25 | 0 | [5 empty] | Work in Process Pick | 8069158
6100K019 | PP12 : SWITCHGEAR - PP12 | SWGR | ROH | DMS 2641 2026-7 | FORK SPADE BF-U4 2.5/M4 | 240 | 48 | 192 | 6100K019 | R58-O-1-KDP1_SEP | consumption | 2025-10-13 | LV |  | - | 2025-11-08 | 2025-10-25 | 0 | [5 empty] | Work in Process Pick | 8070504
6100K019 | PP12 : SWITCHGEAR - PP12 | SWGR | ROH | DMS 2641 2026-7 | FORK SPADE BF-U4 2.5/M4 | 192 | 48 | 144 | 6100K019 | R58-O-1-KDP1_SEP | consumption | 2025-10-13 | LV |  | - | 2025-11-08 | 2025-10-25 | 0 | [5 empty] | Work in Process Pick | 8071580
6100K019 | PP12 : SWITCHGEAR - PP12 | SWGR | ROH | DMS 2641 2026-7 | FORK SPADE BF-U4 2.5/M4 | 144 | 144 | 0 | free_stock | R58-O-1-KDP1_SEP | inventory | 2025-10-28 | LV |  | - | 2025-11-08 | 2025-10-25 | 0
6100K019 | PP12 : SWITCHGEAR - PP12 | SWGR | ROH | DMS 2641 2034-11 | RING TYPE LUGS GF-M 5 | 120 | 20 | 100 | 6100K019 | R58-O-1-KDP1_SEP | consumption | 2025-10-13 | LV |  | - | 2025-11-08 | 2025-10-25 | 0 | [5 empty] | Work in Process Pick | 8069161
6100K019 | PP12 : SWITCHGEAR - PP12 | SWGR | ROH | DMS 2641 2034-11 | RING TYPE LUGS GF-M 5 | 100 | 20 | 80 | 6100K019 | R58-O-1-KDP1_SEP | consumption | 2025-10-13 | LV |  | - | 2025-11-08 | 2025-10-25 | 0 | [5 empty] | Work in Process Pick | 8070507
6100K019 | PP12 : SWITCHGEAR - PP12 | SWGR | ROH | DMS 2641 2034-11 | RING TYPE LUGS GF-M 5 | 80 | 20 | 60 | 6100K019 | R58-O-1-KDP1_SEP | consumption | 2025-10-13 | LV |  | - | 2025-11-08 | 2025-10-25 | 0 | [5 empty] | Work in Process Pick | 8071583
6100K019 | PP12 : SWITCHGEAR - PP12 | SWGR | ROH | DMS 2641 2034-11 | RING TYPE LUGS GF-M 5 | 60 | 60 | 0 | free_stock | R58-O-1-KDP1_SEP | inventory | 2025-10-28 | LV |  | - | 2025-11-08 | 2025-10-25 | 0
6100K019 | PP12 : SWITCHGEAR - PP12 | SWGR | ROH | DMS 2641 2034-2 | TERM.LUGS RING RF-M4 1.5/M4 | 600 | 100 | 500 | 6100K019 | R58-O-1-KDP1_SEP | consumption | 2025-10-13 | LV |  | - | 2025-11-08 | 2025-10-25 | 0 | [5 empty] | Work in Process Pick | 8069164
6100K019 | PP12 : SWITCHGEAR - PP12 | SWGR | ROH | DMS 2641 2034-2 | TERM.LUGS RING RF-M4 1.5/M4 | 500 | 100 | 400 | 6100K019 | R58-O-1-KDP1_SEP | consumption | 2025-10-13 | LV |  | - | 2025-11-08 | 2025-10-25 | 0 | [5 empty] | Work in Process Pick | 8070510
6100K019 | PP12 : SWITCHGEAR - PP12 | SWGR | ROH | DMS 2641 2034-2 | TERM.LUGS RING RF-M4 1.5/M4 | 400 | 100 | 300 | 6100K019 | R58-O-1-KDP1_SEP | consumption | 2025-10-13 | LV |  | - | 2025-11-08 | 2025-10-25 | 0 | [5 empty] | Work in Process Pick | 8071586
6100K019 | PP12 : SWITCHGEAR - PP12 | SWGR | ROH | DMS 2641 2034-2 | TERM.LUGS RING RF-M4 1.5/M4 | 300 | 300 | 0 | free_stock | R58-O-1-KDP1_SEP | inventory | 2025-10-28 | LV |  | - | 2025-11-08 | 2025-10-25 | 0
6100K019 | PP12 : SWITCHGEAR - PP12 | SWGR | ROH | DMS 2641 2034-4 | TERM.LUGS RING BF-M4 | 1200 | 200 | 1000 | 6100K019 | R58-O-1-KDP1_SEP | consumption | 2025-10-13 | LV |  | - | 2025-11-08 | 2025-10-25 | 0 | [5 empty] | Work in Process Pick | 8069170
6100K019 | PP12 : SWITCHGEAR - PP12 | SWGR | ROH | DMS 2641 2034-4 | TERM.LUGS RING BF-M4 | 1000 | 200 | 800 | 6100K019 | R58-O-1-KDP1_SEP | consumption | 2025-10-13 | LV |  | - | 2025-11-08 | 2025-10-25 | 0 | [5 empty] | Work in Process Pick | 8070513
6100K019 | PP12 : SWITCHGEAR - PP12 | SWGR | ROH | DMS 2641 2034-4 | TERM.LUGS RING BF-M4 | 800 | 200 | 600 | 6100K019 | R58-O-1-KDP1_SEP | consumption | 2025-10-15 | LV |  | - | 2025-11-08 | 2025-10-25 | 0 | [5 empty] | Work in Process Pick | 8129000
6100K019 | PP12 : SWITCHGEAR - PP12 | SWGR | ROH | DMS 2641 2034-4 | TERM.LUGS RING BF-M4 | 600 | 600 | 0 | free_stock | R58-O-1-KDP1_SEP | inventory | 2025-10-28 | LV |  | - | 2025-11-08 | 2025-10-25 | 0
6100K019 | PP12 : SWITCHGEAR - PP12 | SWGR | ROH | DMS 2641 2034-7 | TERM.LUGS BF-M5 (RING) | 720 | 120 | 600 | 6100K019 | R58-O-1-KDP1_SEP | consumption | 2025-10-13 | LV |  | - | 2025-11-08 | 2025-10-25 | 0 | [5 empty] | Work in Process Pick | 8069173
6100K019 | PP12 : SWITCHGEAR - PP12 | SWGR | ROH | DMS 2641 2034-7 | TERM.LUGS BF-M5 (RING) | 600 | 120 | 480 | 6100K019 | R58-O-1-KDP1_SEP | consumption | 2025-10-13 | LV |  | - | 2025-11-08 | 2025-10-25 | 0 | [5 empty] | Work in Process Pick | 8070516
6100K019 | PP12 : SWITCHGEAR - PP12 | SWGR | ROH | DMS 2641 2034-7 | TERM.LUGS BF-M5 (RING) | 480 | 120 | 360 | 6100K019 | R58-O-1-KDP1_SEP | consumption | 2025-10-15 | LV |  | - | 2025-11-08 | 2025-10-25 | 0 | [5 empty] | Work in Process Pick | 8129003
6100K019 | PP12 : SWITCHGEAR - PP12 | SWGR | ROH | DMS 2641 2034-7 | TERM.LUGS BF-M5 (RING) | 360 | 360 | 0 | free_stock | 1-1-1-1 | inventory | 2025-10-28 | LV |  | - | 2025-11-08 | 2025-10-25 | 0
6100K019 | PP12 : SWITCHGEAR - PP12 | SWGR | ROH | DMS 2641 2034-8 | WIRE LUGS RING TYPE BF-M6 2.5/M6 | 48 | 8 | 40 | 6100K019 | R58-O-1-KDP1_SEP | consumption | 2025-10-13 | LV |  | - | 2025-11-08 | 2025-10-25 | 0 | [5 empty] | Work in Process Pick | 8069176
6100K019 | PP12 : SWITCHGEAR - PP12 | SWGR | ROH | DMS 2641 2034-8 | WIRE LUGS RING TYPE BF-M6 2.5/M6 | 40 | 8 | 32 | 6100K019 | R58-O-1-KDP1_SEP | consumption | 2025-10-13 | LV |  | - | 2025-11-08 | 2025-10-25 | 0 | [5 empty] | Work in Process Pick | 8070519
6100K019 | PP12 : SWITCHGEAR - PP12 | SWGR | ROH | DMS 2641 2034-8 | WIRE LUGS RING TYPE BF-M6 2.5/M6 | 32 | 8 | 24 | 6100K019 | R58-O-1-KDP1_SEP | consumption | 2025-10-15 | LV |  | - | 2025-11-08 | 2025-10-25 | 0 | [5 empty] | Work in Process Pick | 8129006
6100K019 | PP12 : SWITCHGEAR - PP12 | SWGR | ROH | DMS 2641 2034-8 | WIRE LUGS RING TYPE BF-M6 2.5/M6 | 24 | 24 | 0 | free_stock | R58-O-1-KDP1_SEP | inventory | 2025-10-28 | LV |  | - | 2025-11-08 | 2025-10-25 | 0
6100K019 | PP12 : SWITCHGEAR - PP12 | SWGR | ROH | DMS 2641 2034-9 | RING TYPE LUGS BF-M 8 | 48 | 8 | 40 | 6100K019 | R58-O-1-KDP1_SEP | consumption | 2025-10-13 | LV |  | - | 2025-11-08 | 2025-10-25 | 0 | [5 empty] | Work in Process Pick | 8069179
6100K019 | PP12 : SWITCHGEAR - PP12 | SWGR | ROH | DMS 2641 2034-9 | RING TYPE LUGS BF-M 8 | 40 | 8 | 32 | 6100K019 | R58-O-1-KDP1_SEP | consumption | 2025-10-13 | LV |  | - | 2025-11-08 | 2025-10-25 | 0 | [5 empty] | Work in Process Pick | 8070522
6100K019 | PP12 : SWITCHGEAR - PP12 | SWGR | ROH | DMS 2641 2034-9 | RING TYPE LUGS BF-M 8 | 32 | 8 | 24 | 6100K019 | R58-O-1-KDP1_SEP | consumption | 2025-10-15 | LV |  | - | 2025-11-08 | 2025-10-25 | 0 | [5 empty] | Work in Process Pick | 8129009
6100K019 | PP12 : SWITCHGEAR - PP12 | SWGR | ROH | DMS 2641 2034-9 | RING TYPE LUGS BF-M 8 | 24 | 24 | 0 | free_stock | R58-O-1-KDP1_SEP | inventory | 2025-10-28 | LV |  | - | 2025-11-08 | 2025-10-25 | 0
6100K019 | PP12 : SWITCHGEAR - PP12 | SWGR | ROH | DMS 2658 665-6 | TERM.LUGS RECPTACLE RF-F 608P | 12 | 2 | 10 | 6100K019 | R58-O-1-KDP1_SEP | consumption | 2025-10-13 | C&D |  | - | 2025-11-08 | 2025-10-25 | 0 | [5 empty] | Work in Process Pick | 8076573
6100K019 | PP12 : SWITCHGEAR - PP12 | SWGR | ROH | DMS 2658 665-6 | TERM.LUGS RECPTACLE RF-F 608P | 10 | 2 | 8 | 6100K019 | R58-O-1-KDP1_SEP | consumption | 2025-10-13 | C&D |  | - | 2025-11-08 | 2025-10-25 | 0 | [5 empty] | Work in Process Pick | 8076576
6100K019 | PP12 : SWITCHGEAR - PP12 | SWGR | ROH | DMS 2658 665-6 | TERM.LUGS RECPTACLE RF-F 608P | 8 | 2 | 6 | 6100K019 | R58-O-1-KDP1_SEP | consumption | 2025-10-14 | C&D |  | - | 2025-11-08 | 2025-10-25 | 0 | [5 empty] | Work in Process Pick | 8100173
6100K019 | PP12 : SWITCHGEAR - PP12 | SWGR | ROH | DMS 2658 665-6 | TERM.LUGS RECPTACLE RF-F 608P | 6 | 2 | 4 | 6100K019 | R58-O-1-KDP1_SEP | consumption | 2025-10-14 | C&D |  | - | 2025-11-08 | 2025-10-25 | 0 | [5 empty] | Work in Process Pick | 8100221
6100K019 | PP12 : SWITCHGEAR - PP12 | SWGR | ROH | DMS 2658 665-6 | TERM.LUGS RECPTACLE RF-F 608P | 4 | 2 | 2 | 6100K019 | R58-O-1-KDP1_SEP | consumption | 2025-10-14 | C&D |  | - | 2025-11-08 | 2025-10-25 | 0 | [5 empty] | Work in Process Pick | 8107638
6100K019 | PP12 : SWITCHGEAR - PP12 | SWGR | ROH | DMS 2658 665-6 | TERM.LUGS RECPTACLE RF-F 608P | 2 | 2 | 0 | 6100K019 | R58-O-1-KDP1_SEP | consumption | 2025-10-14 | C&D |  | - | 2025-11-08 | 2025-10-25 | 0 | [5 empty] | Work in Process Pick | 8107692
6100K019 | PP12 : SWITCHGEAR - PP12 | SWGR | ROH | DMS 2658 665-6 | TERM.LUGS RECPTACLE RF-F 608P | 14 | 2 | 12 | 6100K019 | R58-O-1-KDP1_SEP | consumption | 2025-10-15 | Mechanical |  | - | 2025-11-08 | 2025-10-25 | 0 | [5 empty] | Work in Process Pick | 8128697
6100K019 | PP12 : SWITCHGEAR - PP12 | SWGR | ROH | DMS 2658 665-6 | TERM.LUGS RECPTACLE RF-F 608P | 12 | 2 | 10 | 6100K019 | R58-O-1-KDP1_SEP | consumption | 2025-10-15 | Mechanical |  | - | 2025-11-08 | 2025-10-25 | 0 | [5 empty] | Work in Process Pick | 8128739
6100K019 | PP12 : SWITCHGEAR - PP12 | SWGR | ROH | DMS 2658 665-6 | TERM.LUGS RECPTACLE RF-F 608P | 10 | 2 | 8 | 6100K019 | R58-O-1-KDP1_SEP | consumption | 2025-10-16 | Mechanical |  | - | 2025-11-08 | 2025-10-25 | 0 | [5 empty] | Work in Process Pick | 8150158
6100K019 | PP12 : SWITCHGEAR - PP12 | SWGR | ROH | DMS 2658 665-6 | TERM.LUGS RECPTACLE RF-F 608P | 8 | 2 | 6 | 6100K019 | R58-O-1-KDP1_SEP | consumption | 2025-10-16 | Mechanical |  | - | 2025-11-08 | 2025-10-25 | 0 | [5 empty] | Work in Process Pick | 8150320
6100K019 | PP12 : SWITCHGEAR - PP12 | SWGR | ROH | DMS 2658 665-6 | TERM.LUGS RECPTACLE RF-F 608P | 6 | 6 | 0 | free_stock | R59-B-1-KDP1_SEP | inventory | 2025-10-28 | Mechanical |  | - | 2025-11-08 | 2025-10-25 | 0
6100K019 | PP12 : SWITCHGEAR - PP12 | SWGR | ROH | DMS 2686 7001-1 | SPIRAL TUBE. KS15, 15MM DIA | 48 | 8 | 40 | 6100K019 | R66-I-1-KDP1_SEP | consumption | 2025-10-13 | LV |  | - | 2025-11-08 | 2025-10-25 | 0 | [5 empty] | Work in Process Pick | 8069203
6100K019 | PP12 : SWITCHGEAR - PP12 | SWGR | ROH | DMS 2686 7001-1 | SPIRAL TUBE. KS15, 15MM DIA | 40 | 8 | 32 | 6100K019 | R66-I-1-KDP1_SEP | consumption | 2025-10-13 | LV |  | - | 2025-11-08 | 2025-10-25 | 0 | [5 empty] | Work in Process Pick | 8070600
6100K019 | PP12 : SWITCHGEAR - PP12 | SWGR | ROH | DMS 2686 7001-1 | SPIRAL TUBE. KS15, 15MM DIA | 32 | 8 | 24 | 6100K019 | R66-I-1-KDP1_SEP | consumption | 2025-10-13 | LV |  | - | 2025-11-08 | 2025-10-25 | 0 | [5 empty] | Work in Process Pick | 8071589
6100K019 | PP12 : SWITCHGEAR - PP12 | SWGR | ROH | DMS 2686 7001-1 | SPIRAL TUBE. KS15, 15MM DIA | 24 | 8 | 16 | 6100K019 | R66-I-1-KDP1_SEP | consumption | 2025-10-16 | LV |  | - | 2025-11-08 | 2025-10-25 | 0 | [5 empty] | Work in Process Pick | 8137225
6100K019 | PP12 : SWITCHGEAR - PP12 | SWGR | ROH | DMS 2686 7001-1 | SPIRAL TUBE. KS15, 15MM DIA | 16 | 8 | 8 | 6100K019 | R66-I-1-KDP1_SEP | consumption | 2025-10-16 | LV |  | - | 2025-11-08 | 2025-10-25 | 0 | [5 empty] | Work in Process Pick | 8137919
6100K019 | PP12 : SWITCHGEAR - PP12 | SWGR | ROH | DMS 2686 7001-1 | SPIRAL TUBE. KS15, 15MM DIA | 8 | 8 | 0 | free_stock | R58-G-1-KDP1_SEP | inventory | 2025-10-28 | LV |  | - | 2025-11-08 | 2025-10-25 | 0
6100K019 | PP12 : SWITCHGEAR - PP12 | SWGR | ROH | DMS 924 0010 | Combiflex wire Socket 1.5mm 1MRK002136-B | 1200 | 1200 | 0 | 6100K019 | 1-1-1-1 | inventory | 2025-10-28 | LV |  | - | 2025-11-08 | 2025-10-25 | 0
6100K019 | PP12 : SWITCHGEAR - PP12 | SWGR | ROH | DMS 924 0020 | Combiflex wire Socket 2.5mm 1MRK002136-E | 720 | 720 | 0 | 6100K019 | 1-1-1-1 | inventory | 2025-10-28 | LV |  | - | 2025-11-08 | 2025-10-25 | 0
6100K019 | PP12 : SWITCHGEAR - PP12 | SWGR | ROH | E5090512100 | SNAP ACTION SWITCH CO S800 e 41 | 2 | 2 | 0 | 6100K019 | 1-1-1-1 | inventory | 2025-10-28 | B |  | - | 2025-11-08 | 2025-10-25 | 0
6100K019 | PP12 : SWITCHGEAR - PP12 | SWGR | ROH | E5090512100 | SNAP ACTION SWITCH CO S800 e 41 | 4 | 2 | 2 | 6100K019 | 1-1-1-1 | inventory | 2025-10-28 | Mechanical |  | - | 2025-11-08 | 2025-10-25 | 0
6100K019 | PP12 : SWITCHGEAR - PP12 | SWGR | ROH | E5090512100 | SNAP ACTION SWITCH CO S800 e 41 | 2 | 2 | 0 | free_stock | R16-L-1-K019_SEP | inventory | 2025-10-28 | Mechanical |  | - | 2025-11-08 | 2025-10-25 | 0
6100K019 | PP12 : SWITCHGEAR - PP12 | SWGR | ROH | GCE0007249P0100 | GREASE ISOPLEX TOPAS,NB52,1kg | 0.041 | 0.041 | 0 | 6100K019 | OF1-1-1-KDP1_SEP | inventory | 2025-10-28 | LAX |  | - | 2025-11-08 | 2025-10-25 | 0
6100K019 | PP12 : SWITCHGEAR - PP12 | SWGR | ROH | GCE0007249P0100 | GREASE ISOPLEX TOPAS,NB52,1kg | 1.068 | 0.949 | 0.119 | 6100K019 | OF1-1-1-KDP1_SEP | inventory | 2025-10-28 | Mechanical |  | - | 2025-11-08 | 2025-10-25 | 0
6100K019 | PP12 : SWITCHGEAR - PP12 | SWGR | ROH | GCE0007249P0100 | GREASE ISOPLEX TOPAS,NB52,1kg | 0.119 | 0.09 | 0.029 | 6100K019 | R13-S-1-KDP1_SEP | inventory | 2025-10-28 | Mechanical |  | - | 2025-11-08 | 2025-10-25 | 0
6100K019 | PP12 : SWITCHGEAR - PP12 | SWGR | ROH | GCE0007249P0100 | GREASE ISOPLEX TOPAS,NB52,1kg | 0.029 | 0.01 | 0.019 | 6100K019 | 1-1-1-1 | inventory | 2025-10-28 | Mechanical |  | - | 2025-11-08 | 2025-10-25 | 0
6100K019 | PP12 : SWITCHGEAR - PP12 | SWGR | ROH | GCE0007249P0100 | GREASE ISOPLEX TOPAS,NB52,1kg | 0.019 | 0.019 | 0 | free_stock | R13-S-1-KDP1_SEP | inventory | 2025-10-28 | Mechanical |  | - | 2025-11-08 | 2025-10-25 | 0
6100K019 | PP12 : SWITCHGEAR - PP12 | SWGR | ROH | GCE0068009P0100 | BUSHING D8/3 PVC | 6 | 6 | 0 | 6100K019 | R14-I-1-KDP1_SEP | inventory | 2025-10-28 | B |  | - | 2025-11-08 | 2025-10-25 | 0
6100K019 | PP12 : SWITCHGEAR - PP12 | SWGR | ROH | GCE0301012P0100 | CHEESE HEAD B0LT M3X6 | 8 | 8 | 0 | 6100K019 | 1-1-1-1 | inventory | 2025-10-28 | C&D |  | - | 2025-11-08 | 2025-10-25 | 0
6100K019 | PP12 : SWITCHGEAR - PP12 | SWGR | ROH | GCE0303179P0100 | CYLINDER HEAD BOLT M10X80 DIN 91 | 6 | 6 | 0 | 6100K019 | R13-S-1-KDP1_SEP | inventory | 2025-10-28 | C&D |  | - | 2025-11-08 | 2025-10-25 | 0
6100K019 | PP12 : SWITCHGEAR - PP12 | SWGR | ROH | GCE0303179P0100 | CYLINDER HEAD BOLT M10X80 DIN 91 | 6 | 6 | 0 | 6100K019 | R13-S-1-KDP1_SEP | inventory | 2025-10-28 | Mechanical |  | - | 2025-11-08 | 2025-10-25 | 0
6100K019 | PP12 : SWITCHGEAR - PP12 | SWGR | ROH | GCE0305850P0100 | POLYAMID BOLT M6X20 | 19 | 19 | 0 | 6100K019 | 1-1-1-1 | inventory | 2025-10-28 | C&D |  | - | 2025-11-08 | 2025-10-25 | 0
6100K019 | PP12 : SWITCHGEAR - PP12 | SWGR | ROH | GCE0305871P0100 | HEX BOLT M8X16 DIN 933-POLY | 30 | 30 | 0 | 6100K019 | 1-1-1-1 | inventory | 2025-10-28 | C&D |  | - | 2025-11-08 | 2025-10-25 | 0
6100K019 | PP12 : SWITCHGEAR - PP12 | SWGR | ROH | GCE0305871P0100 | HEX BOLT M8X16 DIN 933-POLY | 43 | 35 | 8 | 6100K019 | 1-1-1-1 | inventory | 2025-10-28 | Mechanical |  | - | 2025-11-08 | 2025-10-25 | 0
6100K019 | PP12 : SWITCHGEAR - PP12 | SWGR | ROH | GCE0305871P0100 | HEX BOLT M8X16 DIN 933-POLY | 8 | 5 | 3 | 6100K019 | R58-O-1-KDP1_SEP | consumption | 2025-10-15 | Mechanical |  | - | 2025-11-08 | 2025-10-25 | 0 | [5 empty] | Work in Process Pick | 8128820
6100K019 | PP12 : SWITCHGEAR - PP12 | SWGR | ROH | GCE0305871P0100 | HEX BOLT M8X16 DIN 933-POLY | 3 | 3 | 0 | free_stock | R58-O-1-KDP1_SEP | inventory | 2025-10-28 | Mechanical |  | - | 2025-11-08 | 2025-10-25 | 0
6100K019 | PP12 : SWITCHGEAR - PP12 | SWGR | ROH | GCE0316006P0100 | HEAD SCREW M6X16, DIN 603-4.6 | 37 | 37 | 0 | 6100K019 | 1-1-1-1 | inventory | 2025-10-28 | Mechanical |  | - | 2025-11-08 | 2025-10-25 | 0
6100K019 | PP12 : SWITCHGEAR - PP12 | SWGR | ROH | GCE0316006P0100 | HEAD SCREW M6X16, DIN 603-4.6 | 41 | 34 | 7 | 6100K019 | 1-1-1-1 | inventory | 2025-10-28 | C&D |  | - | 2025-11-08 | 2025-10-25 | 0
6100K019 | PP12 : SWITCHGEAR - PP12 | SWGR | ROH | GCE0316006P0100 | HEAD SCREW M6X16, DIN 603-4.6 | 7 | 2 | 5 | 6100K019 | R58-O-1-KDP1_SEP | consumption | 2025-10-14 | C&D |  | - | 2025-11-08 | 2025-10-25 | 0 | [5 empty] | Work in Process Pick | 8100167
6100K019 | PP12 : SWITCHGEAR - PP12 | SWGR | ROH | GCE0316006P0100 | HEAD SCREW M6X16, DIN 603-4.6 | 5 | 5 | 0 | free_stock | R58-O-1-KDP1_SEP | inventory | 2025-10-28 | C&D |  | - | 2025-11-08 | 2025-10-25 | 0
6100K019 | PP12 : SWITCHGEAR - PP12 | SWGR | ROH | GCE0316044P0100 | HEAD SCREW M8X50, DIN 603-4.3 | 10 | 10 | 0 | 6100K019 | R15-A-1-KDP1_SEP | inventory | 2025-10-28 | C&D |  | - | 2025-11-08 | 2025-10-25 | 0
6100K019 | PP12 : SWITCHGEAR - PP12 | SWGR | ROH | GCE0316044P0100 | HEAD SCREW M8X50, DIN 603-4.3 | 10 | 8 | 2 | 6100K019 | R15-A-1-KDP1_SEP | inventory | 2025-10-28 | Mechanical |  | - | 2025-11-08 | 2025-10-25 | 0
6100K019 | PP12 : SWITCHGEAR - PP12 | SWGR | ROH | GCE0316044P0100 | HEAD SCREW M8X50, DIN 603-4.3 | 2 | 2 | 0 | free_stock | R15-A-1-KDP1_SEP | inventory | 2025-10-28 | Mechanical |  | - | 2025-11-08 | 2025-10-25 | 0
6100K019 | PP12 : SWITCHGEAR - PP12 | SWGR | ROH | GCE0326219P0100 | SCREW,SET M6X10 | 10 | 10 | 0 | 6100K019 | 1-1-1-1 | inventory | 2025-10-28 | C&D |  | - | 2025-11-08 | 2025-10-25 | 0
6100K019 | PP12 : SWITCHGEAR - PP12 | SWGR | ROH | GCE0326219P0100 | SCREW,SET M6X10 | 12 | 6 | 6 | 6100K019 | 1-1-1-1 | inventory | 2025-10-28 | Mechanical |  | - | 2025-11-08 | 2025-10-25 | 0
6100K019 | PP12 : SWITCHGEAR - PP12 | SWGR | ROH | GCE0326219P0100 | SCREW,SET M6X10 | 6 | 4 | 2 | 6100K019 | R15-A-1-KDP1_SEP | inventory | 2025-10-28 | Mechanical |  | - | 2025-11-08 | 2025-10-25 | 0
6100K019 | PP12 : SWITCHGEAR - PP12 | SWGR | ROH | GCE0326219P0100 | SCREW,SET M6X10 | 2 | 2 | 0 | 6100K019 | R15-A-1-KDP1_SEP | consumption | 2025-10-13 | Mechanical |  | - | 2025-11-08 | 2025-10-25 | 0 | [5 empty] | Work in Process Pick | 8084141
6100K019 | PP12 : SWITCHGEAR - PP12 | SWGR | ROH | GCE0336970P0100 | BOLT,TAPTITE HEX BOLT M5X12 | 4 | 4 | 0 | 6100K019 | 1-1-1-1 | inventory | 2025-10-28 | C&D |  | - | 2025-11-08 | 2025-10-25 | 0
6100K019 | PP12 : SWITCHGEAR - PP12 | SWGR | ROH | GCE0336985P0100 | TAPPING SCREW M6X16/6KTHEAD | 3 | 3 | 0 | 6100K019 | 1-1-1-1 | inventory | 2025-10-28 | C&D |  | - | 2025-11-08 | 2025-10-25 | 0
6100K019 | PP12 : SWITCHGEAR - PP12 | SWGR | ROH | GCE0336985P0100 | TAPPING SCREW M6X16/6KTHEAD | 8 | 5 | 3 | 6100K019 | 1-1-1-1 | inventory | 2025-10-28 | Mechanical |  | - | 2025-11-08 | 2025-10-25 | 0
6100K019 | PP12 : SWITCHGEAR - PP12 | SWGR | ROH | GCE0336985P0100 | TAPPING SCREW M6X16/6KTHEAD | 3 | 3 | 0 | free_stock | R58-O-1-KDP1_SEP | inventory | 2025-10-28 | Mechanical |  | - | 2025-11-08 | 2025-10-25 | 0
6100K019 | PP12 : SWITCHGEAR - PP12 | SWGR | ROH | GCE0350009P0100 | NUT M6 DIN 439-04 | 4 | 4 | 0 | 6100K019 | R59-Q-1-KDP1_SEP | inventory | 2025-10-28 | Mechanical |  | - | 2025-11-08 | 2025-10-25 | 0
6100K019 | PP12 : SWITCHGEAR - PP12 | SWGR | ROH | GCE0365304P0100 | NUT,HEX.NUT MPG 16 | 2 | 1 | 1 | 6100K019 | 1-1-1-1 | inventory | 2025-10-28 | Mechanical |  | - | 2025-11-08 | 2025-10-25 | 0
6100K019 | PP12 : SWITCHGEAR - PP12 | SWGR | ROH | GCE0365304P0100 | NUT,HEX.NUT MPG 16 | 1 | 1 | 0 | 6100K019 | R59-Q-1-KDP1_SEP | consumption | 2025-10-15 | Mechanical |  | - | 2025-11-08 | 2025-10-25 | 0 | [5 empty] | Work in Process Pick | 8115350
6100K019 | PP12 : SWITCHGEAR - PP12 | SWGR | ROH | GCE0367308P0100 | NUT, HEX - M5, DIN 985-6 ( LOCK NUT ) | 4 | 4 | 0 | 6100K019 | 1-1-1-1 | inventory | 2025-10-28 | C&D |  | - | 2025-11-08 | 2025-10-25 | 0
6100K019 | PP12 : SWITCHGEAR - PP12 | SWGR | ROH | GCE0367309P0100 | HEX. NUT M6, DIN 985-6 ( LOCK NUT ) | 6 | 6 | 0 | 6100K019 | 1-1-1-1 | inventory | 2025-10-28 | C&D |  | - | 2025-11-08 | 2025-10-25 | 0
6100K019 | PP12 : SWITCHGEAR - PP12 | SWGR | ROH | GCE0367309P0100 | HEX. NUT M6, DIN 985-6 ( LOCK NUT ) | 6 | 6 | 0 | 6100K019 | 1-1-1-1 | inventory | 2025-10-28 | Mechanical |  | - | 2025-11-08 | 2025-10-25 | 0
6100K019 | PP12 : SWITCHGEAR - PP12 | SWGR | ROH | GCE0367402P0100 | HEX. NUT M4, DIN 6925-13 ( LOCK NUT ) | 4 | 4 | 0 | 6100K019 | R58-A-1-KDP1_SEP | inventory | 2025-10-28 | C&D |  | - | 2025-11-08 | 2025-10-25 | 0
6100K019 | PP12 : SWITCHGEAR - PP12 | SWGR | ROH | GCE0367402P0100 | HEX. NUT M4, DIN 6925-13 ( LOCK NUT ) | 4 | 4 | 0 | 6100K019 | R58-A-1-KDP1_SEP | inventory | 2025-10-28 | Mechanical |  | - | 2025-11-08 | 2025-10-25 | 0
6100K019 | PP12 : SWITCHGEAR - PP12 | SWGR | ROH | GCE0369010P0100 | RIVET NUT M6X16 WITH GROOVE | 19 | 19 | 0 | 6100K019 | 1-1-1-1 | inventory | 2025-10-28 | C&D |  | - | 2025-11-08 | 2025-10-25 | 0
6100K019 | PP12 : SWITCHGEAR - PP12 | SWGR | ROH | GCE0369213P0100 | HEX RIVET NUT M8X17, LARGE FLANGE | 231 | 231 | 0 | 6100K019 | 1-1-1-1 | inventory | 2025-10-28 | C&D |  | - | 2025-11-08 | 2025-10-25 | 0
6100K019 | PP12 : SWITCHGEAR - PP12 | SWGR | ROH | GCE0369213P0100 | HEX RIVET NUT M8X17, LARGE FLANGE | 270 | 149 | 121 | 6100K019 | 1-1-1-1 | inventory | 2025-10-28 | Mechanical |  | - | 2025-11-08 | 2025-10-25 | 0
6100K019 | PP12 : SWITCHGEAR - PP12 | SWGR | ROH | GCE0369213P0100 | HEX RIVET NUT M8X17, LARGE FLANGE | 121 | 75 | 46 | 6100K019 | R58-A-1-KDP1_SEP | inventory | 2025-10-28 | Mechanical |  | - | 2025-11-08 | 2025-10-25 | 0
6100K019 | PP12 : SWITCHGEAR - PP12 | SWGR | ROH | GCE0369213P0100 | HEX RIVET NUT M8X17, LARGE FLANGE | 46 | 46 | 0 | 6100K019 | R58-A-1-KDP1_SEP | consumption | 2025-10-14 | Mechanical |  | - | 2025-11-08 | 2025-10-25 | 0 | [5 empty] | Work in Process Pick | 8108590
6100K019 | PP12 : SWITCHGEAR - PP12 | SWGR | ROH | GCE0369214P0100 | HEX.RIVET NUT M10X24 ( 25541 ) | 74 | 74 | 0 | 6100K019 | 1-1-1-1 | inventory | 2025-10-28 | C&D |  | - | 2025-11-08 | 2025-10-25 | 0
6100K019 | PP12 : SWITCHGEAR - PP12 | SWGR | ROH | GCE0369214P0100 | HEX.RIVET NUT M10X24 ( 25541 ) | 108 | 84 | 24 | 6100K019 | 1-1-1-1 | inventory | 2025-10-28 | Mechanical |  | - | 2025-11-08 | 2025-10-25 | 0
6100K019 | PP12 : SWITCHGEAR - PP12 | SWGR | ROH | GCE0369214P0100 | HEX.RIVET NUT M10X24 ( 25541 ) | 24 | 24 | 0 | 6100K019 | R58-A-1-KDP1_SEP | consumption | 2025-10-14 | Mechanical |  | - | 2025-11-08 | 2025-10-25 | 0 | [5 empty] | Work in Process Pick | 8108494
6100K019 | PP12 : SWITCHGEAR - PP12 | SWGR | ROH | GCE0369233P0100 | HEX RIVET NUT M8x18 COUNTER SUNK | 211 | 211 | 0 | 6100K019 | 1-1-1-1 | inventory | 2025-10-28 | C&D |  | - | 2025-11-08 | 2025-10-25 | 0
6100K019 | PP12 : SWITCHGEAR - PP12 | SWGR | ROH | GCE0369233P0100 | HEX RIVET NUT M8x18 COUNTER SUNK | 265 | 195 | 70 | 6100K019 | 1-1-1-1 | inventory | 2025-10-28 | Mechanical |  | - | 2025-11-08 | 2025-10-25 | 0
6100K019 | PP12 : SWITCHGEAR - PP12 | SWGR | ROH | GCE0369233P0100 | HEX RIVET NUT M8x18 COUNTER SUNK | 70 | 43 | 27 | 6100K019 | R58-A-1-KDP1_SEP | inventory | 2025-10-28 | Mechanical |  | - | 2025-11-08 | 2025-10-25 | 0
6100K019 | PP12 : SWITCHGEAR - PP12 | SWGR | ROH | GCE0369233P0100 | HEX RIVET NUT M8x18 COUNTER SUNK | 27 | 25 | 2 | 6100K019 | R58-A-1-KDP1_SEP | consumption | 2025-10-16 | Mechanical |  | - | 2025-11-08 | 2025-10-25 | 0 | [5 empty] | Work in Process Pick | 8144821
6100K019 | PP12 : SWITCHGEAR - PP12 | SWGR | ROH | GCE0369233P0100 | HEX RIVET NUT M8x18 COUNTER SUNK | 2 | 2 | 0 | free_stock | R58-A-1-KDP1_SEP | inventory | 2025-10-28 | Mechanical |  | - | 2025-11-08 | 2025-10-25 | 0
6100K019 | PP12 : SWITCHGEAR - PP12 | SWGR | ROH | GCE0369312P0100 | COUNTERSUNK RIVET NUT M10x22.9 | 58 | 58 | 0 | 6100K019 | 1-1-1-1 | inventory | 2025-10-28 | C&D |  | - | 2025-11-08 | 2025-10-25 | 0
6100K019 | PP12 : SWITCHGEAR - PP12 | SWGR | ROH | GCE0369312P0100 | COUNTERSUNK RIVET NUT M10x22.9 | 94 | 47 | 47 | 6100K019 | 1-1-1-1 | inventory | 2025-10-28 | Mechanical |  | - | 2025-11-08 | 2025-10-25 | 0
6100K019 | PP12 : SWITCHGEAR - PP12 | SWGR | ROH | GCE0369312P0100 | COUNTERSUNK RIVET NUT M10x22.9 | 47 | 39 | 8 | 6100K019 | R58-A-1-KDP1_SEP | inventory | 2025-10-28 | Mechanical |  | - | 2025-11-08 | 2025-10-25 | 0
6100K019 | PP12 : SWITCHGEAR - PP12 | SWGR | ROH | GCE0369312P0100 | COUNTERSUNK RIVET NUT M10x22.9 | 8 | 8 | 0 | 6100K019 | R58-A-1-KDP1_SEP | consumption | 2025-10-14 | Mechanical |  | - | 2025-11-08 | 2025-10-25 | 0 | [5 empty] | Work in Process Pick | 8099692
6100K019 | PP12 : SWITCHGEAR - PP12 | SWGR | ROH | GCE0401027P0100 | WASHER FLAT 10.5,DIN433-ST | 16 | 16 | 0 | 6100K019 | 1-1-1-1 | inventory | 2025-10-28 | C&D |  | - | 2025-11-08 | 2025-10-25 | 0
6100K019 | PP12 : SWITCHGEAR - PP12 | SWGR | ROH | GCE0401027P0100 | WASHER FLAT 10.5,DIN433-ST | 20 | 16 | 4 | 6100K019 | 1-1-1-1 | inventory | 2025-10-28 | Mechanical |  | - | 2025-11-08 | 2025-10-25 | 0
6100K019 | PP12 : SWITCHGEAR - PP12 | SWGR | ROH | GCE0401027P0100 | WASHER FLAT 10.5,DIN433-ST | 4 | 4 | 0 | free_stock | R58-O-1-KDP1_SEP | inventory | 2025-10-28 | Mechanical |  | - | 2025-11-08 | 2025-10-25 | 0
6100K019 | PP12 : SWITCHGEAR - PP12 | SWGR | ROH | GCE0402005P0100 | WASHER,SPRING A3.2 | 8 | 8 | 0 | 6100K019 | 1-1-1-1 | inventory | 2025-10-28 | C&D |  | - | 2025-11-08 | 2025-10-25 | 0
6100K019 | PP12 : SWITCHGEAR - PP12 | SWGR | ROH | GCE0402008P0100 | WASHER, A5., DIN 125-ST | 4 | 4 | 0 | 6100K019 | 1-1-1-1 | inventory | 2025-10-28 | C&D |  | - | 2025-11-08 | 2025-10-25 | 0
6100K019 | PP12 : SWITCHGEAR - PP12 | SWGR | ROH | GCE0402909P0100 | WASHER POLYAMID, A6.4, DIN 125 | 19 | 19 | 0 | 6100K019 | R15-A-1-KDP1_SEP | inventory | 2025-10-28 | C&D |  | - | 2025-11-08 | 2025-10-25 | 0
6100K019 | PP12 : SWITCHGEAR - PP12 | SWGR | ROH | GCE0402911P0100 | WASHER POLYAMID, A8.4, DIN 125 | 83 | 83 | 0 | 6100K019 | 1-1-1-1 | inventory | 2025-10-28 | C&D |  | - | 2025-11-08 | 2025-10-25 | 0
6100K019 | PP12 : SWITCHGEAR - PP12 | SWGR | ROH | GCE0402911P0100 | WASHER POLYAMID, A8.4, DIN 125 | 89 | 80 | 9 | 6100K019 | 1-1-1-1 | inventory | 2025-10-28 | Mechanical |  | - | 2025-11-08 | 2025-10-25 | 0
6100K019 | PP12 : SWITCHGEAR - PP12 | SWGR | ROH | GCE0402911P0100 | WASHER POLYAMID, A8.4, DIN 125 | 9 | 9 | 0 | 6100K019 | R58-A-1-KDP1_SEP | consumption | 2025-10-14 | Mechanical |  | - | 2025-11-08 | 2025-10-25 | 0 | [5 empty] | Work in Process Pick | 8099662
6100K019 | PP12 : SWITCHGEAR - PP12 | SWGR | ROH | GCE0402912P0100 | WASHER POLYAMID, A10.5, DIN 125 | 36 | 36 | 0 | 6100K019 | 1-1-1-1 | inventory | 2025-10-28 | C&D |  | - | 2025-11-08 | 2025-10-25 | 0
6100K019 | PP12 : SWITCHGEAR - PP12 | SWGR | ROH | GCE0402912P0100 | WASHER POLYAMID, A10.5, DIN 125 | 48 | 36 | 12 | 6100K019 | 1-1-1-1 | inventory | 2025-10-28 | Mechanical |  | - | 2025-11-08 | 2025-10-25 | 0
6100K019 | PP12 : SWITCHGEAR - PP12 | SWGR | ROH | GCE0402912P0100 | WASHER POLYAMID, A10.5, DIN 125 | 12 | 12 | 0 | free_stock | R58-A-1-KDP1_SEP | inventory | 2025-10-28 | Mechanical |  | - | 2025-11-08 | 2025-10-25 | 0
6100K019 | PP12 : SWITCHGEAR - PP12 | SWGR | ROH | GCE0410004P0100 | SPRING RING A3, DIN 127-FST | 12 | 12 | 0 | 6100K019 | 1-1-1-1 | inventory | 2025-10-28 | C&D |  | - | 2025-11-08 | 2025-10-25 | 0
6100K019 | PP12 : SWITCHGEAR - PP12 | SWGR | ROH | GCE0410006P0100 | SPRING A4, DIN 127-FST | 24 | 12 | 12 | 6100K019 | R58-O-1-KDP1_SEP | inventory | 2025-10-28 | C&D |  | - | 2025-11-08 | 2025-10-25 | 0
6100K019 | PP12 : SWITCHGEAR - PP12 | SWGR | ROH | GCE0410006P0100 | SPRING A4, DIN 127-FST | 12 | 12 | 0 | 6100K019 | 1-1-1-1 | inventory | 2025-10-28 | C&D |  | - | 2025-11-08 | 2025-10-25 | 0
6100K019 | PP12 : SWITCHGEAR - PP12 | SWGR | ROH | GCE0410007P0100 | SPRING RING, A5, DIN 127-FST | 6 | 6 | 0 | 6100K019 | 1-1-1-1 | inventory | 2025-10-28 | C&D |  | - | 2025-11-08 | 2025-10-25 | 0
6100K019 | PP12 : SWITCHGEAR - PP12 | SWGR | ROH | GCE0412007P0100 | SPRING RING 10 DIN 7980-FST | 24 | 24 | 0 | 6100K019 | 1-1-1-1 | inventory | 2025-10-28 | C&D |  | - | 2025-11-08 | 2025-10-25 | 0
6100K019 | PP12 : SWITCHGEAR - PP12 | SWGR | ROH | GCE0413160P0100 | RETAINING WASHER VS5 | 5 | 5 | 0 | 6100K019 | 1-1-1-1 | inventory | 2025-10-28 | C&D |  | - | 2025-11-08 | 2025-10-25 | 0
6100K019 | PP12 : SWITCHGEAR - PP12 | SWGR | ROH | GCE0413160P0100 | RETAINING WASHER VS5 | 6 | 5 | 1 | 6100K019 | 1-1-1-1 | inventory | 2025-10-28 | Mechanical |  | - | 2025-11-08 | 2025-10-25 | 0
6100K019 | PP12 : SWITCHGEAR - PP12 | SWGR | ROH | GCE0413160P0100 | RETAINING WASHER VS5 | 1 | 1 | 0 | free_stock | R59-Q-1-KDP1_SEP | inventory | 2025-10-28 | Mechanical |  | - | 2025-11-08 | 2025-10-25 | 0
6100K019 | PP12 : SWITCHGEAR - PP12 | SWGR | ROH | GCE0413307P0100 | CONTACT WASHER 12 | 8 | 8 | 0 | 6100K019 | 1-1-1-1 | inventory | 2025-10-28 | C&D |  | - | 2025-11-08 | 2025-10-25 | 0
6100K019 | PP12 : SWITCHGEAR - PP12 | SWGR | ROH | GCE0413307P0100 | CONTACT WASHER 12 | 8 | 8 | 0 | 6100K019 | 1-1-1-1 | inventory | 2025-10-28 | Mechanical |  | - | 2025-11-08 | 2025-10-25 | 0
6100K019 | PP12 : SWITCHGEAR - PP12 | SWGR | ROH | GCE0417501P0100 | SPLIT PIN FOR FRICK B. CHUCK | 2 | 2 | 0 | 6100K019 | 1-1-1-1 | inventory | 2025-10-28 | C&D |  | - | 2025-11-08 | 2025-10-25 | 0
6100K019 | PP12 : SWITCHGEAR - PP12 | SWGR | ROH | GCE0418011P0100 | REVTAINING RING BORE-8 | 4 | 4 | 0 | 6100K019 | 1-1-1-1 | inventory | 2025-10-28 | C&D |  | - | 2025-11-08 | 2025-10-25 | 0
6100K019 | PP12 : SWITCHGEAR - PP12 | SWGR | ROH | GCE0418202P0100 | WASHER,RETAINING 5/WN 418-FST | 12 | 12 | 0 | 6100K019 | 1-1-1-1 | inventory | 2025-10-28 | Mechanical |  | - | 2025-11-08 | 2025-10-25 | 0
6100K019 | PP12 : SWITCHGEAR - PP12 | SWGR | ROH | GCE0418202P0100 | WASHER,RETAINING 5/WN 418-FST | 27 | 16 | 11 | 6100K019 | 1-1-1-1 | inventory | 2025-10-28 | C&D |  | - | 2025-11-08 | 2025-10-25 | 0
6100K019 | PP12 : SWITCHGEAR - PP12 | SWGR | ROH | GCE0418202P0100 | WASHER,RETAINING 5/WN 418-FST | 11 | 9 | 2 | 6100K019 | R15-A-1-KDP1_SEP | inventory | 2025-10-28 | C&D |  | - | 2025-11-08 | 2025-10-25 | 0
6100K019 | PP12 : SWITCHGEAR - PP12 | SWGR | ROH | GCE0418202P0100 | WASHER,RETAINING 5/WN 418-FST | 2 | 2 | 0 | 6100K019 | R15-A-1-KDP1_SEP | consumption | 2025-10-13 | C&D |  | - | 2025-11-08 | 2025-10-25 | 0 | [5 empty] | Work in Process Pick | 8084144
6100K019 | PP12 : SWITCHGEAR - PP12 | SWGR | ROH | GCE0418203P0100 | WASHER,RETAINING 6, WN418-FST | 20 | 20 | 0 | 6100K019 | 1-1-1-1 | inventory | 2025-10-28 | C&D |  | - | 2025-11-08 | 2025-10-25 | 0
6100K019 | PP12 : SWITCHGEAR - PP12 | SWGR | ROH | GCE0418203P0100 | WASHER,RETAINING 6, WN418-FST | 28 | 24 | 4 | 6100K019 | 1-1-1-1 | inventory | 2025-10-28 | Mechanical |  | - | 2025-11-08 | 2025-10-25 | 0
6100K019 | PP12 : SWITCHGEAR - PP12 | SWGR | ROH | GCE0418203P0100 | WASHER,RETAINING 6, WN418-FST | 4 | 4 | 0 | free_stock | R58-A-1-KDP1_SEP | inventory | 2025-10-28 | Mechanical |  | - | 2025-11-08 | 2025-10-25 | 0
6100K019 | PP12 : SWITCHGEAR - PP12 | SWGR | ROH | GCE0418204P0100 | WASHER RETAINING 8/WN 418-FST | 10 | 10 | 0 | 6100K019 | R13-S-1-KDP1_SEP | inventory | 2025-10-28 | C&D |  | - | 2025-11-08 | 2025-10-25 | 0
6100K019 | PP12 : SWITCHGEAR - PP12 | SWGR | ROH | GCE0418204P0100 | WASHER RETAINING 8/WN 418-FST | 11 | 10 | 1 | 6100K019 | R13-S-1-KDP1_SEP | inventory | 2025-10-28 | Mechanical |  | - | 2025-11-08 | 2025-10-25 | 0
6100K019 | PP12 : SWITCHGEAR - PP12 | SWGR | ROH | GCE0418204P0100 | WASHER RETAINING 8/WN 418-FST | 1 | 1 | 0 | free_stock | R13-S-1-KDP1_SEP | inventory | 2025-10-28 | Mechanical |  | - | 2025-11-08 | 2025-10-25 | 0
6100K019 | PP12 : SWITCHGEAR - PP12 | SWGR | ROH | GCE0418205P0100 | WASHER RETAINING 10, WN418-FST | 16 | 16 | 0 | 6100K019 | R58-A-1-KDP1_SEP | inventory | 2025-10-28 | C&D |  | - | 2025-11-08 | 2025-10-25 | 0
6100K019 | PP12 : SWITCHGEAR - PP12 | SWGR | ROH | GCE0418205P0100 | WASHER RETAINING 10, WN418-FST | 20 | 12 | 8 | 6100K019 | R58-A-1-KDP1_SEP | inventory | 2025-10-28 | Mechanical |  | - | 2025-11-08 | 2025-10-25 | 0
6100K019 | PP12 : SWITCHGEAR - PP12 | SWGR | ROH | GCE0418205P0100 | WASHER RETAINING 10, WN418-FST | 8 | 4 | 4 | 6100K019 | 1-1-1-1 | inventory | 2025-10-28 | Mechanical |  | - | 2025-11-08 | 2025-10-25 | 0
6100K019 | PP12 : SWITCHGEAR - PP12 | SWGR | ROH | GCE0418205P0100 | WASHER RETAINING 10, WN418-FST | 4 | 4 | 0 | free_stock | R58-A-1-KDP1_SEP | inventory | 2025-10-28 | Mechanical |  | - | 2025-11-08 | 2025-10-25 | 0
6100K019 | PP12 : SWITCHGEAR - PP12 | SWGR | ROH | GCE0438403P0100 | SPRG. PIN 2X10 DIN EN 28748 ST | 6 | 6 | 0 | 6100K019 | 1-1-1-1 | inventory | 2025-10-28 | LV |  | - | 2025-11-08 | 2025-10-25 | 0
6100K019 | PP12 : SWITCHGEAR - PP12 | SWGR | ROH | GCE0438423P0100 | SPRING PIN 3X16 | 8 | 4 | 4 | 6100K019 | 1-1-1-1 | inventory | 2025-10-28 | Mechanical |  | - | 2025-11-08 | 2025-10-25 | 0
6100K019 | PP12 : SWITCHGEAR - PP12 | SWGR | ROH | GCE0438423P0100 | SPRING PIN 3X16 | 4 | 4 | 0 | 6100K019 | R15-A-1-KDP1_SEP | consumption | 2025-10-14 | Mechanical |  | - | 2025-11-08 | 2025-10-25 | 0 | [5 empty] | Work in Process Pick | 8108569
6100K019 | PP12 : SWITCHGEAR - PP12 | SWGR | ROH | GCE0438425P0100 | SPRING PIN SLOTTED 3X20 (EQUIV.=28272) | 6 | 6 | 0 | 6100K019 | 1-1-1-1 | inventory | 2025-10-28 | C&D |  | - | 2025-11-08 | 2025-10-25 | 0
6100K019 | PP12 : SWITCHGEAR - PP12 | SWGR | ROH | GCE0438453P0100 | PIN,SPRING (SLOTED) 5X26 | 2 | 2 | 0 | 6100K019 | 1-1-1-1 | inventory | 2025-10-28 | C&D |  | - | 2025-11-08 | 2025-10-25 | 0
6100K019 | PP12 : SWITCHGEAR - PP12 | SWGR | ROH | GCE0438455P0100 | SPRING PIN SLOTTED 5X30 | 2 | 2 | 0 | 6100K019 | 1-1-1-1 | inventory | 2025-10-28 | C&D |  | - | 2025-11-08 | 2025-10-25 | 0
6100K019 | PP12 : SWITCHGEAR - PP12 | SWGR | ROH | GCE0457035P0100 | BLIND RIVET 5X10 AL | 48 | 48 | 0 | 6100K019 | 1-1-1-1 | inventory | 2025-10-28 | C&D |  | - | 2025-11-08 | 2025-10-25 | 0
6100K019 | PP12 : SWITCHGEAR - PP12 | SWGR | ROH | GCE0457035P0100 | BLIND RIVET 5X10 AL | 56 | 46 | 10 | 6100K019 | 1-1-1-1 | inventory | 2025-10-28 | Mechanical |  | - | 2025-11-08 | 2025-10-25 | 0
6100K019 | PP12 : SWITCHGEAR - PP12 | SWGR | ROH | GCE0457035P0100 | BLIND RIVET 5X10 AL | 10 | 2 | 8 | 6100K019 | R58-O-1-KDP1_SEP | inventory | 2025-10-28 | Mechanical |  | - | 2025-11-08 | 2025-10-25 | 0
6100K019 | PP12 : SWITCHGEAR - PP12 | SWGR | ROH | GCE0457035P0100 | BLIND RIVET 5X10 AL | 8 | 8 | 0 | 6100K019 | R58-O-1-KDP1_SEP | consumption | 2025-10-14 | Mechanical |  | - | 2025-11-08 | 2025-10-25 | 0 | [5 empty] | Work in Process Pick | 8101114
6100K019 | PP12 : SWITCHGEAR - PP12 | SWGR | ROH | GCE0457038P0100 | BLIND RIVET 5X16, CIECO, WN457-ALU | 20 | 20 | 0 | 6100K019 | 1-1-1-1 | inventory | 2025-10-28 | C&D |  | - | 2025-11-08 | 2025-10-25 | 0
6100K019 | PP12 : SWITCHGEAR - PP12 | SWGR | ROH | GCE0457038P0100 | BLIND RIVET 5X16, CIECO, WN457-ALU | 24 | 20 | 4 | 6100K019 | 1-1-1-1 | inventory | 2025-10-28 | Mechanical |  | - | 2025-11-08 | 2025-10-25 | 0
6100K019 | PP12 : SWITCHGEAR - PP12 | SWGR | ROH | GCE0457038P0100 | BLIND RIVET 5X16, CIECO, WN457-ALU | 4 | 2 | 2 | 6100K019 | R58-O-1-KDP1_SEP | consumption | 2025-10-16 | Mechanical |  | - | 2025-11-08 | 2025-10-25 | 0 | [5 empty] | Work in Process Pick | 8144098
6100K019 | PP12 : SWITCHGEAR - PP12 | SWGR | ROH | GCE0457038P0100 | BLIND RIVET 5X16, CIECO, WN457-ALU | 2 | 2 | 0 | free_stock | R58-O-1-KDP1_SEP | inventory | 2025-10-28 | Mechanical |  | - | 2025-11-08 | 2025-10-25 | 0
6100K019 | PP12 : SWITCHGEAR - PP12 | SWGR | ROH | GCE0457040P0100 | BLIND RIVET 6.4X12 STEEL | 67 | 67 | 0 | 6100K019 | 1-1-1-1 | inventory | 2025-10-28 | C&D |  | - | 2025-11-08 | 2025-10-25 | 0
6100K019 | PP12 : SWITCHGEAR - PP12 | SWGR | ROH | GCE0493108P0100 | BALL SHAPED HANDLE | 1 | 1 | 0 | 6100KDP01 | R56-Q-1-K019_SEP | inventory | 2025-10-28 | Mechanical |  | - | 2025-11-08 | 2025-10-25 | 0
6100K019 | PP12 : SWITCHGEAR - PP12 | SWGR | ROH | GCE0734028P0100P | K - BALL SHAPED HANDLE (ZINC CHRM) | 4 | 2 | 2 | 6100K019 | 1-1-1-1 | inventory | 2025-10-28 | Mechanical |  | - | 2025-11-08 | 2025-10-25 | 0
6100K019 | PP12 : SWITCHGEAR - PP12 | SWGR | ROH | GCE0734028P0100P | K - BALL SHAPED HANDLE (ZINC CHRM) | 2 | 2 | 0 | 6100K019 | R59-Q-1-KDP1_SEP | consumption | 2025-10-15 | Mechanical |  | - | 2025-11-08 | 2025-10-25 | 0 | [5 empty] | Work in Process Pick | 8115344
6100K019 | PP12 : SWITCHGEAR - PP12 | SWGR | ROH | GCE0909121P0100 | STRAIN RELIEF TYPE ZE2/10 | 2 | 2 | 0 | 6100K019 | 1-1-1-1 | inventory | 2025-10-28 | C&D |  | - | 2025-11-08 | 2025-10-25 | 0
6100K019 | PP12 : SWITCHGEAR - PP12 | SWGR | ROH | GCE0931008P0100 | POST TYPE INSULATOR 12kV SIZE B 2040384 | 15 | 15 | 0 | free_stock | R13-S-1-KDP1_SEP | inventory | 2025-10-28 | Mechanical |  | - | 2025-11-08 | 2025-10-25 | 0
6100K019 | PP12 : SWITCHGEAR - PP12 | SWGR | ROH | GCE0931008P0100 | POST TYPE INSULATOR 12kV SIZE B 2040384 | 18 | 3 | 15 | 606PD013 | R13-S-1-PD\-13/MV_SEP | inventory | 2025-10-28 | C&D |  | - | 2025-11-08 | 2025-10-25 | 0
6100K019 | PP12 : SWITCHGEAR - PP12 | SWGR | ROH | GCE0931306P0100 | BUSHING KD20-30/115(2033335)GJ (LOWER) | 3 | 3 | 0 | free_stock | R13-S-1-KDP1_SEP | inventory | 2025-10-28 | Mechanical |  | - | 2025-11-08 | 2025-10-25 | 0
6100K019 | PP12 : SWITCHGEAR - PP12 | SWGR | ROH | GCE0931315P0100 | BUSHING INSERT 1XD100 | 18 | 18 | 0 | 6100KDP01 | R56-P-1-K019_SEP | inventory | 2025-10-28 | Mechanical |  | - | 2025-11-08 | 2025-10-25 | 0
6100K019 | PP12 : SWITCHGEAR - PP12 | SWGR | ROH | GCE0931316P0100 | BUSBAR INSERT 2XD100 | 3 | 3 | 0 | 6100K019 | 1-1-1-1 | inventory | 2025-10-28 | C&D |  | - | 2025-11-08 | 2025-10-25 | 0
6100K019 | PP12 : SWITCHGEAR - PP12 | SWGR | ROH | GCE0990014P0100 | THREADED PLATE M10 | 4 | 4 | 0 | 6100K019 | R58-J-1-KDP1_SEP | inventory | 2025-10-28 | Mechanical |  | - | 2025-11-08 | 2025-10-25 | 0
6100K019 | PP12 : SWITCHGEAR - PP12 | SWGR | ROH | GCE0990108P0100 | LV Double Bit Key 3.2 | 2 | 2 | 0 | 6100K019 | R59-P-1-KDP1_SEP | inventory | 2025-10-28 | Mechanical |  | - | 2025-11-08 | 2025-10-25 | 0
6100K019 | PP12 : SWITCHGEAR - PP12 | SWGR | ROH | GCE0990162P0101 | PANEL HEATER 240V,50W-Boxin-3Met.Cable | 12 | 12 | 0 | 6100K019 | 1-1-1-1 | inventory | 2025-10-28 | LV |  | - | 2025-11-08 | 2025-10-25 | 0
6100K019 | PP12 : SWITCHGEAR - PP12 | SWGR | ROH | GCE0990162P0101 | PANEL HEATER 240V,50W-Boxin-3Met.Cable | 12 | 8 | 4 | 6100K019 | 1-1-1-1 | inventory | 2025-10-28 | Mechanical |  | - | 2025-11-08 | 2025-10-25 | 0
6100K019 | PP12 : SWITCHGEAR - PP12 | SWGR | ROH | GCE0990162P0101 | PANEL HEATER 240V,50W-Boxin-3Met.Cable | 4 | 2 | 2 | 6100K019 | R15-T-1-KDP1_SEP | inventory | 2025-10-28 | Mechanical |  | - | 2025-11-08 | 2025-10-25 | 0
6100K019 | PP12 : SWITCHGEAR - PP12 | SWGR | ROH | GCE0990162P0101 | PANEL HEATER 240V,50W-Boxin-3Met.Cable | 2 | 2 | 0 | 6100K019 | R14-I-1-KDP1_SEP | consumption | 2025-10-13 | Mechanical |  | - | 2025-11-08 | 2025-10-25 | 0 | [5 empty] | Work in Process Pick | 8069182
6100K019 | PP12 : SWITCHGEAR - PP12 | SWGR | ROH | GCE0990162P0102 | PANEL HEATER 240V,100W-Boxin-5MetCable | 6 | 6 | 0 | 6100K019 | 1-1-1-1 | inventory | 2025-10-28 | C&D |  | - | 2025-11-08 | 2025-10-25 | 0
6100K019 | PP12 : SWITCHGEAR - PP12 | SWGR | ROH | GCE0990162P0102 | PANEL HEATER 240V,100W-Boxin-5MetCable | 7 | 6 | 1 | 6100K019 | 1-1-1-1 | inventory | 2025-10-28 | Mechanical |  | - | 2025-11-08 | 2025-10-25 | 0
6100K019 | PP12 : SWITCHGEAR - PP12 | SWGR | ROH | GCE0990162P0102 | PANEL HEATER 240V,100W-Boxin-5MetCable | 1 | 1 | 0 | 6100K019 | R16-I-1-KDP1_SEP | consumption | 2025-10-14 | Mechanical |  | - | 2025-11-08 | 2025-10-25 | 0 | [5 empty] | Work in Process Pick | 8094862
6100K019 | PP12 : SWITCHGEAR - PP12 | SWGR | ROH | GCE0990403P0100 | VENTILATOR QK08A-2EM.50.CH WITH CAPACITO | 1 | 1 | 0 | 6100K019 | 1-1-1-1 | inventory | 2025-10-28 | B |  | - | 2025-11-08 | 2025-10-25 | 0
6100K019 | PP12 : SWITCHGEAR - PP12 | SWGR | ROH | GCE0990404P0100 | RADIAL FLOW FAN QK08A-2EM.35.CF | 1 | 1 | 0 | 6100K019 | 1-1-1-1 | inventory | 2025-10-28 | B |  | - | 2025-11-08 | 2025-10-25 | 0
6100K019 | PP12 : SWITCHGEAR - PP12 | SWGR | ROH | GCE0990431P0100 | HANDLE | 96 | 96 | 0 | 6100K019 | 1-1-1-1 | inventory | 2025-10-28 | C&D |  | - | 2025-11-08 | 2025-10-25 | 0
6100K019 | PP12 : SWITCHGEAR - PP12 | SWGR | ROH | GCE0990431P0100 | HANDLE | 103 | 90 | 13 | 6100K019 | 1-1-1-1 | inventory | 2025-10-28 | Mechanical |  | - | 2025-11-08 | 2025-10-25 | 0
6100K019 | PP12 : SWITCHGEAR - PP12 | SWGR | ROH | GCE0990431P0100 | HANDLE | 13 | 13 | 0 | 6100K019 | R59-A-1-KDP1_SEP | consumption | 2025-10-16 | Mechanical |  | - | 2025-11-08 | 2025-10-25 | 0 | [5 empty] | Work in Process Pick | 8144103
6100K019 | PP12 : SWITCHGEAR - PP12 | SWGR | ROH | GCE0990479P0100 | WHEEL FOR TRUCK 100X35 POLYAMID | 2 | 2 | 0 | 6100KDP01 | R56-P-1-K019_SEP | inventory | 2025-10-28 | Mechanical |  | - | 2025-11-08 | 2025-10-25 | 0
6100K019 | PP12 : SWITCHGEAR - PP12 | SWGR | ROH | GCE0996027P0100 | PROTECTION CAP M10NR.610 | 18 | 18 | 0 | 6100K019 | R15-A-1-KDP1_SEP | inventory | 2025-10-28 | C&D |  | - | 2025-11-08 | 2025-10-25 | 0
6100K019 | PP12 : SWITCHGEAR - PP12 | SWGR | ROH | GCE0996027P0100 | PROTECTION CAP M10NR.610 | 24 | 18 | 6 | 6100K019 | R15-A-1-KDP1_SEP | inventory | 2025-10-28 | Mechanical |  | - | 2025-11-08 | 2025-10-25 | 0
6100K019 | PP12 : SWITCHGEAR - PP12 | SWGR | ROH | GCE0996027P0100 | PROTECTION CAP M10NR.610 | 6 | 6 | 0 | free_stock | R15-A-1-KDP1_SEP | inventory | 2025-10-28 | Mechanical |  | - | 2025-11-08 | 2025-10-25 | 0
6100K019 | PP12 : SWITCHGEAR - PP12 | SWGR | ROH | GCE0997050P0100 | Crank CB Truck Rack in/out | 1 | 1 | 0 | 6100K019 | INC-1-1-KDP1_SEP | consumption | 2025-10-15 | Mechanical |  | - | 2025-11-08 | 2025-10-25 | 0 | [5 empty] | Work in Process Pick | 8128670
6100K019 | PP12 : SWITCHGEAR - PP12 | SWGR | ROH | GCE0997050P0100 | HAND CRANK FOR SWITCH TRUCK | 2 | 1 | 1 | 6100K019 | INC-1-1-KDP1_SEP | consumption | 2025-10-15 | C&D |  | - | 2025-11-08 | 2025-10-25 | 0 | [5 empty] | Work in Process Pick | 8128796
6100K019 | PP12 : SWITCHGEAR - PP12 | SWGR | ROH | GCE0997050P0100 | HAND CRANK FOR SWITCH TRUCK | 1 | 1 | 0 | free_stock | INC-1-1-KDP1_SEP | inventory | 2025-10-28 | C&D |  | - | 2025-11-08 | 2025-10-25 | 0
6100K019 | PP12 : SWITCHGEAR - PP12 | SWGR | ROH | GCE0997050P0100 | HAND CRANK FOR SWITCH TRUCK | 2 | 2 | 0 | free_stock | INC-1-1-KDP1_SEP | inventory | 2025-10-28 | Mechanical |  | - | 2025-11-08 | 2025-10-25 | 0
6100K019 | PP12 : SWITCHGEAR - PP12 | SWGR | ROH | GCE0998122P0100 | TUBING 28X36 FOR PG29 | 2.1 | 2.1 | 0 | 6100K019 | R13-S-1-KDP1_SEP | inventory | 2025-10-28 | B |  | - | 2025-11-08 | 2025-10-25 | 0
6100K019 | PP12 : SWITCHGEAR - PP12 | SWGR | ROH | GCE0998122P0100 | TUBING 28X36 FOR PG29 | 6.6 | 6.6 | 0 | 6100K019 | R13-S-1-KDP1_SEP | inventory | 2025-10-28 | Mechanical |  | - | 2025-11-08 | 2025-10-25 | 0
6100K019 | PP12 : SWITCHGEAR - PP12 | SWGR | ROH | GCE0998124P0100 | Use *** 1YAB010415P0103 *** | 0.8 | 0.4 | 0.4 | 6100K019 | 1-1-1-1 | inventory | 2025-10-28 | Mechanical |  | - | 2025-11-08 | 2025-10-25 | 0
6100K019 | PP12 : SWITCHGEAR - PP12 | SWGR | ROH | GCE0998124P0100 | Use *** 1YAB010415P0103 *** | 0.4 | 0.4 | 0 | 6100K019 | R13-S-1-KDP1_SEP | consumption | 2025-10-14 | Mechanical |  | - | 2025-11-08 | 2025-10-25 | 0 | [5 empty] | Work in Process Pick | 8107668
6100K019 | PP12 : SWITCHGEAR - PP12 | SWGR | ROH | GCE0998131P0100 | TUBE HOLDER-LK / MPG16 | 2 | 1 | 1 | 6100K019 | 1-1-1-1 | inventory | 2025-10-28 | Mechanical |  | - | 2025-11-08 | 2025-10-25 | 0
6100K019 | PP12 : SWITCHGEAR - PP12 | SWGR | ROH | GCE0998131P0100 | TUBE HOLDER-LK / MPG16 | 1 | 1 | 0 | 6100K019 | R59-Q-1-KDP1_SEP | consumption | 2025-10-15 | Mechanical |  | - | 2025-11-08 | 2025-10-25 | 0 | [5 empty] | Work in Process Pick | 8115347
6100K019 | PP12 : SWITCHGEAR - PP12 | SWGR | ROH | GCE0998134P0100 | SEALING RUBBER | 81.64 | 81.64 | 0 | 6100K019 | 1-1-1-1 | inventory | 2025-10-28 | B |  | - | 2025-11-08 | 2025-10-25 | 0
6100K019 | PP12 : SWITCHGEAR - PP12 | SWGR | ROH | GCE0998134P0100 | SEALING RUBBER | 93.59 | 80.22 | 13.37 | 6100K019 | 1-1-1-1 | inventory | 2025-10-28 | Mechanical |  | - | 2025-11-08 | 2025-10-25 | 0
6100K019 | PP12 : SWITCHGEAR - PP12 | SWGR | ROH | GCE0998134P0100 | SEALING RUBBER | 13.37 | 13.37 | 0 | free_stock | R15-J-1-KDP1_SEP | inventory | 2025-10-28 | Mechanical |  | - | 2025-11-08 | 2025-10-25 | 0
6100K019 | PP12 : SWITCHGEAR - PP12 | SWGR | ROH | GCE0998162P0100 | REDUCING RING PVC | 104 | 104 | 0 | 6100K019 | R59-A-1-KDP1_SEP | inventory | 2025-10-28 | C&D |  | - | 2025-11-08 | 2025-10-25 | 0
6100K019 | PP12 : SWITCHGEAR - PP12 | SWGR | ROH | GCE0998162P0100 | REDUCING RING PVC | 125 | 87 | 38 | 6100K019 | R59-A-1-KDP1_SEP | inventory | 2025-10-28 | Mechanical |  | - | 2025-11-08 | 2025-10-25 | 0
6100K019 | PP12 : SWITCHGEAR - PP12 | SWGR | ROH | GCE0998162P0100 | REDUCING RING PVC | 38 | 19 | 19 | 6100K019 | 1-1-1-1 | inventory | 2025-10-28 | Mechanical |  | - | 2025-11-08 | 2025-10-25 | 0
6100K019 | PP12 : SWITCHGEAR - PP12 | SWGR | ROH | GCE0998162P0100 | REDUCING RING PVC | 19 | 19 | 0 | free_stock | R59-A-1-KDP1_SEP | inventory | 2025-10-28 | Mechanical |  | - | 2025-11-08 | 2025-10-25 | 0
6100K019 | PP12 : SWITCHGEAR - PP12 | SWGR | ROH | GCE0998168P0100 | PLASTIC BUSHING EK/G36 | 1 | 1 | 0 | 6100K019 | 1-1-1-1 | inventory | 2025-10-28 | C&D |  | - | 2025-11-08 | 2025-10-25 | 0
6100K019 | PP12 : SWITCHGEAR - PP12 | SWGR | ROH | GCE4117104P0106 | TUBE G16X100 DIN 490216 | 5 | 5 | 0 | 6100K019 | 1-1-1-1 | inventory | 2025-10-28 | C&D |  | - | 2025-11-08 | 2025-10-25 | 0
6100K019 | PP12 : SWITCHGEAR - PP12 | SWGR | ROH | GCE4117104P0106 | TUBE G16X100 DIN 490216 | 6 | 5 | 1 | 6100K019 | 1-1-1-1 | inventory | 2025-10-28 | Mechanical |  | - | 2025-11-08 | 2025-10-25 | 0
6100K019 | PP12 : SWITCHGEAR - PP12 | SWGR | ROH | GCE4117104P0106 | TUBE G16X100 DIN 490216 | 1 | 1 | 0 | 6100KDP01 | R56-Q-1-K019_SEP | inventory | 2025-10-28 | Mechanical |  | - | 2025-11-08 | 2025-10-25 | 0
6100K019 | PP12 : SWITCHGEAR - PP12 | SWGR | ROH | GCE4117104P0117 | TUBE G16X9 | 10 | 10 | 0 | 6100K019 | 1-1-1-1 | inventory | 2025-10-28 | C&D |  | - | 2025-11-08 | 2025-10-25 | 0
6100K019 | PP12 : SWITCHGEAR - PP12 | SWGR | ROH | GCE4117104P0117 | TUBE G16X9 | 12 | 10 | 2 | 6100K019 | 1-1-1-1 | inventory | 2025-10-28 | Mechanical |  | - | 2025-11-08 | 2025-10-25 | 0
6100K019 | PP12 : SWITCHGEAR - PP12 | SWGR | ROH | GCE4117104P0117 | TUBE G16X9 | 2 | 2 | 0 | 6100KDP01 | R56-Q-1-K019_SEP | inventory | 2025-10-28 | Mechanical |  | - | 2025-11-08 | 2025-10-25 | 0
6100K019 | PP12 : SWITCHGEAR - PP12 | SWGR | ROH | GCE4129015P0128P | HEX.PART 17X677 ZINC CHR. | 5 | 5 | 0 | 6100K019 | 1-1-1-1 | inventory | 2025-10-28 | C&D |  | - | 2025-11-08 | 2025-10-25 | 0
6100K019 | PP12 : SWITCHGEAR - PP12 | SWGR | ROH | GCE4129015P0128P | HEX.PART 17X677 ZINC CHR. | 6 | 5 | 1 | 6100K019 | 1-1-1-1 | inventory | 2025-10-28 | Mechanical |  | - | 2025-11-08 | 2025-10-25 | 0
6100K019 | PP12 : SWITCHGEAR - PP12 | SWGR | ROH | GCE4129015P0128P | HEX.PART 17X677 ZINC CHR. | 1 | 1 | 0 | 6100KDP01 | R56-Q-1-K019_SEP | inventory | 2025-10-28 | Mechanical |  | - | 2025-11-08 | 2025-10-25 | 0
6100K019 | PP12 : SWITCHGEAR - PP12 | SWGR | ROH | GCE4329220P0100 | THREADED DOWEL M12X37 | 2 | 2 | 0 | 6100K019 | R59-Q-1-KDP1_SEP | inventory | 2025-10-28 | C&D |  | - | 2025-11-08 | 2025-10-25 | 0
6100K019 | PP12 : SWITCHGEAR - PP12 | SWGR | ROH | GCE4329220P0100 | THREADED DOWEL M12X37 | 2 | 2 | 0 | 6100K019 | 1-1-1-1 | inventory | 2025-10-28 | Mechanical |  | - | 2025-11-08 | 2025-10-25 | 0
6100K019 | PP12 : SWITCHGEAR - PP12 | SWGR | ROH | GCE4366010P0100 | NUT(DADO D'ANCORAGGIO) M10 WN366-ST37-2 | 30 | 30 | 0 | 6100K019 | 1-1-1-1 | inventory | 2025-10-28 | C&D |  | - | 2025-11-08 | 2025-10-25 | 0
6100K019 | PP12 : SWITCHGEAR - PP12 | SWGR | ROH | GCE4366010P0100 | NUT(DADO D'ANCORAGGIO) M10 WN366-ST37-2 | 38 | 30 | 8 | 6100K019 | 1-1-1-1 | inventory | 2025-10-28 | Mechanical |  | - | 2025-11-08 | 2025-10-25 | 0
6100K019 | PP12 : SWITCHGEAR - PP12 | SWGR | ROH | GCE4366010P0100 | NUT(DADO D'ANCORAGGIO) M10 WN366-ST37-2 | 8 | 8 | 0 | 6100K019 | R59-P-1-KDP1_SEP | consumption | 2025-10-15 | Mechanical |  | - | 2025-11-08 | 2025-10-25 | 0 | [5 empty] | Work in Process Pick | 8128826
6100K019 | PP12 : SWITCHGEAR - PP12 | SWGR | ROH | GCE4395060P0100 | WASHER,PLAIN , LARGE 6.1/18X1 | 24 | 24 | 0 | 6100K019 | 1-1-1-1 | inventory | 2025-10-28 | Mechanical |  | - | 2025-11-08 | 2025-10-25 | 0
6100K019 | PP12 : SWITCHGEAR - PP12 | SWGR | ROH | GCE4395060P0100 | WASHER,PLAIN , LARGE 6.1/18X1 | 28 | 28 | 0 | 6100K019 | 1-1-1-1 | inventory | 2025-10-28 | C&D |  | - | 2025-11-08 | 2025-10-25 | 0
6100K019 | PP12 : SWITCHGEAR - PP12 | SWGR | ROH | GCE4395592P0100 | WASHER FLAT 8 X 11 X 0.5 MM | 36 | 36 | 0 | 6100K019 | 1-1-1-1 | inventory | 2025-10-28 | C&D |  | - | 2025-11-08 | 2025-10-25 | 0
6100K019 | PP12 : SWITCHGEAR - PP12 | SWGR | ROH | GCE4395592P0100 | WASHER FLAT 8 X 11 X 0.5 MM | 42 | 36 | 6 | 6100K019 | 1-1-1-1 | inventory | 2025-10-28 | Mechanical |  | - | 2025-11-08 | 2025-10-25 | 0
6100K019 | PP12 : SWITCHGEAR - PP12 | SWGR | ROH | GCE4395592P0100 | WASHER FLAT 8 X 11 X 0.5 MM | 6 | 6 | 0 | 6100K019 | R58-O-1-KDP1_SEP | consumption | 2025-10-14 | Mechanical |  | - | 2025-11-08 | 2025-10-25 | 0 | [5 empty] | Work in Process Pick | 8104591
6100K019 | PP12 : SWITCHGEAR - PP12 | SWGR | ROH | GCE4395856P0100 | PLAIN WASHER, LARGE 6.2x12x0.2 | 6 | 6 | 0 | 6100K019 | 1-1-1-1 | inventory | 2025-10-28 | C&D |  | - | 2025-11-08 | 2025-10-25 | 0
6100K019 | PP12 : SWITCHGEAR - PP12 | SWGR | ROH | GCE4396073P0100 | WASHER LARG PLN (12.1/23.5X2.5 | 8 | 4 | 4 | 6100K019 | R58-A-1-KDP1_SEP | inventory | 2025-10-28 | Mechanical |  | - | 2025-11-08 | 2025-10-25 | 0
6100K019 | PP12 : SWITCHGEAR - PP12 | SWGR | ROH | GCE4396073P0100 | WASHER LARG PLN (12.1/23.5X2.5 | 4 | 4 | 0 | free_stock | R58-A-1-KDP1_SEP | inventory | 2025-10-28 | Mechanical |  | - | 2025-11-08 | 2025-10-25 | 0
6100K019 | PP12 : SWITCHGEAR - PP12 | SWGR | ROH | GCE4520999P0100 | INDICATION LABELS ( HOCK SYSMBLE ) | 8 | 8 | 0 | 6100K019 | WH2-1-1-KDP1_SEP | inventory | 2025-10-28 | C&D |  | - | 2025-11-08 | 2025-10-25 | 0
6100K019 | PP12 : SWITCHGEAR - PP12 | SWGR | ROH | GCE4520999P0100 | INDICATION LABELS ( HOCK SYSMBLE ) | 8 | 8 | 0 | 6100K019 | 1-1-1-1 | inventory | 2025-10-28 | Mechanical |  | - | 2025-11-08 | 2025-10-25 | 0
6100K019 | PP12 : SWITCHGEAR - PP12 | SWGR | ROH | GCE4530250P0100 | DESIGNATION LABEL L1 (RED) | 6 | 6 | 0 | 6100K019 | INC-1-1-KDP1_SEP | inventory | 2025-10-28 | C&D |  | - | 2025-11-08 | 2025-10-25 | 0
6100K019 | PP12 : SWITCHGEAR - PP12 | SWGR | ROH | GCE4530250P0100 | DESIGNATION LABEL L1 (RED) | 7 | 5 | 2 | 6100K019 | WH2-1-1-KDP1_SEP | inventory | 2025-10-28 | Mechanical |  | - | 2025-11-08 | 2025-10-25 | 0
6100K019 | PP12 : SWITCHGEAR - PP12 | SWGR | ROH | GCE4530250P0100 | DESIGNATION LABEL L1 (RED) | 2 | 1 | 1 | 6100K019 | INC-1-1-KDP1_SEP | inventory | 2025-10-28 | Mechanical |  | - | 2025-11-08 | 2025-10-25 | 0
6100K019 | PP12 : SWITCHGEAR - PP12 | SWGR | ROH | GCE4530250P0100 | DESIGNATION LABEL L1 (RED) | 1 | 1 | 0 | free_stock | WH2-1-1-KDP1_SEP | inventory | 2025-10-28 | Mechanical |  | - | 2025-11-08 | 2025-10-25 | 0
6100K019 | PP12 : SWITCHGEAR - PP12 | SWGR | ROH | GCE4530251P0100 | DESIGNATION LABEL L2 (YELLOW) | 6 | 6 | 0 | 6100K019 | INC-1-1-KDP1_SEP | inventory | 2025-10-28 | C&D |  | - | 2025-11-08 | 2025-10-25 | 0
6100K019 | PP12 : SWITCHGEAR - PP12 | SWGR | ROH | GCE4530251P0100 | DESIGNATION LABEL L2 (YELLOW) | 7 | 5 | 2 | 6100K019 | WH2-1-1-KDP1_SEP | inventory | 2025-10-28 | Mechanical |  | - | 2025-11-08 | 2025-10-25 | 0
6100K019 | PP12 : SWITCHGEAR - PP12 | SWGR | ROH | GCE4530251P0100 | DESIGNATION LABEL L2 (YELLOW) | 2 | 1 | 1 | 6100K019 | INC-1-1-KDP1_SEP | inventory | 2025-10-28 | Mechanical |  | - | 2025-11-08 | 2025-10-25 | 0
6100K019 | PP12 : SWITCHGEAR - PP12 | SWGR | ROH | GCE4530251P0100 | DESIGNATION LABEL L2 (YELLOW) | 1 | 1 | 0 | free_stock | WH2-1-1-KDP1_SEP | inventory | 2025-10-28 | Mechanical |  | - | 2025-11-08 | 2025-10-25 | 0
6100K019 | PP12 : SWITCHGEAR - PP12 | SWGR | ROH | GCE4530252P0100 | DESIGNATION LABEL L3 (BLUE) | 6 | 6 | 0 | 6100K019 | INC-1-1-KDP1_SEP | inventory | 2025-10-28 | C&D |  | - | 2025-11-08 | 2025-10-25 | 0
6100K019 | PP12 : SWITCHGEAR - PP12 | SWGR | ROH | GCE4530252P0100 | DESIGNATION LABEL L3 (BLUE) | 7 | 5 | 2 | 6100K019 | WH2-1-1-KDP1_SEP | inventory | 2025-10-28 | Mechanical |  | - | 2025-11-08 | 2025-10-25 | 0
6100K019 | PP12 : SWITCHGEAR - PP12 | SWGR | ROH | GCE4530252P0100 | DESIGNATION LABEL L3 (BLUE) | 2 | 1 | 1 | 6100K019 | INC-1-1-KDP1_SEP | inventory | 2025-10-28 | Mechanical |  | - | 2025-11-08 | 2025-10-25 | 0
6100K019 | PP12 : SWITCHGEAR - PP12 | SWGR | ROH | GCE4530252P0100 | DESIGNATION LABEL L3 (BLUE) | 1 | 1 | 0 | free_stock | WH2-1-1-KDP1_SEP | inventory | 2025-10-28 | Mechanical |  | - | 2025-11-08 | 2025-10-25 | 0
6100K019 | PP12 : SWITCHGEAR - PP12 | SWGR | ROH | GCE4539019P0100 | INFORMATION PLATE | 5 | 5 | 0 | 6100K019 | 1-1-1-1 | inventory | 2025-10-28 | C&D |  | - | 2025-11-08 | 2025-10-25 | 0
6100K019 | PP12 : SWITCHGEAR - PP12 | SWGR | ROH | GCE4539019P0100 | INFORMATION PLATE | 6 | 3 | 3 | 6100K019 | 1-1-1-1 | inventory | 2025-10-28 | Mechanical |  | - | 2025-11-08 | 2025-10-25 | 0
6100K019 | PP12 : SWITCHGEAR - PP12 | SWGR | ROH | GCE4539019P0100 | INFORMATION PLATE | 3 | 2 | 1 | 6100K019 | INC-1-1-KDP1_SEP | inventory | 2025-10-28 | Mechanical |  | - | 2025-11-08 | 2025-10-25 | 0
6100K019 | PP12 : SWITCHGEAR - PP12 | SWGR | ROH | GCE4539019P0100 | INFORMATION PLATE | 1 | 1 | 0 | 6100K019 | WH2-1-1-KDP1_SEP | consumption | 2025-10-15 | Mechanical |  | - | 2025-11-08 | 2025-10-25 | 0 | [5 empty] | Work in Process Pick | 8115478
6100K019 | PP12 : SWITCHGEAR - PP12 | SWGR | ROH | GCE4539452P0100 | INDICATION LABEL Mech.Operation STICKER | 4 | 4 | 0 | 6100K019 | INC-1-1-KDP1_SEP | inventory | 2025-10-28 | C&D |  | - | 2025-11-08 | 2025-10-25 | 0
6100K019 | PP12 : SWITCHGEAR - PP12 | SWGR | ROH | GCE4539452P0100 | INDICATION LABEL Mech.Operation STICKER | 5 | 3 | 2 | 6100K019 | WH2-1-1-KDP1_SEP | inventory | 2025-10-28 | Mechanical |  | - | 2025-11-08 | 2025-10-25 | 0
6100K019 | PP12 : SWITCHGEAR - PP12 | SWGR | ROH | GCE4539452P0100 | INDICATION LABEL Mech.Operation STICKER | 2 | 1 | 1 | 6100K019 | INC-1-1-KDP1_SEP | inventory | 2025-10-28 | Mechanical |  | - | 2025-11-08 | 2025-10-25 | 0
6100K019 | PP12 : SWITCHGEAR - PP12 | SWGR | ROH | GCE4539452P0100 | INDICATION LABEL Mech.Operation STICKER | 1 | 1 | 0 | free_stock | WH2-1-1-KDP1_SEP | inventory | 2025-10-28 | Mechanical |  | - | 2025-11-08 | 2025-10-25 | 0
6100K019 | PP12 : SWITCHGEAR - PP12 | SWGR | ROH | GCE7000495R0101 | SHAFT COMPL. | 5 | 5 | 0 | 6100K019 | 1-1-1-1 | inventory | 2025-10-28 | C&D |  | - | 2025-11-08 | 2025-10-25 | 0
6100K019 | PP12 : SWITCHGEAR - PP12 | SWGR | ROH | GCE7000495R0101 | SHAFT COMPL. | 6 | 5 | 1 | 6100K019 | 1-1-1-1 | inventory | 2025-10-28 | Mechanical |  | - | 2025-11-08 | 2025-10-25 | 0
6100K019 | PP12 : SWITCHGEAR - PP12 | SWGR | ROH | GCE7000495R0101 | SHAFT COMPL. | 1 | 1 | 0 | 6100KDP01 | R56-P-1-K019_SEP | inventory | 2025-10-28 | Mechanical |  | - | 2025-11-08 | 2025-10-25 | 0
6100K019 | PP12 : SWITCHGEAR - PP12 | SWGR | ROH | GCE7000496P0102 | TORSION SPRING | 5 | 5 | 0 | 6100K019 | 1-1-1-1 | inventory | 2025-10-28 | C&D |  | - | 2025-11-08 | 2025-10-25 | 0
6100K019 | PP12 : SWITCHGEAR - PP12 | SWGR | ROH | GCE7000496P0102 | TORSION SPRING | 6 | 5 | 1 | 6100K019 | 1-1-1-1 | inventory | 2025-10-28 | Mechanical |  | - | 2025-11-08 | 2025-10-25 | 0
6100K019 | PP12 : SWITCHGEAR - PP12 | SWGR | ROH | GCE7000496P0102 | TORSION SPRING | 1 | 1 | 0 | free_stock | R14-I-1-KDP1_SEP | inventory | 2025-10-28 | Mechanical |  | - | 2025-11-08 | 2025-10-25 | 0
6100K019 | PP12 : SWITCHGEAR - PP12 | SWGR | ROH | GCE7000497R0101 | BEARING HOUSING COMPLETE | 5 | 5 | 0 | 6100K019 | 1-1-1-1 | inventory | 2025-10-28 | C&D |  | - | 2025-11-08 | 2025-10-25 | 0
6100K019 | PP12 : SWITCHGEAR - PP12 | SWGR | ROH | GCE7000497R0101 | BEARING HOUSING COMPLETE | 6 | 5 | 1 | 6100K019 | 1-1-1-1 | inventory | 2025-10-28 | Mechanical |  | - | 2025-11-08 | 2025-10-25 | 0
6100K019 | PP12 : SWITCHGEAR - PP12 | SWGR | ROH | GCE7000497R0101 | BEARING HOUSING COMPLETE | 1 | 1 | 0 | free_stock | R14-I-1-KDP1_SEP | inventory | 2025-10-28 | Mechanical |  | - | 2025-11-08 | 2025-10-25 | 0
6100K019 | PP12 : SWITCHGEAR - PP12 | SWGR | ROH | GCE7000508P0101 | GROOVED PIN | 5 | 5 | 0 | 6100K019 | 1-1-1-1 | inventory | 2025-10-28 | C&D |  | - | 2025-11-08 | 2025-10-25 | 0
6100K019 | PP12 : SWITCHGEAR - PP12 | SWGR | ROH | GCE7000508P0101 | GROOVED PIN | 6 | 5 | 1 | 6100K019 | 1-1-1-1 | inventory | 2025-10-28 | Mechanical |  | - | 2025-11-08 | 2025-10-25 | 0
6100K019 | PP12 : SWITCHGEAR - PP12 | SWGR | ROH | GCE7000508P0101 | GROOVED PIN | 1 | 1 | 0 | free_stock | R58-O-1-KDP1_SEP | inventory | 2025-10-28 | Mechanical |  | - | 2025-11-08 | 2025-10-25 | 0
6100K019 | PP12 : SWITCHGEAR - PP12 | SWGR | ROH | GCE7000524P0101P | GROOVED PIN | 5 | 5 | 0 | 6100K019 | 1-1-1-1 | inventory | 2025-10-28 | LAX |  | - | 2025-11-08 | 2025-10-25 | 0
6100K019 | PP12 : SWITCHGEAR - PP12 | SWGR | ROH | GCE7000524P0101P | GROOVED PIN | 6 | 4 | 2 | 6100K019 | 1-1-1-1 | inventory | 2025-10-28 | Mechanical |  | - | 2025-11-08 | 2025-10-25 | 0
6100K019 | PP12 : SWITCHGEAR - PP12 | SWGR | ROH | GCE7000524P0101P | GROOVED PIN | 2 | 1 | 1 | 6100K019 | R59-Q-1-KDP1_SEP | inventory | 2025-10-28 | Mechanical |  | - | 2025-11-08 | 2025-10-25 | 0
6100K019 | PP12 : SWITCHGEAR - PP12 | SWGR | ROH | GCE7000524P0101P | GROOVED PIN | 1 | 1 | 0 | 6100KDP01 | R56-P-1-K019_SEP | inventory | 2025-10-28 | Mechanical |  | - | 2025-11-08 | 2025-10-25 | 0
6100K019 | PP12 : SWITCHGEAR - PP12 | SWGR | ROH | GCE7000525P0101 | WASHER,STOP | 5 | 5 | 0 | 6100K019 | 1-1-1-1 | inventory | 2025-10-28 | C&D |  | - | 2025-11-08 | 2025-10-25 | 0
6100K019 | PP12 : SWITCHGEAR - PP12 | SWGR | ROH | GCE7000525P0101 | WASHER,STOP | 6 | 5 | 1 | 6100K019 | 1-1-1-1 | inventory | 2025-10-28 | Mechanical |  | - | 2025-11-08 | 2025-10-25 | 0
6100K019 | PP12 : SWITCHGEAR - PP12 | SWGR | ROH | GCE7000525P0101 | WASHER,STOP | 1 | 1 | 0 | free_stock | R59-Q-1-KDP1_SEP | inventory | 2025-10-28 | Mechanical |  | - | 2025-11-08 | 2025-10-25 | 0
6100K019 | PP12 : SWITCHGEAR - PP12 | SWGR | ROH | GCE7000535R0101P | K- BRACKET COMPL. ZINC COATED | 5 | 5 | 0 | 6100K019 | 1-1-1-1 | inventory | 2025-10-28 | C&D |  | - | 2025-11-08 | 2025-10-25 | 0
6100K019 | PP12 : SWITCHGEAR - PP12 | SWGR | ROH | GCE7000535R0101P | K- BRACKET COMPL. ZINC COATED | 6 | 5 | 1 | 6100K019 | 1-1-1-1 | inventory | 2025-10-28 | Mechanical |  | - | 2025-11-08 | 2025-10-25 | 0
6100K019 | PP12 : SWITCHGEAR - PP12 | SWGR | ROH | GCE7000535R0101P | K- BRACKET COMPL. ZINC COATED | 1 | 1 | 0 | 6100KDP01 | R56-P-1-K019_SEP | inventory | 2025-10-28 | Mechanical |  | - | 2025-11-08 | 2025-10-25 | 0
6100K019 | PP12 : SWITCHGEAR - PP12 | SWGR | ROH | GCE7000541P0101P | ADJUSTING RING | 2 | 2 | 0 | 6100K019 | R15-A-1-KDP1_SEP | inventory | 2025-10-28 | C&D |  | - | 2025-11-08 | 2025-10-25 | 0
6100K019 | PP12 : SWITCHGEAR - PP12 | SWGR | ROH | GCE7000542P0101 | BUSH D10/6.2X15 | 4 | 4 | 0 | 6100K019 | 1-1-1-1 | inventory | 2025-10-28 | C&D |  | - | 2025-11-08 | 2025-10-25 | 0
6100K019 | PP12 : SWITCHGEAR - PP12 | SWGR | ROH | GCE7000545P0101 | COMPRESSION SPRING | 4 | 2 | 2 | 6100K019 | R13-S-1-KDP1_SEP | consumption | 2025-10-15 | B |  | - | 2025-11-08 | 2025-10-25 | 0 | [5 empty] | Work in Process Pick | 8120224
6100K019 | PP12 : SWITCHGEAR - PP12 | SWGR | ROH | GCE7000545P0101 | COMPRESSION SPRING | 2 | 2 | 0 | free_stock | R13-S-1-KDP1_SEP | inventory | 2025-10-28 | B |  | - | 2025-11-08 | 2025-10-25 | 0
6100K019 | PP12 : SWITCHGEAR - PP12 | SWGR | ROH | GCE7000552P0101 | STOP WASHER | 10 | 10 | 0 | 6100K019 | R58-A-1-KDP1_SEP | inventory | 2025-10-28 | C&D |  | - | 2025-11-08 | 2025-10-25 | 0
6100K019 | PP12 : SWITCHGEAR - PP12 | SWGR | ROH | GCE7000552P0101 | STOP WASHER | 12 | 10 | 2 | 6100K019 | R58-A-1-KDP1_SEP | inventory | 2025-10-28 | Mechanical |  | - | 2025-11-08 | 2025-10-25 | 0
6100K019 | PP12 : SWITCHGEAR - PP12 | SWGR | ROH | GCE7000552P0101 | STOP WASHER | 2 | 2 | 0 | free_stock | R58-A-1-KDP1_SEP | inventory | 2025-10-28 | Mechanical |  | - | 2025-11-08 | 2025-10-25 | 0
6100K019 | PP12 : SWITCHGEAR - PP12 | SWGR | ROH | GCE7000553P0101 | ADJUSTING FISH PLATE | 10 | 10 | 0 | 6100K019 | 1-1-1-1 | inventory | 2025-10-28 | C&D |  | - | 2025-11-08 | 2025-10-25 | 0
6100K019 | PP12 : SWITCHGEAR - PP12 | SWGR | ROH | GCE7000553P0101 | ADJUSTING FISH PLATE | 12 | 10 | 2 | 6100K019 | 1-1-1-1 | inventory | 2025-10-28 | Mechanical |  | - | 2025-11-08 | 2025-10-25 | 0
6100K019 | PP12 : SWITCHGEAR - PP12 | SWGR | ROH | GCE7000553P0101 | ADJUSTING FISH PLATE | 2 | 2 | 0 | 6100KDP01 | R55-Q-1-K019_SEP | inventory | 2025-10-28 | Mechanical |  | - | 2025-11-08 | 2025-10-25 | 0
6100K019 | PP12 : SWITCHGEAR - PP12 | SWGR | ROH | GCE7000581P0101 | CANTILEVER SPRING | 6 | 6 | 0 | 6100K019 | 1-1-1-1 | inventory | 2025-10-28 | Mechanical |  | - | 2025-11-08 | 2025-10-25 | 0
6100K019 | PP12 : SWITCHGEAR - PP12 | SWGR | ROH | GCE7000581P0101 | CANTILEVER SPRING | 7 | 6 | 1 | 6100K019 | 1-1-1-1 | inventory | 2025-10-28 | C&D |  | - | 2025-11-08 | 2025-10-25 | 0
6100K019 | PP12 : SWITCHGEAR - PP12 | SWGR | ROH | GCE7000581P0101 | CANTILEVER SPRING | 1 | 1 | 0 | 6100KDP01 | R56-P-1-K019_SEP | inventory | 2025-10-28 | C&D |  | - | 2025-11-08 | 2025-10-25 | 0
6100K019 | PP12 : SWITCHGEAR - PP12 | SWGR | ROH | GCE7000582P0101 | SPIRAL SPRING | 5 | 5 | 0 | 6100K019 | 1-1-1-1 | inventory | 2025-10-28 | C&D |  | - | 2025-11-08 | 2025-10-25 | 0
6100K019 | PP12 : SWITCHGEAR - PP12 | SWGR | ROH | GCE7000582P0101 | SPIRAL SPRING | 6 | 5 | 1 | 6100K019 | 1-1-1-1 | inventory | 2025-10-28 | Mechanical |  | - | 2025-11-08 | 2025-10-25 | 0
6100K019 | PP12 : SWITCHGEAR - PP12 | SWGR | ROH | GCE7000582P0101 | SPIRAL SPRING | 1 | 1 | 0 | 6100KDP01 | R56-P-1-K019_SEP | inventory | 2025-10-28 | Mechanical |  | - | 2025-11-08 | 2025-10-25 | 0
6100K019 | PP12 : SWITCHGEAR - PP12 | SWGR | ROH | GCE7000663R0101 | BEVEL GEAR DRIVE FOR EK6 ZS1 | 5 | 5 | 0 | 6100K019 | 1-1-1-1 | inventory | 2025-10-28 | C&D |  | - | 2025-11-08 | 2025-10-25 | 0
6100K019 | PP12 : SWITCHGEAR - PP12 | SWGR | ROH | GCE7000663R0101 | BEVEL GEAR DRIVE FOR EK6 ZS1 | 6 | 5 | 1 | 6100K019 | 1-1-1-1 | inventory | 2025-10-28 | Mechanical |  | - | 2025-11-08 | 2025-10-25 | 0
6100K019 | PP12 : SWITCHGEAR - PP12 | SWGR | ROH | GCE7000663R0101 | BEVEL GEAR DRIVE FOR EK6 ZS1 | 1 | 1 | 0 | free_stock | R14-J-1-KDP1_SEP | inventory | 2025-10-28 | Mechanical |  | - | 2025-11-08 | 2025-10-25 | 0
6100K019 | PP12 : SWITCHGEAR - PP12 | SWGR | ROH | GCE7000835P0101 | BRACKET S=200 | 1 | 1 | 0 | 6100KDP01 | WH2-1-1-K019_SEP | inventory | 2025-10-28 | Outsource |  | - | 2025-11-08 | 2025-10-25 | 0
6100K019 | PP12 : SWITCHGEAR - PP12 | SWGR | ROH | GCE7000847P0101P | K - STUD | 2 | 2 | 0 | 6100K019 | 1-1-1-1 | inventory | 2025-10-28 | C&D |  | - | 2025-11-08 | 2025-10-25 | 0
6100K019 | PP12 : SWITCHGEAR - PP12 | SWGR | ROH | GCE7001026P0101 | INSULATION TUBE; L=45MM. | 10 | 10 | 0 | 6100K019 | 1-1-1-1 | inventory | 2025-10-28 | C&D |  | - | 2025-11-08 | 2025-10-25 | 0
6100K019 | PP12 : SWITCHGEAR - PP12 | SWGR | ROH | GCE7001026P0101 | INSULATION TUBE; L=45MM. | 12 | 10 | 2 | 6100K019 | 1-1-1-1 | inventory | 2025-10-28 | Mechanical |  | - | 2025-11-08 | 2025-10-25 | 0
6100K019 | PP12 : SWITCHGEAR - PP12 | SWGR | ROH | GCE7001026P0101 | INSULATION TUBE; L=45MM. | 2 | 2 | 0 | 6100KDP01 | R56-Q-1-K019_SEP | inventory | 2025-10-28 | Mechanical |  | - | 2025-11-08 | 2025-10-25 | 0
6100K019 | PP12 : SWITCHGEAR - PP12 | SWGR | ROH | GCE7001936P0101P | K - HANDLE (CHROME PLATED) | 4 | 4 | 0 | 6100K019 | 1-1-1-1 | inventory | 2025-10-28 | C&D |  | - | 2025-11-08 | 2025-10-25 | 0
6100K019 | PP12 : SWITCHGEAR - PP12 | SWGR | ROH | GCE7001936P0101P | K - HANDLE (CHROME PLATED) | 4 | 2 | 2 | 6100K019 | 1-1-1-1 | inventory | 2025-10-28 | Mechanical |  | - | 2025-11-08 | 2025-10-25 | 0
6100K019 | PP12 : SWITCHGEAR - PP12 | SWGR | ROH | GCE7001936P0101P | K - HANDLE (CHROME PLATED) | 2 | 2 | 0 | 6100K019 | R59-Q-1-KDP1_SEP | consumption | 2025-10-16 | Mechanical |  | - | 2025-11-08 | 2025-10-25 | 0 | [5 empty] | Work in Process Pick | 8144855
6100K019 | PP12 : SWITCHGEAR - PP12 | SWGR | ROH | GCE7002424P0101P | K - BEARING SHAFT (ZINC CHRM) | 8 | 8 | 0 | 6100K019 | 1-1-1-1 | inventory | 2025-10-28 | C&D |  | - | 2025-11-08 | 2025-10-25 | 0
6100K019 | PP12 : SWITCHGEAR - PP12 | SWGR | ROH | GCE7002424P0101P | K - BEARING SHAFT (ZINC CHRM) | 8 | 4 | 4 | 6100K019 | 1-1-1-1 | inventory | 2025-10-28 | Mechanical |  | - | 2025-11-08 | 2025-10-25 | 0
6100K019 | PP12 : SWITCHGEAR - PP12 | SWGR | ROH | GCE7002424P0101P | K - BEARING SHAFT (ZINC CHRM) | 4 | 4 | 0 | 6100K019 | R59-Q-1-KDP1_SEP | consumption | 2025-10-16 | Mechanical |  | - | 2025-11-08 | 2025-10-25 | 0 | [5 empty] | Work in Process Pick | 8144858
6100K019 | PP12 : SWITCHGEAR - PP12 | SWGR | ROH | GCE7002453P0102 | LOCK STRIP | 8 | 4 | 4 | 6100K019 | NEW.FLR-1-1-KDP1_SEP | consumption | 2025-10-15 | Outsource |  | - | 2025-11-08 | 2025-10-25 | 0 | [5 empty] | Work in Process Pick | 8128763
6100K019 | PP12 : SWITCHGEAR - PP12 | SWGR | ROH | GCE7002453P0102 | LOCK STRIP | 4 | 4 | 0 | 6100K019 | NEW.FLR-1-1-KDP1_SEP | consumption | 2025-10-16 | Outsource |  | - | 2025-11-08 | 2025-10-25 | 0 | [5 empty] | Work in Process Pick | 8144139
6100K019 | PP12 : SWITCHGEAR - PP12 | SWGR | ROH | GCE7002476P0101 | FIXING BAR | 2 | 1 | 1 | 6100K019 | R13-S-1-KDP1_SEP | consumption | 2025-10-15 | B |  | - | 2025-11-08 | 2025-10-25 | 0 | [5 empty] | Work in Process Pick | 8120227
6100K019 | PP12 : SWITCHGEAR - PP12 | SWGR | ROH | GCE7002476P0101 | FIXING BAR | 1 | 1 | 0 | 6100K019 | R13-S-1-KDP1_SEP | consumption | 2025-10-15 | B |  | - | 2025-11-08 | 2025-10-25 | 0 | [5 empty] | Work in Process Pick | 8120221
6100K019 | PP12 : SWITCHGEAR - PP12 | SWGR | ROH | GCE7002476P0101 | FIXING BAR | 2 | 1 | 1 | 6100K019 | R13-S-1-KDP1_SEP | consumption | 2025-10-16 | Mechanical |  | - | 2025-11-08 | 2025-10-25 | 0 | [5 empty] | Work in Process Pick | 8144154
6100K019 | PP12 : SWITCHGEAR - PP12 | SWGR | ROH | GCE7002476P0101 | FIXING BAR | 1 | 1 | 0 | free_stock | R13-S-1-KDP1_SEP | inventory | 2025-10-28 | Mechanical |  | - | 2025-11-08 | 2025-10-25 | 0
6100K019 | PP12 : SWITCHGEAR - PP12 | SWGR | ROH | GCE7003008P0101 | RING | 5 | 5 | 0 | 6100K019 | 1-1-1-1 | inventory | 2025-10-28 | C&D |  | - | 2025-11-08 | 2025-10-25 | 0
6100K019 | PP12 : SWITCHGEAR - PP12 | SWGR | ROH | GCE7003008P0101 | RING | 6 | 5 | 1 | 6100K019 | 1-1-1-1 | inventory | 2025-10-28 | Mechanical |  | - | 2025-11-08 | 2025-10-25 | 0
6100K019 | PP12 : SWITCHGEAR - PP12 | SWGR | ROH | GCE7003008P0101 | RING | 1 | 1 | 0 | free_stock | R14-I-1-KDP1_SEP | inventory | 2025-10-28 | Mechanical |  | - | 2025-11-08 | 2025-10-25 | 0
6100K019 | PP12 : SWITCHGEAR - PP12 | SWGR | ROH | GCE7003012P0101P | TUBE 8X5.1X25 | 2 | 2 | 0 | 6100K019 | 1-1-1-1 | inventory | 2025-10-28 | C&D |  | - | 2025-11-08 | 2025-10-25 | 0
6100K019 | PP12 : SWITCHGEAR - PP12 | SWGR | ROH | GCE7003534P0101 | DETENT (RASTE) | 2 | 1 | 1 | 6100K019 | R13-S-1-KDP1_SEP | consumption | 2025-10-15 | B |  | - | 2025-11-08 | 2025-10-25 | 0 | [5 empty] | Work in Process Pick | 8120230
6100K019 | PP12 : SWITCHGEAR - PP12 | SWGR | ROH | GCE7003534P0101 | DETENT (RASTE) | 1 | 1 | 0 | free_stock | R13-S-1-KDP1_SEP | inventory | 2025-10-28 | B |  | - | 2025-11-08 | 2025-10-25 | 0
6100K019 | PP12 : SWITCHGEAR - PP12 | SWGR | ROH | GCE7003535P0102 | SLIDE | 2 | 2 | 0 | 6100KDP01 | WH2-1-1-K019_SEP | inventory | 2025-10-28 | Outsource |  | - | 2025-11-08 | 2025-10-25 | 0
6100K019 | PP12 : SWITCHGEAR - PP12 | SWGR | ROH | GCE7003536P0101 | DETENT | 2 | 2 | 0 | 6100K019 | 1-1-1-1 | inventory | 2025-10-28 | C&D |  | - | 2025-11-08 | 2025-10-25 | 0
6100K019 | PP12 : SWITCHGEAR - PP12 | SWGR | ROH | GCE7003538P0101 | COVER | 2 | 2 | 0 | 6100K019 | 1-1-1-1 | inventory | 2025-10-28 | C&D |  | - | 2025-11-08 | 2025-10-25 | 0
6100K019 | PP12 : SWITCHGEAR - PP12 | SWGR | ROH | GCE7003544P0101 | SPINDLE | 2 | 1 | 1 | 6100K019 | R59-Q-1-KDP1_SEP | inventory | 2025-10-28 | C&D |  | - | 2025-11-08 | 2025-10-25 | 0
6100K019 | PP12 : SWITCHGEAR - PP12 | SWGR | ROH | GCE7003544P0101 | SPINDLE | 1 | 1 | 0 | 6100K019 | 1-1-1-1 | inventory | 2025-10-28 | C&D |  | - | 2025-11-08 | 2025-10-25 | 0
6100K019 | PP12 : SWITCHGEAR - PP12 | SWGR | ROH | GCE7003553P0101P | HEXAGON BOLT | 8 | 8 | 0 | 6100K019 | R13-S-1-KDP1_SEP | inventory | 2025-10-28 | C&D |  | - | 2025-11-08 | 2025-10-25 | 0
6100K019 | PP12 : SWITCHGEAR - PP12 | SWGR | ROH | GCE7003554P0101 | BRACKET | 2 | 2 | 0 | 6100KDP01 | WH2-1-1-K019_SEP | inventory | 2025-10-28 | Outsource |  | - | 2025-11-08 | 2025-10-25 | 0
6100K019 | PP12 : SWITCHGEAR - PP12 | SWGR | ROH | GCE7003556P0101 | SLIDE | 2 | 2 | 0 | 6100K019 | 1-1-1-1 | inventory | 2025-10-28 | C&D |  | - | 2025-11-08 | 2025-10-25 | 0
6100K019 | PP12 : SWITCHGEAR - PP12 | SWGR | ROH | GCE7003557P0101 | SLIDE | 2 | 2 | 0 | 6100K019 | 1-1-1-1 | inventory | 2025-10-28 | LAX |  | - | 2025-11-08 | 2025-10-25 | 0
6100K019 | PP12 : SWITCHGEAR - PP12 | SWGR | ROH | GCE7003558P0101 | ADJUSTING SCREW | 2 | 1 | 1 | 6100K019 | R13-S-1-KDP1_SEP | consumption | 2025-10-15 | B |  | - | 2025-11-08 | 2025-10-25 | 0 | [5 empty] | Work in Process Pick | 8120233
6100K019 | PP12 : SWITCHGEAR - PP12 | SWGR | ROH | GCE7003558P0101 | ADJUSTING SCREW | 1 | 1 | 0 | free_stock | R13-S-1-KDP1_SEP | inventory | 2025-10-28 | B |  | - | 2025-11-08 | 2025-10-25 | 0
6100K019 | PP12 : SWITCHGEAR - PP12 | SWGR | ROH | GCE7003560P0101 | SPACER | 2 | 2 | 0 | 6100K019 | 1-1-1-1 | inventory | 2025-10-28 | C&D |  | - | 2025-11-08 | 2025-10-25 | 0
6100K019 | PP12 : SWITCHGEAR - PP12 | SWGR | ROH | GCE7003562P0101P | K - BUSH 10X60 | 2 | 2 | 0 | 6100K019 | 1-1-1-1 | inventory | 2025-10-28 | C&D |  | - | 2025-11-08 | 2025-10-25 | 0
6100K019 | PP12 : SWITCHGEAR - PP12 | SWGR | ROH | GCE7003563P0101 | SHAFT | 2 | 2 | 0 | 6100K019 | 1-1-1-1 | inventory | 2025-10-28 | C&D |  | - | 2025-11-08 | 2025-10-25 | 0
6100K019 | PP12 : SWITCHGEAR - PP12 | SWGR | ROH | GCE7003568P0101 | NUT SPECIAL | 2 | 2 | 0 | 6100K019 | 1-1-1-1 | inventory | 2025-10-28 | C&D |  | - | 2025-11-08 | 2025-10-25 | 0
6100K019 | PP12 : SWITCHGEAR - PP12 | SWGR | ROH | GCE7003572P0101 | TORSION SPRING | 2 | 2 | 0 | 6100K019 | 1-1-1-1 | inventory | 2025-10-28 | C&D |  | - | 2025-11-08 | 2025-10-25 | 0
6100K019 | PP12 : SWITCHGEAR - PP12 | SWGR | ROH | GCE7003578P0101 | SQUARE BOLT 4KT8/20 | 4 | 4 | 0 | 6100K019 | 1-1-1-1 | inventory | 2025-10-28 | C&D |  | - | 2025-11-08 | 2025-10-25 | 0
6100K019 | PP12 : SWITCHGEAR - PP12 | SWGR | ROH | GCE7003579P0101 | TENSION SPRING 6.5/.9/30/16 | 7 | 7 | 0 | 6100K019 | 1-1-1-1 | inventory | 2025-10-28 | Mechanical |  | - | 2025-11-08 | 2025-10-25 | 0
6100K019 | PP12 : SWITCHGEAR - PP12 | SWGR | ROH | GCE7003579P0101 | TENSION SPRING 6.5/.9/30/16 | 8 | 7 | 1 | 6100K019 | 1-1-1-1 | inventory | 2025-10-28 | C&D |  | - | 2025-11-08 | 2025-10-25 | 0
6100K019 | PP12 : SWITCHGEAR - PP12 | SWGR | ROH | GCE7003579P0101 | TENSION SPRING 6.5/.9/30/16 | 1 | 1 | 0 | 6100K019 | R15-A-1-KDP1_SEP | consumption | 2025-10-14 | C&D |  | - | 2025-11-08 | 2025-10-25 | 0 | [5 empty] | Work in Process Pick | 8096126
6100K019 | PP12 : SWITCHGEAR - PP12 | SWGR | ROH | GCE7003579P0102 | TENSION SPRING 6.5/.9/30/16 | 2 | 2 | 0 | 6100K019 | 1-1-1-1 | inventory | 2025-10-28 | C&D |  | - | 2025-11-08 | 2025-10-25 | 0
6100K019 | PP12 : SWITCHGEAR - PP12 | SWGR | ROH | GCE7003580P0101 | CCOMPRESSION SPRING | 2 | 2 | 0 | 6100K019 | 1-1-1-1 | inventory | 2025-10-28 | C&D |  | - | 2025-11-08 | 2025-10-25 | 0
6100K019 | PP12 : SWITCHGEAR - PP12 | SWGR | ROH | GCE7003581P0101 | COMPRESSION SPRING 7.5/0,8/9/25 | 4 | 4 | 0 | 6100K019 | 1-1-1-1 | inventory | 2025-10-28 | C&D |  | - | 2025-11-08 | 2025-10-25 | 0
6100K019 | PP12 : SWITCHGEAR - PP12 | SWGR | ROH | GCE7003582P0101 | NUT | 4 | 4 | 0 | 6100K019 | 1-1-1-1 | inventory | 2025-10-28 | C&D |  | - | 2025-11-08 | 2025-10-25 | 0
6100K019 | PP12 : SWITCHGEAR - PP12 | SWGR | ROH | GCE7003694P0102 | CARRIER | 5 | 5 | 0 | 6100K019 | 1-1-1-1 | inventory | 2025-10-28 | C&D |  | - | 2025-11-08 | 2025-10-25 | 0
6100K019 | PP12 : SWITCHGEAR - PP12 | SWGR | ROH | GCE7003694P0102 | CARRIER | 6 | 5 | 1 | 6100K019 | 1-1-1-1 | inventory | 2025-10-28 | Mechanical |  | - | 2025-11-08 | 2025-10-25 | 0
6100K019 | PP12 : SWITCHGEAR - PP12 | SWGR | ROH | GCE7003694P0102 | CARRIER | 1 | 1 | 0 | free_stock | R14-J-1-KDP1_SEP | inventory | 2025-10-28 | Mechanical |  | - | 2025-11-08 | 2025-10-25 | 0
6100K019 | PP12 : SWITCHGEAR - PP12 | SWGR | ROH | GCE7004025R0102 | DRAW OUT DEVICEP210-S200 ASSY. | 2 | 2 | 0 | 6100K019 | 1-1-1-1 | inventory | 2025-10-28 | LAX |  | - | 2025-11-08 | 2025-10-25 | 0
6100K019 | PP12 : SWITCHGEAR - PP12 | SWGR | ROH | GCE7004046R0101 | RECTIFIER COMPL. | 2 | 1 | 1 | 6100K019 | INC-1-1-KDP1_SEP | inventory | 2025-10-28 | B |  | - | 2025-11-08 | 2025-10-25 | 0
6100K019 | PP12 : SWITCHGEAR - PP12 | SWGR | ROH | GCE7004046R0101 | RECTIFIER COMPL. | 1 | 1 | 0 | 6100K019 | 1-1-1-1 | inventory | 2025-10-28 | B |  | - | 2025-11-08 | 2025-10-25 | 0
6100K019 | PP12 : SWITCHGEAR - PP12 | SWGR | ROH | GCE7102436P0100 | PLUG HOUSING SOCKET/GEHAUSE | 6 | 6 | 0 | 6100K019 | 1-1-1-1 | inventory | 2025-10-28 | C&D |  | - | 2025-11-08 | 2025-10-25 | 0
6100K019 | PP12 : SWITCHGEAR - PP12 | SWGR | ROH | GCE7102436P0100 | PLUG HOUSING SOCKET/GEHAUSE | 8 | 7 | 1 | 6100K019 | 1-1-1-1 | inventory | 2025-10-28 | Mechanical |  | - | 2025-11-08 | 2025-10-25 | 0
6100K019 | PP12 : SWITCHGEAR - PP12 | SWGR | ROH | GCE7102436P0100 | PLUG HOUSING SOCKET/GEHAUSE | 1 | 1 | 0 | 6100KDP01 | R56-O-1-K019_SEP | inventory | 2025-10-28 | Mechanical |  | - | 2025-11-08 | 2025-10-25 | 0
6100K019 | PP12 : SWITCHGEAR - PP12 | SWGR | ROH | GCE7102438P0100 | COVER OF CONTROL PLUG/SOCKET | 3 | 3 | 0 | 6100K019 | 1-1-1-1 | inventory | 2025-10-28 | B |  | - | 2025-11-08 | 2025-10-25 | 0
6100K019 | PP12 : SWITCHGEAR - PP12 | SWGR | ROH | GCE7102438P0100 | COVER OF CONTROL PLUG/SOCKET | 4 | 3 | 1 | 6100K019 | INC-1-1-KDP1_SEP | inventory | 2025-10-28 | Mechanical |  | - | 2025-11-08 | 2025-10-25 | 0
6100K019 | PP12 : SWITCHGEAR - PP12 | SWGR | ROH | GCE7102438P0100 | COVER OF CONTROL PLUG/SOCKET | 1 | 1 | 0 | 6100K019 | 1-1-1-1 | inventory | 2025-10-28 | Mechanical |  | - | 2025-11-08 | 2025-10-25 | 0
6100K019 | PP12 : SWITCHGEAR - PP12 | SWGR | ROH | GCE7107642P0100 | TENSION SPRING 8.9/0.7/35/10 | 2 | 2 | 0 | 6100K019 | 1-1-1-1 | inventory | 2025-10-28 | C&D |  | - | 2025-11-08 | 2025-10-25 | 0
6100K019 | PP12 : SWITCHGEAR - PP12 | SWGR | ROH | GCE7109399R0101 | AUXILIARY SWITCH 5NO | 10 | 10 | 0 | 6100K019 | 1-1-1-1 | inventory | 2025-10-28 | C&D |  | - | 2025-11-08 | 2025-10-25 | 0
6100K019 | PP12 : SWITCHGEAR - PP12 | SWGR | ROH | GCE7109399R0101 | AUXILIARY SWITCH 5NO | 12 | 10 | 2 | 6100K019 | 1-1-1-1 | inventory | 2025-10-28 | Mechanical |  | - | 2025-11-08 | 2025-10-25 | 0
6100K019 | PP12 : SWITCHGEAR - PP12 | SWGR | ROH | GCE7109399R0101 | AUXILIARY SWITCH 5NO | 2 | 2 | 0 | free_stock | R15-T-1-KDP1_SEP | inventory | 2025-10-28 | Mechanical |  | - | 2025-11-08 | 2025-10-25 | 0
6100K019 | PP12 : SWITCHGEAR - PP12 | SWGR | ROH | GCE7109399R0106 | AUXILIARY SWITCH 5NC | 5 | 5 | 0 | 6100K019 | 1-1-1-1 | inventory | 2025-10-28 | C&D |  | - | 2025-11-08 | 2025-10-25 | 0
6100K019 | PP12 : SWITCHGEAR - PP12 | SWGR | ROH | GCE7109399R0106 | AUXILIARY SWITCH 5NC | 6 | 5 | 1 | 6100K019 | 1-1-1-1 | inventory | 2025-10-28 | Mechanical |  | - | 2025-11-08 | 2025-10-25 | 0
6100K019 | PP12 : SWITCHGEAR - PP12 | SWGR | ROH | GCE7109399R0106 | AUXILIARY SWITCH 5NC | 1 | 1 | 0 | free_stock | R59-Q-1-KDP1_SEP | inventory | 2025-10-28 | Mechanical |  | - | 2025-11-08 | 2025-10-25 | 0
6100K019 | PP12 : SWITCHGEAR - PP12 | SWGR | ROH | GCE7109399R0118 | SLIDE F.AUX.SWICH 5NC | 1 | 1 | 0 | 6100K019 | 1-1-1-1 | inventory | 2025-10-28 | C&D |  | - | 2025-11-08 | 2025-10-25 | 0
6100K019 | PP12 : SWITCHGEAR - PP12 | SWGR | ROH | GCE7109399R0119 | AUX.SWITCH 5NO. (S8,S9) | 4 | 4 | 0 | 6100K019 | 1-1-1-1 | inventory | 2025-10-28 | C&D |  | - | 2025-11-08 | 2025-10-25 | 0
6100K019 | PP12 : SWITCHGEAR - PP12 | SWGR | ROH | GCE7169312R0145 | EARTHING SWITCH: EK6-ZS1-1706-210 | 5 | 5 | 0 | 6100K019 | NEW.FLR-1-1-KDP1_SEP | inventory | 2025-10-28 | A |  | - | 2025-11-08 | 2025-10-25 | 0
6100K019 | PP12 : SWITCHGEAR - PP12 | SWGR | ROH | GCE7169312R0145 | EARTHING SWITCH: EK6-ZS1-1706-210 | 6 | 3 | 3 | 6100K019 | WH2-1-1-KDP1_SEP | inventory | 2025-10-28 | Mechanical |  | - | 2025-11-08 | 2025-10-25 | 0
6100K019 | PP12 : SWITCHGEAR - PP12 | SWGR | ROH | GCE7169312R0145 | EARTHING SWITCH: EK6-ZS1-1706-210 | 3 | 1 | 2 | 6100K019 | NEW.FLR-1-1-KDP1_SEP | inventory | 2025-10-28 | Mechanical |  | - | 2025-11-08 | 2025-10-25 | 0
6100K019 | PP12 : SWITCHGEAR - PP12 | SWGR | ROH | GCE7169312R0145 | EARTHING SWITCH: EK6-ZS1-1706-210 | 2 | 2 | 0 | free_stock | WH2-1-1-KDP1_SEP | inventory | 2025-10-28 | Mechanical |  | - | 2025-11-08 | 2025-10-25 | 0
6100K019 | PP12 : SWITCHGEAR - PP12 | SWGR | ROH | GCE7204654P0101 | BOLT 7/4X15 | 8 | 8 | 0 | 6100K019 | 1-1-1-1 | inventory | 2025-10-28 | C&D |  | - | 2025-11-08 | 2025-10-25 | 0
6100K019 | PP12 : SWITCHGEAR - PP12 | SWGR | ROH | GCE7208367P0100 | DESIGNATION LABEL | 6 | 6 | 0 | 6100K019 | WH2-1-1-KDP1_SEP | inventory | 2025-10-28 | C&D |  | - | 2025-11-08 | 2025-10-25 | 0
6100K019 | PP12 : SWITCHGEAR - PP12 | SWGR | ROH | GCE7208367P0100 | DESIGNATION LABEL | 6 | 5 | 1 | 6100K019 | WH2-1-1-KDP1_SEP | inventory | 2025-10-28 | Mechanical |  | - | 2025-11-08 | 2025-10-25 | 0
6100K019 | PP12 : SWITCHGEAR - PP12 | SWGR | ROH | GCE7208367P0100 | DESIGNATION LABEL | 1 | 1 | 0 | free_stock | WH2-1-1-KDP1_SEP | inventory | 2025-10-28 | Mechanical |  | - | 2025-11-08 | 2025-10-25 | 0
6100K019 | PP12 : SWITCHGEAR - PP12 | SWGR | ROH | GCE8000336P0101 | K- INTERMEDIATE PIECE 40x6x9(ZINC CHR.) | 12 | 12 | 0 | 6100KDP01 | PO-SEP-5654-[5] | GR_in_process | 2025-12-31 | Outsource |  | - | 2025-11-08 | 2025-10-25 | 0 | AL RAZIQIYAH COMPANY FOR METAL INDUSTRIES | 6100KDP01 // MV SWGR (New Batha & United Cement SS) Category "LAX, LV, Outsource" Material (Supplier-First Telecom Industries) | 96 | 06-09-2025
6100K019 | PP12 : SWITCHGEAR - PP12 | SWGR | ROH | GCE8000633P0113P | MOUNTING CHANNEL 760mm (GCE8000633P0113) | 6 | 6 | 0 | 6100K019 | 1-1-1-1 | inventory | 2025-10-28 | C&D |  | - | 2025-11-08 | 2025-10-25 | 0
6100K019 | PP12 : SWITCHGEAR - PP12 | SWGR | ROH | GCE8000633P0113P | MOUNTING CHANNEL 760mm (GCE8000633P0113) | 8 | 6 | 2 | 6100K019 | 1-1-1-1 | inventory | 2025-10-28 | Mechanical |  | - | 2025-11-08 | 2025-10-25 | 0
6100K019 | PP12 : SWITCHGEAR - PP12 | SWGR | ROH | GCE8000633P0113P | MOUNTING CHANNEL 760mm (GCE8000633P0113) | 2 | 2 | 0 | 6100K019 | R59-P-1-KDP1_SEP | consumption | 2025-10-13 | Mechanical |  | - | 2025-11-08 | 2025-10-25 | 0 | [5 empty] | Work in Process Pick | 8077515
6100K019 | PP12 : SWITCHGEAR - PP12 | SWGR | ROH | GCE8000633P0115 | MOUNTING CHANNEL L325mm | 6 | 6 | 0 | 6100K019 | 1-1-1-1 | inventory | 2025-10-28 | C&D |  | - | 2025-11-08 | 2025-10-25 | 0
6100K019 | PP12 : SWITCHGEAR - PP12 | SWGR | ROH | GCE8000633P0115 | MOUNTING CHANNEL L325mm | 6 | 4 | 2 | 6100K019 | 1-1-1-1 | inventory | 2025-10-28 | Mechanical |  | - | 2025-11-08 | 2025-10-25 | 0
6100K019 | PP12 : SWITCHGEAR - PP12 | SWGR | ROH | GCE8000633P0115 | MOUNTING CHANNEL L325mm | 2 | 2 | 0 | 6100K019 | R59-P-1-KDP1_SEP | inventory | 2025-10-28 | Mechanical |  | - | 2025-11-08 | 2025-10-25 | 0
6100K019 | PP12 : SWITCHGEAR - PP12 | SWGR | ROH | GCE8000825P0101 | SPRING | 5 | 5 | 0 | 6100K019 | 1-1-1-1 | inventory | 2025-10-28 | Mechanical |  | - | 2025-11-08 | 2025-10-25 | 0
6100K019 | PP12 : SWITCHGEAR - PP12 | SWGR | ROH | GCE8000825P0101 | SPRING | 6 | 5 | 1 | 6100K019 | 1-1-1-1 | inventory | 2025-10-28 | C&D |  | - | 2025-11-08 | 2025-10-25 | 0
6100K019 | PP12 : SWITCHGEAR - PP12 | SWGR | ROH | GCE8000825P0101 | SPRING | 1 | 1 | 0 | 6100K019 | R59-Q-1-KDP1_SEP | consumption | 2025-10-15 | C&D |  | - | 2025-11-08 | 2025-10-25 | 0 | [5 empty] | Work in Process Pick | 8117183
6100K019 | PP12 : SWITCHGEAR - PP12 | SWGR | ROH | GCE8000910P0101 | PACKING PIECE 80X15 | 9 | 9 | 0 | 6100K019 | 1-1-1-1 | inventory | 2025-10-28 | LAX |  | - | 2025-11-08 | 2025-10-25 | 0
6100K019 | PP12 : SWITCHGEAR - PP12 | SWGR | ROH | GCE8000981P0101P | THREADED PIECE | 5 | 5 | 0 | 6100K019 | 1-1-1-1 | inventory | 2025-10-28 | C&D |  | - | 2025-11-08 | 2025-10-25 | 0
6100K019 | PP12 : SWITCHGEAR - PP12 | SWGR | ROH | GCE8000981P0101P | THREADED PIECE | 6 | 5 | 1 | 6100K019 | 1-1-1-1 | inventory | 2025-10-28 | Mechanical |  | - | 2025-11-08 | 2025-10-25 | 0
6100K019 | PP12 : SWITCHGEAR - PP12 | SWGR | ROH | GCE8000981P0101P | THREADED PIECE | 1 | 1 | 0 | 6100KDP01 | R56-P-1-K019_SEP | inventory | 2025-10-28 | Mechanical |  | - | 2025-11-08 | 2025-10-25 | 0
6100K019 | PP12 : SWITCHGEAR - PP12 | SWGR | ROH | GCE8001698R0107P | LEVER MECHANISM LEFT-SX 2X R250/55(w1000 | 1 | 1 | 0 | 6100K019 | 1-1-1-1 | inventory | 2025-10-28 | B |  | - | 2025-11-08 | 2025-10-25 | 0
6100K019 | PP12 : SWITCHGEAR - PP12 | SWGR | ROH | GCE8001698R0108P | LEVER MECHANISM RIGHT,DX2X R250/55(w1000 | 1 | 1 | 0 | 6100K019 | 1-1-1-1 | inventory | 2025-10-28 | B |  | - | 2025-11-08 | 2025-10-25 | 0
6100K019 | PP12 : SWITCHGEAR - PP12 | SWGR | ROH | GCE8001710P0101 | SPECIAL BOLT | 2 | 2 | 0 | 6100K019 | 1-1-1-1 | inventory | 2025-10-28 | C&D |  | - | 2025-11-08 | 2025-10-25 | 0
6100K019 | PP12 : SWITCHGEAR - PP12 | SWGR | ROH | GCE8001975P0101 | WASHER 40X21X10 (LOCAL PUR) | 12 | 12 | 0 | 6100K019 | 1-1-1-1 | inventory | 2025-10-28 | C&D |  | - | 2025-11-08 | 2025-10-25 | 0
6100K019 | PP12 : SWITCHGEAR - PP12 | SWGR | ROH | GCE8001975P0101 | WASHER 40X21X10 (LOCAL PUR) | 18 | 18 | 0 | 6100K019 | 1-1-1-1 | inventory | 2025-10-28 | Mechanical |  | - | 2025-11-08 | 2025-10-25 | 0
6100K019 | PP12 : SWITCHGEAR - PP12 | SWGR | ROH | GCE8001976P0101 | WASHER 40X21X2 | 15 | 15 | 0 | 6100K019 | 1-1-1-1 | inventory | 2025-10-28 | Mechanical |  | - | 2025-11-08 | 2025-10-25 | 0
6100K019 | PP12 : SWITCHGEAR - PP12 | SWGR | ROH | GCE8001976P0101 | WASHER 40X21X2 | 18 | 18 | 0 | 6100K019 | 1-1-1-1 | inventory | 2025-10-28 | C&D |  | - | 2025-11-08 | 2025-10-25 | 0
6100K019 | PP12 : SWITCHGEAR - PP12 | SWGR | ROH | GCE8002186R0101 | K- FLANGE PLATE, COMPL. ZINC COAT | 12 | 12 | 0 | 6100KDP01 | PO-SEP-5654-[14] | GR_in_process | 2025-12-31 | Outsource |  | - | 2025-11-08 | 2025-10-25 | 0 | AL RAZIQIYAH COMPANY FOR METAL INDUSTRIES | 6100KDP01 // MV SWGR (New Batha & United Cement SS) Category "LAX, LV, Outsource" Material (Supplier-First Telecom Industries) | 114 | 22-09-2025
6100K019 | PP12 : SWITCHGEAR - PP12 | SWGR | ROH | GCE8002328P0101P | SHROUD PC (ABS MATERIAL) | 3 | 3 | 0 | 6100KDP01 | R56-O-1-K019_SEP | inventory | 2025-10-28 | Mechanical |  | - | 2025-11-08 | 2025-10-25 | 0
6100K019 | PP12 : SWITCHGEAR - PP12 | SWGR | ROH | GCE8002370P0101 | DOCKING RECEPTANCE | 12 | 12 | 0 | 6100K019 | 1-1-1-1 | inventory | 2025-10-28 | C&D |  | - | 2025-11-08 | 2025-10-25 | 0
6100K019 | PP12 : SWITCHGEAR - PP12 | SWGR | ROH | GCE8002370P0101 | DOCKING RECEPTANCE | 14 | 12 | 2 | 6100K019 | 1-1-1-1 | inventory | 2025-10-28 | Mechanical |  | - | 2025-11-08 | 2025-10-25 | 0
6100K019 | PP12 : SWITCHGEAR - PP12 | SWGR | ROH | GCE8002370P0101 | DOCKING RECEPTANCE | 2 | 2 | 0 | 6100K019 | R59-A-1-KDP1_SEP | consumption | 2025-10-14 | Mechanical |  | - | 2025-11-08 | 2025-10-25 | 0 | [5 empty] | Work in Process Pick | 8104672
6100K019 | PP12 : SWITCHGEAR - PP12 | SWGR | ROH | GCE8002372P0101P | BUSHING | 4 | 4 | 0 | 6100KDP01 | R56-P-1-K019_SEP | inventory | 2025-10-28 | Mechanical |  | - | 2025-11-08 | 2025-10-25 | 0
6100K019 | PP12 : SWITCHGEAR - PP12 | SWGR | ROH | GCE8002375P0101 | TENSION SPRING | 1 | 1 | 0 | 6100KDP01 | R56-Q-1-K019_SEP | inventory | 2025-10-28 | Mechanical |  | - | 2025-11-08 | 2025-10-25 | 0
6100K019 | PP12 : SWITCHGEAR - PP12 | SWGR | ROH | GCE8002757P0101 | Insert 1X60X10 (2024231) GJ.GER | 6 | 6 | 0 | 6100K019 | 1-1-1-1 | inventory | 2025-10-28 | C&D |  | - | 2025-11-08 | 2025-10-25 | 0
6100K019 | PP12 : SWITCHGEAR - PP12 | SWGR | ROH | GCE8002757P0101 | Insert 1X60X10 (2024231) GJ.GER | 6 | 6 | 0 | 6100K019 | 1-1-1-1 | inventory | 2025-10-28 | Mechanical |  | - | 2025-11-08 | 2025-10-25 | 0
6100K019 | PP12 : SWITCHGEAR - PP12 | SWGR | ROH | GCE8002757P0102 | Insert 80X10 | 18 | 18 | 0 | 6100K019 | 1-1-1-1 | inventory | 2025-10-28 | C&D |  | - | 2025-11-08 | 2025-10-25 | 0
6100K019 | PP12 : SWITCHGEAR - PP12 | SWGR | ROH | GCE8002757P0102 | Insert 80X10 | 30 | 24 | 6 | 6100K019 | 1-1-1-1 | inventory | 2025-10-28 | Mechanical |  | - | 2025-11-08 | 2025-10-25 | 0
6100K019 | PP12 : SWITCHGEAR - PP12 | SWGR | ROH | GCE8002757P0102 | Insert 80X10 | 6 | 6 | 0 | 6100K019 | R59-Q-1-KDP1_SEP | consumption | 2025-10-15 | Mechanical |  | - | 2025-11-08 | 2025-10-25 | 0 | [5 empty] | Work in Process Pick | 8128829
6100K019 | PP12 : SWITCHGEAR - PP12 | SWGR | ROH | GCE8002866R0102P | PADLOCK ES - NORMAL | 5 | 5 | 0 | 6100K019 | 1-1-1-1 | inventory | 2025-10-28 | C&D |  | - | 2025-11-08 | 2025-10-25 | 0
6100K019 | PP12 : SWITCHGEAR - PP12 | SWGR | ROH | GCE8002866R0102P | PADLOCK ES - NORMAL | 6 | 5 | 1 | 6100K019 | 1-1-1-1 | inventory | 2025-10-28 | Mechanical |  | - | 2025-11-08 | 2025-10-25 | 0
6100K019 | PP12 : SWITCHGEAR - PP12 | SWGR | ROH | GCE8002866R0102P | PADLOCK ES - NORMAL | 1 | 1 | 0 | free_stock | R15-A-1-KDP1_SEP | inventory | 2025-10-28 | Mechanical |  | - | 2025-11-08 | 2025-10-25 | 0
6100K019 | PP12 : SWITCHGEAR - PP12 | SWGR | ROH | GCE8002875P0101 | WINDOW PANE 350X220X16,8 (KONEX) | 2 | 2 | 0 | 6100K019 | R59-Q-1-KDP1_SEP | inventory | 2025-10-28 | Mechanical |  | - | 2025-11-08 | 2025-10-25 | 0
6100K019 | PP12 : SWITCHGEAR - PP12 | SWGR | ROH | GCE8002875P0101 | WINDOW PANE 350X220X16,8 (KONEX) | 4 | 4 | 0 | 6100K019 | R59-Q-1-KDP1_SEP | inventory | 2025-10-28 | C&D |  | - | 2025-11-08 | 2025-10-25 | 0
6100K019 | PP12 : SWITCHGEAR - PP12 | SWGR | ROH | GCE8003360R0101P | LEVER MECHANISM LEFT, 2xR250/55(W800) | 3 | 3 | 0 | 6100K019 | 1-1-1-1 | inventory | 2025-10-28 | C&D |  | - | 2025-11-08 | 2025-10-25 | 0
6100K019 | PP12 : SWITCHGEAR - PP12 | SWGR | ROH | GCE8003360R0101P | LEVER MECHANISM LEFT, 2xR250/55(W800) | 5 | 4 | 1 | 6100K019 | 1-1-1-1 | inventory | 2025-10-28 | Mechanical |  | - | 2025-11-08 | 2025-10-25 | 0
6100K019 | PP12 : SWITCHGEAR - PP12 | SWGR | ROH | GCE8003360R0101P | LEVER MECHANISM LEFT, 2xR250/55(W800) | 1 | 1 | 0 | 6100K019 | R59-Q-1-KDP1_SEP | consumption | 2025-10-15 | Mechanical |  | - | 2025-11-08 | 2025-10-25 | 0 | [5 empty] | Work in Process Pick | 8128832
6100K019 | PP12 : SWITCHGEAR - PP12 | SWGR | ROH | GCE8003360R0102P | LEVER MECHANISM RIGHT,2xR250/55 (W800) | 3 | 3 | 0 | 6100K019 | 1-1-1-1 | inventory | 2025-10-28 | C&D |  | - | 2025-11-08 | 2025-10-25 | 0
6100K019 | PP12 : SWITCHGEAR - PP12 | SWGR | ROH | GCE8003360R0102P | LEVER MECHANISM RIGHT,2xR250/55 (W800) | 5 | 4 | 1 | 6100K019 | 1-1-1-1 | inventory | 2025-10-28 | Mechanical |  | - | 2025-11-08 | 2025-10-25 | 0
6100K019 | PP12 : SWITCHGEAR - PP12 | SWGR | ROH | GCE8003360R0102P | LEVER MECHANISM RIGHT,2xR250/55 (W800) | 1 | 1 | 0 | 6100K019 | R59-Q-1-KDP1_SEP | consumption | 2025-10-15 | Mechanical |  | - | 2025-11-08 | 2025-10-25 | 0 | [5 empty] | Work in Process Pick | 8128835
6100K019 | PP12 : SWITCHGEAR - PP12 | SWGR | ROH | GCE8003624R0102 | MONOBLOCCO-SPOUT 1250A,ZS1 | 24 | 24 | 0 | 6100K019 | 1-1-1-1 | inventory | 2025-10-28 | B |  | - | 2025-11-08 | 2025-10-25 | 0
6100K019 | PP12 : SWITCHGEAR - PP12 | SWGR | ROH | GCE8003624R0102 | MONOBLOCCO-SPOUT 1250A,ZS1 | 36 | 30 | 6 | 6100K019 | 1-1-1-1 | inventory | 2025-10-28 | Mechanical |  | - | 2025-11-08 | 2025-10-25 | 0
6100K019 | PP12 : SWITCHGEAR - PP12 | SWGR | ROH | GCE8003624R0102 | MONOBLOCCO-SPOUT 1250A,ZS1 | 6 | 6 | 0 | free_stock | R13-A-1-KDP1_SEP | inventory | 2025-10-28 | Mechanical |  | - | 2025-11-08 | 2025-10-25 | 0
6100K019 | PP12 : SWITCHGEAR - PP12 | SWGR | ROH | GCE8003638P0103P | INTER LOCKING AGLE LEFT | 6 | 6 | 0 | 6100K019 | 1-1-1-1 | inventory | 2025-10-28 | C&D |  | - | 2025-11-08 | 2025-10-25 | 0
6100K019 | PP12 : SWITCHGEAR - PP12 | SWGR | ROH | GCE8003638P0103P | INTER LOCKING AGLE LEFT | 7 | 6 | 1 | 6100K019 | 1-1-1-1 | inventory | 2025-10-28 | Mechanical |  | - | 2025-11-08 | 2025-10-25 | 0
6100K019 | PP12 : SWITCHGEAR - PP12 | SWGR | ROH | GCE8003638P0103P | INTER LOCKING AGLE LEFT | 1 | 1 | 0 | 6100K019 | R15-A-1-KDP1_SEP | consumption | 2025-10-14 | Mechanical |  | - | 2025-11-08 | 2025-10-25 | 0 | [5 empty] | Work in Process Pick | 8094838
6100K019 | PP12 : SWITCHGEAR - PP12 | SWGR | ROH | GCE8003638P0104P | INTERLOCKING ANGLE RIGHT | 6 | 6 | 0 | 6100K019 | 1-1-1-1 | inventory | 2025-10-28 | C&D |  | - | 2025-11-08 | 2025-10-25 | 0
6100K019 | PP12 : SWITCHGEAR - PP12 | SWGR | ROH | GCE8003638P0104P | INTERLOCKING ANGLE RIGHT | 7 | 6 | 1 | 6100K019 | 1-1-1-1 | inventory | 2025-10-28 | Mechanical |  | - | 2025-11-08 | 2025-10-25 | 0
6100K019 | PP12 : SWITCHGEAR - PP12 | SWGR | ROH | GCE8003638P0104P | INTERLOCKING ANGLE RIGHT | 1 | 1 | 0 | 6100K019 | R15-A-1-KDP1_SEP | consumption | 2025-10-16 | Mechanical |  | - | 2025-11-08 | 2025-10-25 | 0 | [5 empty] | Work in Process Pick | 8144095
6100K019 | PP12 : SWITCHGEAR - PP12 | SWGR | ROH | GCE8003651P0101P | INSULATING CAP | 27 | 27 | 0 | 6100K019 | 1-1-1-1 | inventory | 2025-10-28 | C&D |  | - | 2025-11-08 | 2025-10-25 | 0
6100K019 | PP12 : SWITCHGEAR - PP12 | SWGR | ROH | GCE8003651P0101P | INSULATING CAP | 43 | 35 | 8 | 6100K019 | 1-1-1-1 | inventory | 2025-10-28 | Mechanical |  | - | 2025-11-08 | 2025-10-25 | 0
6100K019 | PP12 : SWITCHGEAR - PP12 | SWGR | ROH | GCE8003651P0101P | INSULATING CAP | 8 | 8 | 0 | 6100K019 | R59-A-1-KDP1_SEP | consumption | 2025-10-15 | Mechanical |  | - | 2025-11-08 | 2025-10-25 | 0 | [5 empty] | Work in Process Pick | 8128838
6100K019 | PP12 : SWITCHGEAR - PP12 | SWGR | ROH | GCE8003671P0116 | SPCEIAL SCREW M12X34/45 | 12 | 12 | 0 | 6100K019 | 1-1-1-1 | inventory | 2025-10-28 | C&D |  | - | 2025-11-08 | 2025-10-25 | 0
6100K019 | PP12 : SWITCHGEAR - PP12 | SWGR | ROH | GCE8003671P0116 | SPCEIAL SCREW M12X34/45 | 20 | 16 | 4 | 6100K019 | 1-1-1-1 | inventory | 2025-10-28 | Mechanical |  | - | 2025-11-08 | 2025-10-25 | 0
6100K019 | PP12 : SWITCHGEAR - PP12 | SWGR | ROH | GCE8003671P0116 | SPCEIAL SCREW M12X34/45 | 4 | 4 | 0 | free_stock | R58-O-1-KDP1_SEP | inventory | 2025-10-28 | Mechanical |  | - | 2025-11-08 | 2025-10-25 | 0
6100K019 | PP12 : SWITCHGEAR - PP12 | SWGR | ROH | GCE8003671P0120 | SPECIAL SCREW M12X30/101 | 18 | 18 | 0 | 6100K019 | 1-1-1-1 | inventory | 2025-10-28 | C&D |  | - | 2025-11-08 | 2025-10-25 | 0
6100K019 | PP12 : SWITCHGEAR - PP12 | SWGR | ROH | GCE8003671P0120 | SPECIAL SCREW M12X30/101 | 26 | 18 | 8 | 6100K019 | 1-1-1-1 | inventory | 2025-10-28 | Mechanical |  | - | 2025-11-08 | 2025-10-25 | 0
6100K019 | PP12 : SWITCHGEAR - PP12 | SWGR | ROH | GCE8003671P0120 | SPECIAL SCREW M12X30/101 | 8 | 4 | 4 | 6100K019 | R13-S-1-K006_SEP | inventory | 2025-10-28 | Mechanical |  | - | 2025-11-08 | 2025-10-25 | 0
6100K019 | PP12 : SWITCHGEAR - PP12 | SWGR | ROH | GCE8003671P0120 | SPECIAL SCREW M12X30/101 | 4 | 4 | 0 | free_stock | R58-O-1-KDP1_SEP | inventory | 2025-10-28 | Mechanical |  | - | 2025-11-08 | 2025-10-25 | 0
6100K019 | PP12 : SWITCHGEAR - PP12 | SWGR | ROH | GCE8003672P0101 | COVER-COPERTURA 12KV ZS1 1250A | 24 | 24 | 0 | 6100K019 | 1-1-1-1 | inventory | 2025-10-28 | C&D |  | - | 2025-11-08 | 2025-10-25 | 0
6100K019 | PP12 : SWITCHGEAR - PP12 | SWGR | ROH | GCE8003672P0101 | COVER-COPERTURA 12KV ZS1 1250A | 36 | 30 | 6 | 6100K019 | 1-1-1-1 | inventory | 2025-10-28 | Mechanical |  | - | 2025-11-08 | 2025-10-25 | 0
6100K019 | PP12 : SWITCHGEAR - PP12 | SWGR | ROH | GCE8003672P0101 | COVER-COPERTURA 12KV ZS1 1250A | 6 | 3 | 3 | 6100K019 | R59-A-1-KDP1_SEP | consumption | 2025-10-14 | Mechanical |  | - | 2025-11-08 | 2025-10-25 | 0 | [5 empty] | Work in Process Pick | 8103575
6100K019 | PP12 : SWITCHGEAR - PP12 | SWGR | ROH | GCE8003672P0101 | COVER-COPERTURA 12KV ZS1 1250A | 3 | 3 | 0 | 6100KDP01 | R56-P-1-K019_SEP | inventory | 2025-10-28 | Mechanical |  | - | 2025-11-08 | 2025-10-25 | 0
6100K019 | PP12 : SWITCHGEAR - PP12 | SWGR | ROH | GCE8003824P0101 | K- SUPPORT PLATE YELLOW CHROMATION. | 4 | 1 | 3 | 6100K019 | NEW.FLR-1-1-KDP1_SEP | consumption | 2025-10-13 | Outsource |  | - | 2025-11-08 | 2025-10-25 | 0 | [5 empty] | Work in Process Pick | 8070997
6100K019 | PP12 : SWITCHGEAR - PP12 | SWGR | ROH | GCE8003824P0101 | K- SUPPORT PLATE YELLOW CHROMATION. | 3 | 1 | 2 | 6100K019 | NEW.FLR-1-1-KDP1_SEP | consumption | 2025-10-14 | Outsource |  | - | 2025-11-08 | 2025-10-25 | 0 | [5 empty] | Work in Process Pick | 8107725
6100K019 | PP12 : SWITCHGEAR - PP12 | SWGR | ROH | GCE8003824P0101 | K- SUPPORT PLATE YELLOW CHROMATION. | 2 | 1 | 1 | 6100K019 | NEW.FLR-1-1-KDP1_SEP | consumption | 2025-10-16 | Outsource |  | - | 2025-11-08 | 2025-10-25 | 0 | [5 empty] | Work in Process Pick | 8150356
6100K019 | PP12 : SWITCHGEAR - PP12 | SWGR | ROH | GCE8003824P0101 | K- SUPPORT PLATE YELLOW CHROMATION. | 1 | 1 | 0 | free_stock | NEW.FLR-1-1-KDP1_SEP | inventory | 2025-10-28 | Outsource |  | - | 2025-11-08 | 2025-10-25 | 0
6100K019 | PP12 : SWITCHGEAR - PP12 | SWGR | ROH | GCE8003861P0101 | BEARING SHAFT (ZINC CHRM) | 2 | 2 | 0 | 6100K019 | R13-S-1-K006_SEP | inventory | 2025-10-28 | Mechanical |  | - | 2025-11-08 | 2025-10-25 | 0
6100K019 | PP12 : SWITCHGEAR - PP12 | SWGR | ROH | GCE8003900P0102 | COVER FOR SPOUT | 6 | 6 | 0 | 6100K019 | 1-1-1-1 | inventory | 2025-10-28 | C&D |  | - | 2025-11-08 | 2025-10-25 | 0
6100K019 | PP12 : SWITCHGEAR - PP12 | SWGR | ROH | GCE8004145P0101P | INTERLOCKING BOLT | 4 | 2 | 2 | 6100K019 | 1-1-1-1 | inventory | 2025-10-28 | Mechanical |  | - | 2025-11-08 | 2025-10-25 | 0
6100K019 | PP12 : SWITCHGEAR - PP12 | SWGR | ROH | GCE8004145P0101P | INTERLOCKING BOLT | 2 | 2 | 0 | 6100KDP01 | R56-Q-1-K019_SEP | inventory | 2025-10-28 | Mechanical |  | - | 2025-11-08 | 2025-10-25 | 0
6100K019 | PP12 : SWITCHGEAR - PP12 | SWGR | ROH | GCE8004387P0101P | BOLT EARTHING M12 ZINC CHROME | 6 | 6 | 0 | 6100K019 | 1-1-1-1 | inventory | 2025-10-28 | C&D |  | - | 2025-11-08 | 2025-10-25 | 0
6100K019 | PP12 : SWITCHGEAR - PP12 | SWGR | ROH | GCE8004387P0101P | BOLT EARTHING M12 ZINC CHROME | 7 | 6 | 1 | 6100K019 | 1-1-1-1 | inventory | 2025-10-28 | Mechanical |  | - | 2025-11-08 | 2025-10-25 | 0
6100K019 | PP12 : SWITCHGEAR - PP12 | SWGR | ROH | GCE8004387P0101P | BOLT EARTHING M12 ZINC CHROME | 1 | 1 | 0 | 6100K019 | R14-I-1-KDP1_SEP | consumption | 2025-10-14 | Mechanical |  | - | 2025-11-08 | 2025-10-25 | 0 | [5 empty] | Work in Process Pick | 8094459
6100K019 | PP12 : SWITCHGEAR - PP12 | SWGR | ROH | GCE8004437P0103P | SHROUD (EARTHING CONTACT)GCE8004437P0103 | 6 | 6 | 0 | 6100K019 | 1-1-1-1 | inventory | 2025-10-28 | C&D |  | - | 2025-11-08 | 2025-10-25 | 0
6100K019 | PP12 : SWITCHGEAR - PP12 | SWGR | ROH | GCE8004437P0103P | SHROUD (EARTHING CONTACT)GCE8004437P0103 | 8 | 6 | 2 | 6100K019 | 1-1-1-1 | inventory | 2025-10-28 | Mechanical |  | - | 2025-11-08 | 2025-10-25 | 0
6100K019 | PP12 : SWITCHGEAR - PP12 | SWGR | ROH | GCE8004437P0103P | SHROUD (EARTHING CONTACT)GCE8004437P0103 | 2 | 2 | 0 | free_stock | R59-A-1-KDP1_SEP | inventory | 2025-10-28 | Mechanical |  | - | 2025-11-08 | 2025-10-25 | 0
6100K019 | PP12 : SWITCHGEAR - PP12 | SWGR | ROH | GCE8004471R0101P | ELECTRODE, ZS1 95kV BIL | 3 | 3 | 0 | 6100K019 | 1-1-1-1 | inventory | 2025-10-28 | C&D |  | - | 2025-11-08 | 2025-10-25 | 0
6100K019 | PP12 : SWITCHGEAR - PP12 | SWGR | ROH | GCE8004478P0101 | BUSHING PLATE BELOW / 3 HOLES | 1 | 1 | 0 | 6100K019 | R13-S-1-KDP1_SEP | inventory | 2025-10-28 | Mechanical |  | - | 2025-11-08 | 2025-10-25 | 0
6100K019 | PP12 : SWITCHGEAR - PP12 | SWGR | ROH | GCE8004479P0101P | PROTECTIVE COVER (DWG: GCE8004479P0101) | 2 | 2 | 0 | 6100K019 | 1-1-1-1 | inventory | 2025-10-28 | C&D |  | - | 2025-11-08 | 2025-10-25 | 0
6100K019 | PP12 : SWITCHGEAR - PP12 | SWGR | ROH | GCE8004479P0101P | PROTECTIVE COVER (DWG: GCE8004479P0101) | 2 | 2 | 0 | 6100K019 | 1-1-1-1 | inventory | 2025-10-28 | Mechanical |  | - | 2025-11-08 | 2025-10-25 | 0
6100K019 | PP12 : SWITCHGEAR - PP12 | SWGR | ROH | GCE8004581P0101 | SPRING COMPRESSION | 4 | 2 | 2 | 6100K019 | 1-1-1-1 | inventory | 2025-10-28 | Mechanical |  | - | 2025-11-08 | 2025-10-25 | 0
6100K019 | PP12 : SWITCHGEAR - PP12 | SWGR | ROH | GCE8004581P0101 | SPRING COMPRESSION | 2 | 2 | 0 | 6100KDP01 | R56-P-1-K019_SEP | inventory | 2025-10-28 | Mechanical |  | - | 2025-11-08 | 2025-10-25 | 0
6100K019 | PP12 : SWITCHGEAR - PP12 | SWGR | ROH | GCE8004770P0101 | SHROUD 17.5kV | 6 | 3 | 3 | 6100K019 | R14-I-1-KDP1_SEP | inventory | 2025-10-28 | C&D |  | - | 2025-11-08 | 2025-10-25 | 0
6100K019 | PP12 : SWITCHGEAR - PP12 | SWGR | ROH | GCE8004770P0101 | SHROUD 17.5kV | 3 | 3 | 0 | 6100K019 | 1-1-1-1 | inventory | 2025-10-28 | C&D |  | - | 2025-11-08 | 2025-10-25 | 0
6100K019 | PP12 : SWITCHGEAR - PP12 | SWGR | ROH | GCE8004944R0101 | SPOUT ZS1 (4000A) | 6 | 6 | 0 | 6100K019 | 1-1-1-1 | inventory | 2025-10-28 | B |  | - | 2025-11-08 | 2025-10-25 | 0
6100K019 | PP12 : SWITCHGEAR - PP12 | SWGR | ROH | GCE8004990P0101 | CARRIER FOR BUSBAR SHROUD | 6 | 6 | 0 | 6100K019 | 1-1-1-1 | inventory | 2025-10-28 | C&D |  | - | 2025-11-08 | 2025-10-25 | 0
6100K019 | PP12 : SWITCHGEAR - PP12 | SWGR | ROH | GCE8005031R0101 | BUSHING ZS1/ (3 IN 1) DEACE | 4 | 4 | 0 | 6100K019 | R14-I-1-KDP1_SEP | inventory | 2025-10-28 | C&D |  | - | 2025-11-08 | 2025-10-25 | 0
6100K019 | PP12 : SWITCHGEAR - PP12 | SWGR | ROH | GCE8005031R0101 | BUSHING ZS1/ (3 IN 1) DEACE | 25 | 21 | 4 | 6100K019 | R14-I-1-KDP1_SEP | inventory | 2025-10-28 | Mechanical |  | - | 2025-11-08 | 2025-10-25 | 0
6100K019 | PP12 : SWITCHGEAR - PP12 | SWGR | ROH | GCE8005031R0101 | BUSHING ZS1/ (3 IN 1) DEACE | 4 | 4 | 0 | 6100K019 | 1-1-1-1 | inventory | 2025-10-28 | Mechanical |  | - | 2025-11-08 | 2025-10-25 | 0
6100K019 | PP12 : SWITCHGEAR - PP12 | SWGR | ROH | GCE8005041P0101P | CONTACT PIN 109mm,3150A(GCE8005041P0101) | 6 | 6 | 0 | 6100K019 | INC-1-1-KDP1_SEP | inventory | 2025-10-28 | B |  | - | 2025-11-08 | 2025-10-25 | 0
6100K019 | PP12 : SWITCHGEAR - PP12 | SWGR | ROH | GCE8005042P0101 | CONNECTION PIECE 3150A ZS1 | 3 | 3 | 0 | 6100K019 | INC-1-1-KDP1_SEP | inventory | 2025-10-28 | B |  | - | 2025-11-08 | 2025-10-25 | 0
6100K019 | PP12 : SWITCHGEAR - PP12 | SWGR | ROH | GCE8005112P0103P | OPERATING BOLT | 2 | 2 | 0 | 6100K019 | 1-1-1-1 | inventory | 2025-10-28 | C&D |  | - | 2025-11-08 | 2025-10-25 | 0
6100K019 | PP12 : SWITCHGEAR - PP12 | SWGR | ROH | GCE8005117P0101 | CARRIER | 4 | 4 | 0 | 6100KDP01 | R16-L-1-K019_SEP | inventory | 2025-10-28 | B |  | - | 2025-11-08 | 2025-10-25 | 0
6100K019 | PP12 : SWITCHGEAR - PP12 | SWGR | ROH | GCE8005136P0101 | SUPPORT (POLY) | 6 | 6 | 0 | 6100K019 | 1-1-1-1 | inventory | 2025-10-28 | C&D |  | - | 2025-11-08 | 2025-10-25 | 0
6100K019 | PP12 : SWITCHGEAR - PP12 | SWGR | ROH | GCE8005164P0101 | SCREENING | 18 | 18 | 0 | 6100K019 | 1-1-1-1 | inventory | 2025-10-28 | C&D |  | - | 2025-11-08 | 2025-10-25 | 0
6100K019 | PP12 : SWITCHGEAR - PP12 | SWGR | ROH | GCE8005250P0101 | K- LIFTING HOOK (ZINC CHROM) | 24 | 4 | 20 | 6100K019 | NEW.FLR-1-1-KDP1_SEP | consumption | 2025-10-13 | Outsource |  | - | 2025-11-08 | 2025-10-25 | 0 | [5 empty] | Work in Process Pick | 8070991
6100K019 | PP12 : SWITCHGEAR - PP12 | SWGR | ROH | GCE8005250P0101 | K- LIFTING HOOK (ZINC CHROM) | 20 | 4 | 16 | 6100K019 | NEW.FLR-1-1-KDP1_SEP | consumption | 2025-10-14 | Outsource |  | - | 2025-11-08 | 2025-10-25 | 0 | [5 empty] | Work in Process Pick | 8107719
6100K019 | PP12 : SWITCHGEAR - PP12 | SWGR | ROH | GCE8005250P0101 | K- LIFTING HOOK (ZINC CHROM) | 16 | 4 | 12 | 6100K019 | NEW.FLR-1-1-KDP1_SEP | consumption | 2025-10-15 | Outsource |  | - | 2025-11-08 | 2025-10-25 | 0 | [5 empty] | Work in Process Pick | 8128754
6100K019 | PP12 : SWITCHGEAR - PP12 | SWGR | ROH | GCE8005250P0101 | K- LIFTING HOOK (ZINC CHROM) | 12 | 4 | 8 | 6100K019 | NEW.FLR-1-1-KDP1_SEP | consumption | 2025-10-16 | Outsource |  | - | 2025-11-08 | 2025-10-25 | 0 | [5 empty] | Work in Process Pick | 8144130
6100K019 | PP12 : SWITCHGEAR - PP12 | SWGR | ROH | GCE8005250P0101 | K- LIFTING HOOK (ZINC CHROM) | 8 | 4 | 4 | 6100K019 | NEW.FLR-1-1-KDP1_SEP | consumption | 2025-10-16 | Outsource |  | - | 2025-11-08 | 2025-10-25 | 0 | [5 empty] | Work in Process Pick | 8150353
6100K019 | PP12 : SWITCHGEAR - PP12 | SWGR | ROH | GCE8005250P0101 | K- LIFTING HOOK (ZINC CHROM) | 4 | 4 | 0 | free_stock | NEW.FLR-1-1-KDP1_SEP | inventory | 2025-10-28 | Outsource |  | - | 2025-11-08 | 2025-10-25 | 0
6100K019 | PP12 : SWITCHGEAR - PP12 | SWGR | ROH | GCE8005595R0102P | BUSBAR ZS D100, 12THICK,800/800, L=795 | 18 | 18 | 0 | 6100K019 | INC-1-1-KDP1_SEP | inventory | 2025-10-28 | Mechanical |  | - | 2025-11-08 | 2025-10-25 | 0
6100K019 | PP12 : SWITCHGEAR - PP12 | SWGR | ROH | GCE8006031P0101 | COVER FOR BUSBAR JOINTS | 9 | 9 | 0 | 6100K019 | R59-A-1-KDP1_SEP | inventory | 2025-10-28 | LAX |  | - | 2025-11-08 | 2025-10-25 | 0
6100K019 | PP12 : SWITCHGEAR - PP12 | SWGR | ROH | GCE8006031P0101 | COVER FOR BUSBAR JOINTS | 27 | 18 | 9 | 6100K019 | R59-A-1-KDP1_SEP | inventory | 2025-10-28 | Mechanical |  | - | 2025-11-08 | 2025-10-25 | 0
6100K019 | PP12 : SWITCHGEAR - PP12 | SWGR | ROH | GCE8006031P0101 | COVER FOR BUSBAR JOINTS | 9 | 9 | 0 | 6100K019 | 1-1-1-1 | inventory | 2025-10-28 | Mechanical |  | - | 2025-11-08 | 2025-10-25 | 0
6100K019 | PP12 : SWITCHGEAR - PP12 | SWGR | ROH | GCE8006587P0101 | LOCK SCREW M6X25 ( ROUND FLAT HEAD ) | 32 | 32 | 0 | 6100K019 | 1-1-1-1 | inventory | 2025-10-28 | C&D |  | - | 2025-11-08 | 2025-10-25 | 0
6100K019 | PP12 : SWITCHGEAR - PP12 | SWGR | ROH | GCE8006587P0101 | LOCK SCREW M6X25 ( ROUND FLAT HEAD ) | 40 | 32 | 8 | 6100K019 | 1-1-1-1 | inventory | 2025-10-28 | Mechanical |  | - | 2025-11-08 | 2025-10-25 | 0
6100K019 | PP12 : SWITCHGEAR - PP12 | SWGR | ROH | GCE8006587P0101 | LOCK SCREW M6X25 ( ROUND FLAT HEAD ) | 8 | 8 | 0 | free_stock | R66-P-1-KDP1_SEP | inventory | 2025-10-28 | Mechanical |  | - | 2025-11-08 | 2025-10-25 | 0
6100K019 | PP12 : SWITCHGEAR - PP12 | SWGR | ROH | GCE8008881P0103 | BRACKET BOTTOM | 8 | 2 | 6 | 6100K019 | NEW.FLR-1-1-KDP1_SEP | consumption | 2025-10-13 | Outsource |  | - | 2025-11-08 | 2025-10-25 | 0 | [5 empty] | Work in Process Pick | 8071000
6100K019 | PP12 : SWITCHGEAR - PP12 | SWGR | ROH | GCE8008881P0103 | BRACKET BOTTOM | 6 | 2 | 4 | 6100K019 | NEW.FLR-1-1-KDP1_SEP | consumption | 2025-10-14 | Outsource |  | - | 2025-11-08 | 2025-10-25 | 0 | [5 empty] | Work in Process Pick | 8107728
6100K019 | PP12 : SWITCHGEAR - PP12 | SWGR | ROH | GCE8008881P0103 | BRACKET BOTTOM | 4 | 2 | 2 | 6100K019 | NEW.FLR-1-1-KDP1_SEP | consumption | 2025-10-16 | Outsource |  | - | 2025-11-08 | 2025-10-25 | 0 | [5 empty] | Work in Process Pick | 8150359
6100K019 | PP12 : SWITCHGEAR - PP12 | SWGR | ROH | GCE8008881P0103 | BRACKET BOTTOM | 2 | 2 | 0 | free_stock | NEW.FLR-1-1-KDP1_SEP | inventory | 2025-10-28 | Outsource |  | - | 2025-11-08 | 2025-10-25 | 0
6100K019 | PP12 : SWITCHGEAR - PP12 | SWGR | ROH | GCE8008881P0104 | SHUTTER BRACKET | 12 | 2 | 10 | 6100K019 | NEW.FLR-1-1-KDP1_SEP | consumption | 2025-10-13 | Outsource |  | - | 2025-11-08 | 2025-10-25 | 0 | [5 empty] | Work in Process Pick | 8071003
6100K019 | PP12 : SWITCHGEAR - PP12 | SWGR | ROH | GCE8008881P0104 | SHUTTER BRACKET | 10 | 2 | 8 | 6100K019 | NEW.FLR-1-1-KDP1_SEP | consumption | 2025-10-14 | Outsource |  | - | 2025-11-08 | 2025-10-25 | 0 | [5 empty] | Work in Process Pick | 8107731
6100K019 | PP12 : SWITCHGEAR - PP12 | SWGR | ROH | GCE8008881P0104 | SHUTTER BRACKET | 8 | 2 | 6 | 6100K019 | NEW.FLR-1-1-KDP1_SEP | consumption | 2025-10-15 | Outsource |  | - | 2025-11-08 | 2025-10-25 | 0 | [5 empty] | Work in Process Pick | 8128760
6100K019 | PP12 : SWITCHGEAR - PP12 | SWGR | ROH | GCE8008881P0104 | SHUTTER BRACKET | 6 | 2 | 4 | 6100K019 | NEW.FLR-1-1-KDP1_SEP | consumption | 2025-10-16 | Outsource |  | - | 2025-11-08 | 2025-10-25 | 0 | [5 empty] | Work in Process Pick | 8144136
6100K019 | PP12 : SWITCHGEAR - PP12 | SWGR | ROH | GCE8008881P0104 | SHUTTER BRACKET | 4 | 2 | 2 | 6100K019 | NEW.FLR-1-1-KDP1_SEP | consumption | 2025-10-16 | Outsource |  | - | 2025-11-08 | 2025-10-25 | 0 | [5 empty] | Work in Process Pick | 8150236
6100K019 | PP12 : SWITCHGEAR - PP12 | SWGR | ROH | GCE8008881P0104 | SHUTTER BRACKET | 2 | 2 | 0 | free_stock | NEW.FLR-1-1-KDP1_SEP | inventory | 2025-10-28 | Outsource |  | - | 2025-11-08 | 2025-10-25 | 0
6100K019 | PP12 : SWITCHGEAR - PP12 | SWGR | ROH | GCE8010004P0101 | GUIDE RAIL LEFT 12kV | 6 | 6 | 0 | 6100K019 | 1-1-1-1 | inventory | 2025-10-28 | C&D |  | - | 2025-11-08 | 2025-10-25 | 0
6100K019 | PP12 : SWITCHGEAR - PP12 | SWGR | ROH | GCE8010004P0101 | GUIDE RAIL LEFT 12kV | 7 | 6 | 1 | 6100K019 | 1-1-1-1 | inventory | 2025-10-28 | Mechanical |  | - | 2025-11-08 | 2025-10-25 | 0
6100K019 | PP12 : SWITCHGEAR - PP12 | SWGR | ROH | GCE8010004P0101 | GUIDE RAIL LEFT 12kV | 1 | 1 | 0 | 6100K019 | R14-I-1-KDP1_SEP | consumption | 2025-10-14 | Mechanical |  | - | 2025-11-08 | 2025-10-25 | 0 | [5 empty] | Work in Process Pick | 8096042
6100K019 | PP12 : SWITCHGEAR - PP12 | SWGR | ROH | GCE8010004P0102 | GUIDE RAIL RIGHT 12kV | 6 | 6 | 0 | 6100K019 | 1-1-1-1 | inventory | 2025-10-28 | C&D |  | - | 2025-11-08 | 2025-10-25 | 0
6100K019 | PP12 : SWITCHGEAR - PP12 | SWGR | ROH | GCE8010004P0102 | GUIDE RAIL RIGHT 12kV | 7 | 5 | 2 | 6100K019 | 1-1-1-1 | inventory | 2025-10-28 | Mechanical |  | - | 2025-11-08 | 2025-10-25 | 0
6100K019 | PP12 : SWITCHGEAR - PP12 | SWGR | ROH | GCE8010004P0102 | GUIDE RAIL RIGHT 12kV | 2 | 1 | 1 | 6100K019 | R14-I-1-KDP1_SEP | inventory | 2025-10-28 | Mechanical |  | - | 2025-11-08 | 2025-10-25 | 0
6100K019 | PP12 : SWITCHGEAR - PP12 | SWGR | ROH | GCE8010004P0102 | GUIDE RAIL RIGHT 12kV | 1 | 1 | 0 | free_stock | R14-I-1-KDP1_SEP | inventory | 2025-10-28 | Mechanical |  | - | 2025-11-08 | 2025-10-25 | 0
6100K019 | PP12 : SWITCHGEAR - PP12 | SWGR | ROH | GCE8010008P0101 | BUSHING PLATE (STAINLESS STEEL) | 5 | 5 | 0 | free_stock | NEW.FLR-1-1-KDP1_SEP | inventory | 2025-10-28 | Mechanical |  | - | 2025-11-08 | 2025-10-25 | 0
6100K019 | PP12 : SWITCHGEAR - PP12 | SWGR | ROH | GCE8010022P0111R | SHUTTER UPPER W800 (GCE8010022P0111) | 5 | 5 | 0 | 6100K019 | 1-1-1-1 | inventory | 2025-10-28 | C&D |  | - | 2025-11-08 | 2025-10-25 | 0
6100K019 | PP12 : SWITCHGEAR - PP12 | SWGR | ROH | GCE8010022P0111R | SHUTTER UPPER W800 (GCE8010022P0111) | 7 | 6 | 1 | 6100K019 | 1-1-1-1 | inventory | 2025-10-28 | Mechanical |  | - | 2025-11-08 | 2025-10-25 | 0
6100K019 | PP12 : SWITCHGEAR - PP12 | SWGR | ROH | GCE8010022P0111R | SHUTTER UPPER W800 (GCE8010022P0111) | 1 | 1 | 0 | free_stock | R15-A-1-KDP1_SEP | inventory | 2025-10-28 | Mechanical |  | - | 2025-11-08 | 2025-10-25 | 0
6100K019 | PP12 : SWITCHGEAR - PP12 | SWGR | ROH | GCE8010022P0112Y | SHUTTER LOWER W800 (GCE8010022P0112) | 3 | 3 | 0 | 6100K019 | 1-1-1-1 | inventory | 2025-10-28 | C&D |  | - | 2025-11-08 | 2025-10-25 | 0
6100K019 | PP12 : SWITCHGEAR - PP12 | SWGR | ROH | GCE8010022P0112Y | SHUTTER LOWER W800 (GCE8010022P0112) | 5 | 4 | 1 | 6100K019 | 1-1-1-1 | inventory | 2025-10-28 | Mechanical |  | - | 2025-11-08 | 2025-10-25 | 0
6100K019 | PP12 : SWITCHGEAR - PP12 | SWGR | ROH | GCE8010022P0112Y | SHUTTER LOWER W800 (GCE8010022P0112) | 1 | 1 | 0 | 6100K019 | R15-A-1-KDP1_SEP | consumption | 2025-10-13 | Mechanical |  | - | 2025-11-08 | 2025-10-25 | 0 | [5 empty] | Work in Process Pick | 8071021
6100K019 | PP12 : SWITCHGEAR - PP12 | SWGR | ROH | GCE8010022P0113R | SHUTTER UPPER (DWG.GCE8010022P0113) | 1 | 1 | 0 | 6100K019 | R15-A-1-KDP1_SEP | inventory | 2025-10-28 | C&D |  | - | 2025-11-08 | 2025-10-25 | 0
6100K019 | PP12 : SWITCHGEAR - PP12 | SWGR | ROH | GCE8010022P0114Y | SHUTTER LOWER (DWG.GCE8010022P0114) | 1 | 1 | 0 | 6100K019 | R15-A-1-KDP1_SEP | inventory | 2025-10-28 | C&D |  | - | 2025-11-08 | 2025-10-25 | 0
6100K019 | PP12 : SWITCHGEAR - PP12 | SWGR | ROH | GCE8010023P0101 | PIN (ZINC COATED) | 16 | 16 | 0 | 6100K019 | 1-1-1-1 | inventory | 2025-10-28 | C&D |  | - | 2025-11-08 | 2025-10-25 | 0
6100K019 | PP12 : SWITCHGEAR - PP12 | SWGR | ROH | GCE8010028R0102 | PRESSURE RELIEF FLAP(W800) | 9 | 9 | 0 | 6100K019 | 1-1-1-1 | inventory | 2025-10-28 | B |  | - | 2025-11-08 | 2025-10-25 | 0
6100K019 | PP12 : SWITCHGEAR - PP12 | SWGR | ROH | GCE8010028R0102 | PRESSURE RELIEF FLAP(W800) | 11 | 9 | 2 | 6100K019 | 1-1-1-1 | inventory | 2025-10-28 | Mechanical |  | - | 2025-11-08 | 2025-10-25 | 0
6100K019 | PP12 : SWITCHGEAR - PP12 | SWGR | ROH | GCE8010028R0102 | PRESSURE RELIEF FLAP(W800) | 2 | 2 | 0 | 6100K019 | R14-J-1-KDP1_SEP | consumption | 2025-10-14 | Mechanical |  | - | 2025-11-08 | 2025-10-25 | 0 | [5 empty] | Work in Process Pick | 8094536
6100K019 | PP12 : SWITCHGEAR - PP12 | SWGR | ROH | GCE8010028R0103 | PRESSURE RELIEF FLAP W1000 | 1 | 1 | 0 | 6100K019 | 1-1-1-1 | inventory | 2025-10-28 | B |  | - | 2025-11-08 | 2025-10-25 | 0
6100K019 | PP12 : SWITCHGEAR - PP12 | SWGR | ROH | GCE8010028R0105 | PRESSURE RELIEF FLAP, REAR | 1 | 1 | 0 | 6100K019 | 1-1-1-1 | inventory | 2025-10-28 | B |  | - | 2025-11-08 | 2025-10-25 | 0
6100K019 | PP12 : SWITCHGEAR - PP12 | SWGR | ROH | GCE8010028R0106 | PRESSURE RELIEF FLAP W1000 | 1 | 1 | 0 | 6100K019 | 1-1-1-1 | inventory | 2025-10-28 | B |  | - | 2025-11-08 | 2025-10-25 | 0
6100K019 | PP12 : SWITCHGEAR - PP12 | SWGR | ROH | GCE8010073P0102 | PARTITION WALL | 5 | 1 | 4 | 6100K019 | NEW.FLR-1-1-KDP1_SEP | consumption | 2025-10-13 | Outsource |  | - | 2025-11-08 | 2025-10-25 | 0 | [5 empty] | Work in Process Pick | 8071006
6100K019 | PP12 : SWITCHGEAR - PP12 | SWGR | ROH | GCE8010073P0102 | PARTITION WALL | 4 | 1 | 3 | 6100K019 | NEW.FLR-1-1-KDP1_SEP | consumption | 2025-10-14 | Outsource |  | - | 2025-11-08 | 2025-10-25 | 0 | [5 empty] | Work in Process Pick | 8107734
6100K019 | PP12 : SWITCHGEAR - PP12 | SWGR | ROH | GCE8010073P0102 | PARTITION WALL | 3 | 1 | 2 | 6100K019 | NEW.FLR-1-1-KDP1_SEP | consumption | 2025-10-15 | Outsource |  | - | 2025-11-08 | 2025-10-25 | 0 | [5 empty] | Work in Process Pick | 8128766
6100K019 | PP12 : SWITCHGEAR - PP12 | SWGR | ROH | GCE8010073P0102 | PARTITION WALL | 2 | 1 | 1 | 6100K019 | NEW.FLR-1-1-KDP1_SEP | consumption | 2025-10-16 | Outsource |  | - | 2025-11-08 | 2025-10-25 | 0 | [5 empty] | Work in Process Pick | 8144142
6100K019 | PP12 : SWITCHGEAR - PP12 | SWGR | ROH | GCE8010073P0102 | PARTITION WALL | 1 | 1 | 0 | 6100K019 | NEW.FLR-1-1-KDP1_SEP | consumption | 2025-10-16 | Outsource |  | - | 2025-11-08 | 2025-10-25 | 0 | [5 empty] | Work in Process Pick | 8150239
6100K019 | PP12 : SWITCHGEAR - PP12 | SWGR | ROH | GCE8010073P0103 | BB/CB.PARTITION WALL W1000(PaintRAL7035) | 1 | 1 | 0 | free_stock | NEW.FLR-1-1-KDP1_SEP | inventory | 2025-10-28 | Outsource |  | - | 2025-11-08 | 2025-10-25 | 0
6100K019 | PP12 : SWITCHGEAR - PP12 | SWGR | ROH | GCE8010096P0101P | PIN 12DIA(ZINC COAT)DWG:GCE8010096P0101 | 4 | 4 | 0 | 6100K019 | 1-1-1-1 | inventory | 2025-10-28 | C&D |  | - | 2025-11-08 | 2025-10-25 | 0
6100K019 | PP12 : SWITCHGEAR - PP12 | SWGR | ROH | GCE8010096P0101P | PIN 12DIA(ZINC COAT)DWG:GCE8010096P0101 | 4 | 4 | 0 | 6100K019 | 1-1-1-1 | inventory | 2025-10-28 | Mechanical |  | - | 2025-11-08 | 2025-10-25 | 0
6100K019 | PP12 : SWITCHGEAR - PP12 | SWGR | ROH | GCE8010097P0102 | MOUNTING PLATE S=310 W1000 | 1 | 1 | 0 | free_stock | NEW.FLR-1-1-KDP1_SEP | inventory | 2025-10-28 | Outsource |  | - | 2025-11-08 | 2025-10-25 | 0
6100K019 | PP12 : SWITCHGEAR - PP12 | SWGR | ROH | GCE8010104P0103P | BUSHING D60/49X25 | 6 | 6 | 0 | 6100K019 | 1-1-1-1 | inventory | 2025-10-28 | C&D |  | - | 2025-11-08 | 2025-10-25 | 0
6100K019 | PP12 : SWITCHGEAR - PP12 | SWGR | ROH | GCE8010178P0102 | SUPPORT ANGLE | 5 | 5 | 0 | free_stock | NEW.FLR-1-1-KDP1_SEP | inventory | 2025-10-28 | Outsource |  | - | 2025-11-08 | 2025-10-25 | 0
6100K019 | PP12 : SWITCHGEAR - PP12 | SWGR | ROH | GCE8010178P0103 | SUPPORT ANGLE W1000 | 1 | 1 | 0 | free_stock | NEW.FLR-1-1-KDP1_SEP | inventory | 2025-10-28 | Outsource |  | - | 2025-11-08 | 2025-10-25 | 0
6100K019 | PP12 : SWITCHGEAR - PP12 | SWGR | ROH | GCE8011408P0101 | MOUNTING PLATE W800, METERING | 2 | 2 | 0 | free_stock | NEW.FLR-1-1-KDP1_SEP | inventory | 2025-10-28 | Outsource |  | - | 2025-11-08 | 2025-10-25 | 0
6100K019 | PP12 : SWITCHGEAR - PP12 | SWGR | ROH | GCE8011409R0101 | LEVER COMPLETE LEFT SIDE | 2 | 2 | 0 | 6100K019 | 1-1-1-1 | inventory | 2025-10-28 | C&D |  | - | 2025-11-08 | 2025-10-25 | 0
6100K019 | PP12 : SWITCHGEAR - PP12 | SWGR | ROH | GCE8011409R0101 | LEVER COMPLETE LEFT SIDE | 2 | 2 | 0 | 6100K019 | 1-1-1-1 | inventory | 2025-10-28 | Mechanical |  | - | 2025-11-08 | 2025-10-25 | 0
6100K019 | PP12 : SWITCHGEAR - PP12 | SWGR | ROH | GCE8011409R0102 | LEVER COMPLETE RIGHT SIDE | 2 | 2 | 0 | 6100K019 | 1-1-1-1 | inventory | 2025-10-28 | C&D |  | - | 2025-11-08 | 2025-10-25 | 0
6100K019 | PP12 : SWITCHGEAR - PP12 | SWGR | ROH | GCE8011409R0102 | LEVER COMPLETE RIGHT SIDE | 2 | 2 | 0 | 6100K019 | 1-1-1-1 | inventory | 2025-10-28 | Mechanical |  | - | 2025-11-08 | 2025-10-25 | 0
6100K019 | PP12 : SWITCHGEAR - PP12 | SWGR | ROH | GCE8011552P0102 | FLAT SCREEN FOR CB.MIDDLE PLATE W800 | 3 | 3 | 0 | 6100K019 | 1-1-1-1 | inventory | 2025-10-28 | C&D |  | - | 2025-11-08 | 2025-10-25 | 0
6100K019 | PP12 : SWITCHGEAR - PP12 | SWGR | ROH | GCE8011552P0102 | FLAT SCREEN FOR CB.MIDDLE PLATE W800 | 5 | 4 | 1 | 6100K019 | 1-1-1-1 | inventory | 2025-10-28 | Mechanical |  | - | 2025-11-08 | 2025-10-25 | 0
6100K019 | PP12 : SWITCHGEAR - PP12 | SWGR | ROH | GCE8011552P0102 | FLAT SCREEN FOR CB.MIDDLE PLATE W800 | 1 | 1 | 0 | free_stock | R15-A-1-KDP1_SEP | inventory | 2025-10-28 | Mechanical |  | - | 2025-11-08 | 2025-10-25 | 0
6100K019 | PP12 : SWITCHGEAR - PP12 | SWGR | ROH | GCE8011642P0101 | SPACER | 21 | 21 | 0 | 6100K019 | 1-1-1-1 | inventory | 2025-10-28 | C&D |  | - | 2025-11-08 | 2025-10-25 | 0
6100K019 | PP12 : SWITCHGEAR - PP12 | SWGR | ROH | GCE8011642P0101 | SPACER | 27 | 21 | 6 | 6100K019 | 1-1-1-1 | inventory | 2025-10-28 | Mechanical |  | - | 2025-11-08 | 2025-10-25 | 0
6100K019 | PP12 : SWITCHGEAR - PP12 | SWGR | ROH | GCE8011642P0101 | SPACER | 6 | 6 | 0 | free_stock | R59-P-1-KDP1_SEP | inventory | 2025-10-28 | Mechanical |  | - | 2025-11-08 | 2025-10-25 | 0
6100K019 | PP12 : SWITCHGEAR - PP12 | SWGR | ROH | GCE8011650P0101 | SUPPORT REINFORCEMENT | 1 | 1 | 0 | free_stock | NEW.FLR-1-1-KDP1_SEP | inventory | 2025-10-28 | Outsource |  | - | 2025-11-08 | 2025-10-25 | 0
6100K019 | PP12 : SWITCHGEAR - PP12 | SWGR | ROH | GCE8011673P0101 | PARTITION WALL W800 | 2 | 2 | 0 | 6100KDP01 | PO-SEP-5654-[29] | GR_in_process | 2025-12-31 | Outsource |  | - | 2025-11-08 | 2025-10-25 | 0 | AL RAZIQIYAH COMPANY FOR METAL INDUSTRIES | 6100KDP01 // MV SWGR (New Batha & United Cement SS) Category "LAX, LV, Outsource" Material (Supplier-First Telecom Industries) | 4 | 06-09-2025
6100K019 | PP12 : SWITCHGEAR - PP12 | SWGR | ROH | GCE8011679R0101P | REIFORCING ANGLE COMPLETE LEFT | 1 | 1 | 0 | 6100K019 | 1-1-1-1 | inventory | 2025-10-28 | Mechanical |  | - | 2025-11-08 | 2025-10-25 | 0
6100K019 | PP12 : SWITCHGEAR - PP12 | SWGR | ROH | GCE8011679R0101P | REIFORCING ANGLE COMPLETE LEFT | 2 | 2 | 0 | 6100K019 | 1-1-1-1 | inventory | 2025-10-28 | C&D |  | - | 2025-11-08 | 2025-10-25 | 0
6100K019 | PP12 : SWITCHGEAR - PP12 | SWGR | ROH | GCE8012228P0101 | SUPPORTING SHEET | 6 | 6 | 0 | free_stock | NEW.FLR-1-1-KDP1_SEP | inventory | 2025-10-28 | Outsource |  | - | 2025-11-08 | 2025-10-25 | 0
6100K019 | PP12 : SWITCHGEAR - PP12 | SWGR | ROH | GCE8013214P0101 | PARTITION WALL BOTTOM W800 (SS STL)BARE | 3 | 3 | 0 | 6100KDP01 | NEW.FLR-1-1-KDP1_SEP | inventory | 2025-10-28 | Outsource |  | - | 2025-11-08 | 2025-10-25 | 0
6100K019 | PP12 : SWITCHGEAR - PP12 | SWGR | ROH | GCE8013244P0101 | TRANSFORMER PLATE W800mm | 3 | 3 | 0 | 6100KDP01 | PO-SEP-5654-[33] | GR_in_process | 2025-12-31 | Outsource |  | - | 2025-11-08 | 2025-10-25 | 0 | AL RAZIQIYAH COMPANY FOR METAL INDUSTRIES | 6100KDP01 // MV SWGR (New Batha & United Cement SS) Category "LAX, LV, Outsource" Material (Supplier-First Telecom Industries) | 36 | 24-09-2025
6100K019 | PP12 : SWITCHGEAR - PP12 | SWGR | ROH | GCE8013262P0101 | SHROUD | 8 | 4 | 4 | 6100K019 | 1-1-1-1 | inventory | 2025-10-28 | Mechanical |  | - | 2025-11-08 | 2025-10-25 | 0
6100K019 | PP12 : SWITCHGEAR - PP12 | SWGR | ROH | GCE8013262P0101 | SHROUD | 4 | 4 | 0 | 6100KDP01 | R56-I-1-K019_SEP | inventory | 2025-10-28 | Mechanical |  | - | 2025-11-08 | 2025-10-25 | 0
6100K019 | PP12 : SWITCHGEAR - PP12 | SWGR | ROH | GCE8013263P0101 | SHROUD | 2 | 2 | 0 | 6100K019 | 1-1-1-1 | inventory | 2025-10-28 | Mechanical |  | - | 2025-11-08 | 2025-10-25 | 0
6100K019 | PP12 : SWITCHGEAR - PP12 | SWGR | ROH | GCE8013263P0101 | SHROUD | 6 | 6 | 0 | 6100K019 | 1-1-1-1 | inventory | 2025-10-28 | C&D |  | - | 2025-11-08 | 2025-10-25 | 0
6100K019 | PP12 : SWITCHGEAR - PP12 | SWGR | ROH | GCE8013412R0101 | PRESSURE RELIEF FLAP FOR W1000 | 1 | 1 | 0 | 6100K019 | R14-J-1-KDP1_SEP | inventory | 2025-10-28 | B |  | - | 2025-11-08 | 2025-10-25 | 0
6100K019 | PP12 : SWITCHGEAR - PP12 | SWGR | ROH | GCE8013414P0101 | FIXING PLATE FOR DUCT | 1 | 1 | 0 | free_stock | NEW.FLR-1-1-KDP1_SEP | inventory | 2025-10-28 | Outsource |  | - | 2025-11-08 | 2025-10-25 | 0
6100K019 | PP12 : SWITCHGEAR - PP12 | SWGR | ROH | GCE8013419R0101 | FRAME FOR FLAT SCREEN COMPLETE | 1 | 1 | 0 | 6100K019 | 1-1-1-1 | inventory | 2025-10-28 | C&D |  | - | 2025-11-08 | 2025-10-25 | 0
6100K019 | PP12 : SWITCHGEAR - PP12 | SWGR | ROH | GCE8013423P0101 | PARTITION WALL W1000 (PAINTED RAL7035) | 1 | 1 | 0 | free_stock | NEW.FLR-1-1-KDP1_SEP | inventory | 2025-10-28 | Outsource |  | - | 2025-11-08 | 2025-10-25 | 0
6100K019 | PP12 : SWITCHGEAR - PP12 | SWGR | ROH | GCE8013427P0101 | GAIN CT PLATE | 1 | 1 | 0 | free_stock | NEW.FLR-1-1-KDP1_SEP | inventory | 2025-10-28 | Outsource |  | - | 2025-11-08 | 2025-10-25 | 0
6100K019 | PP12 : SWITCHGEAR - PP12 | SWGR | ROH | GCE8013430P0101 | COOLING PLATE 1 ( small ) | 3 | 3 | 0 | 6100K019 | 1-1-1-1 | inventory | 2025-10-28 | C&D |  | - | 2025-11-08 | 2025-10-25 | 0
6100K019 | PP12 : SWITCHGEAR - PP12 | SWGR | ROH | GCE8013431P0101 | COOLING PLATE 2 ( Big ) | 3 | 3 | 0 | 6100K019 | 1-1-1-1 | inventory | 2025-10-28 | B |  | - | 2025-11-08 | 2025-10-25 | 0
6100K019 | PP12 : SWITCHGEAR - PP12 | SWGR | ROH | GCE8013433P0101P | SHROUD (DWG NO. GCE8013433P0101) | 2 | 2 | 0 | 6100K019 | 1-1-1-1 | inventory | 2025-10-28 | C&D |  | - | 2025-11-08 | 2025-10-25 | 0
6100K019 | PP12 : SWITCHGEAR - PP12 | SWGR | ROH | GCE8013434P0101P | SHROUD (DWG NO. GCE8013434P0101) | 2 | 2 | 0 | 6100K019 | 1-1-1-1 | inventory | 2025-10-28 | C&D |  | - | 2025-11-08 | 2025-10-25 | 0
6100K019 | PP12 : SWITCHGEAR - PP12 | SWGR | ROH | GCE8013434P0102P | SHROUD (DWG NO. GCE8013434P0102) | 2 | 2 | 0 | 6100K019 | 1-1-1-1 | inventory | 2025-10-28 | C&D |  | - | 2025-11-08 | 2025-10-25 | 0
6100K019 | PP12 : SWITCHGEAR - PP12 | SWGR | ROH | GCE8013435P0101P | SPACER DISC (GCE8013435P0101) | 16 | 16 | 0 | 6100K019 | R15-T-1-KDP1_SEP | inventory | 2025-10-28 | C&D |  | - | 2025-11-08 | 2025-10-25 | 0
6100K019 | PP12 : SWITCHGEAR - PP12 | SWGR | ROH | GCE8013444R0101 | PRESSURE RELIEF FLAP(W1000) | 1 | 1 | 0 | 6100K019 | 1-1-1-1 | inventory | 2025-10-28 | B |  | - | 2025-11-08 | 2025-10-25 | 0
6100K019 | PP12 : SWITCHGEAR - PP12 | SWGR | ROH | GCE8381281P0100 | GUIDE ROLLER | 2 | 1 | 1 | 6100K019 | R59-P-1-KDP1_SEP | inventory | 2025-10-28 | Mechanical |  | - | 2025-11-08 | 2025-10-25 | 0
6100K019 | PP12 : SWITCHGEAR - PP12 | SWGR | ROH | GCE8381281P0100 | GUIDE ROLLER | 1 | 1 | 0 | 6100KDP01 | R56-P-1-K019_SEP | inventory | 2025-10-28 | Mechanical |  | - | 2025-11-08 | 2025-10-25 | 0
6100K019 | PP12 : SWITCHGEAR - PP12 | SWGR | ROH | GCE8487370R0100 | EARTHING CONTACT | 2 | 1 | 1 | 6100K019 | 1-1-1-1 | inventory | 2025-10-28 | Mechanical |  | - | 2025-11-08 | 2025-10-25 | 0
6100K019 | PP12 : SWITCHGEAR - PP12 | SWGR | ROH | GCE8487370R0100 | EARTHING CONTACT | 1 | 1 | 0 | 6100K019 | R14-I-1-KDP1_SEP | consumption | 2025-10-14 | Mechanical |  | - | 2025-11-08 | 2025-10-25 | 0 | [5 empty] | Work in Process Pick | 8106078
6100K019 | PP12 : SWITCHGEAR - PP12 | SWGR | ROH | GCE8494256P0101 | DISTANCE TUBE | 5 | 5 | 0 | 6100K019 | 1-1-1-1 | inventory | 2025-10-28 | C&D |  | - | 2025-11-08 | 2025-10-25 | 0
6100K019 | PP12 : SWITCHGEAR - PP12 | SWGR | ROH | GCE8494256P0101 | DISTANCE TUBE | 6 | 4 | 2 | 6100K019 | R59-A-1-KDP1_SEP | inventory | 2025-10-28 | Mechanical |  | - | 2025-11-08 | 2025-10-25 | 0
6100K019 | PP12 : SWITCHGEAR - PP12 | SWGR | ROH | GCE8494256P0101 | DISTANCE TUBE | 2 | 1 | 1 | 6100K019 | 1-1-1-1 | inventory | 2025-10-28 | Mechanical |  | - | 2025-11-08 | 2025-10-25 | 0
6100K019 | PP12 : SWITCHGEAR - PP12 | SWGR | ROH | GCE8494256P0101 | DISTANCE TUBE | 1 | 1 | 0 | 6100K019 | R59-A-1-KDP1_SEP | consumption | 2025-10-14 | Mechanical |  | - | 2025-11-08 | 2025-10-25 | 0 | [5 empty] | Work in Process Pick | 8109419
6100K019 | PP12 : SWITCHGEAR - PP12 | SWGR | ROH | GCE8585496P0100 | LABEL RACK OUT / IN ( ZS3.2 / ZS1 ) | 10 | 10 | 0 | 6100K019 | 1-1-1-1 | inventory | 2025-10-28 | C&D |  | - | 2025-11-08 | 2025-10-25 | 0
6100K019 | PP12 : SWITCHGEAR - PP12 | SWGR | ROH | GCE8585496P0100 | LABEL RACK OUT / IN ( ZS3.2 / ZS1 ) | 10 | 5 | 5 | 6100K019 | INC-1-1-KDP1_SEP | inventory | 2025-10-28 | Mechanical |  | - | 2025-11-08 | 2025-10-25 | 0
6100K019 | PP12 : SWITCHGEAR - PP12 | SWGR | ROH | GCE8585496P0100 | LABEL RACK OUT / IN ( ZS3.2 / ZS1 ) | 5 | 2 | 3 | 6100K019 | WH2-1-1-KDP1_SEP | inventory | 2025-10-28 | Mechanical |  | - | 2025-11-08 | 2025-10-25 | 0
6100K019 | PP12 : SWITCHGEAR - PP12 | SWGR | ROH | GCE8585496P0100 | LABEL RACK OUT / IN ( ZS3.2 / ZS1 ) | 3 | 2 | 1 | 6100K019 | 1-1-1-1 | inventory | 2025-10-28 | Mechanical |  | - | 2025-11-08 | 2025-10-25 | 0
6100K019 | PP12 : SWITCHGEAR - PP12 | SWGR | ROH | GCE8585496P0100 | LABEL RACK OUT / IN ( ZS3.2 / ZS1 ) | 1 | 1 | 0 | 6100K019 | INC-1-1-KDP1_SEP | consumption | 2025-10-15 | Mechanical |  | - | 2025-11-08 | 2025-10-25 | 0 | [5 empty] | Work in Process Pick | 8127548
6100K019 | PP12 : SWITCHGEAR - PP12 | SWGR | ROH | GCE8684080P0101 | EARTHING STRIP | 2 | 1 | 1 | 6100K019 | 1-1-1-1 | inventory | 2025-10-28 | Mechanical |  | - | 2025-11-08 | 2025-10-25 | 0
6100K019 | PP12 : SWITCHGEAR - PP12 | SWGR | ROH | GCE8684080P0101 | EARTHING STRIP | 1 | 1 | 0 | 6100K019 | 1-1-1-1 | consumption | 2025-10-14 | Mechanical |  | - | 2025-11-08 | 2025-10-25 | 0 | [5 empty] | Work in Process Pick | 8108572
6100K019 | PP12 : SWITCHGEAR - PP12 | SWGR | ROH | GCE8685155P0101 | CORNER STRIP JOINT R22/H20 | 28 | 28 | 0 | free_stock | NEW.FLR-1-1-KDP1_SEP | inventory | 2025-10-28 | Outsource |  | - | 2025-11-08 | 2025-10-25 | 0
6100K019 | PP12 : SWITCHGEAR - PP12 | SWGR | ROH | GCE8685778P0121P | CONTACT PIN 800/1200A SIL.COAT = 72L | 6 | 6 | 0 | 6100K019 | 1-1-1-1 | inventory | 2025-10-28 | B |  | - | 2025-11-08 | 2025-10-25 | 0
6100K019 | PP12 : SWITCHGEAR - PP12 | SWGR | ROH | GCE8685778P0121P | CONTACT PIN 800/1200A SIL.COAT = 72L | 6 | 6 | 0 | 6100K019 | 1-1-1-1 | inventory | 2025-10-28 | Mechanical |  | - | 2025-11-08 | 2025-10-25 | 0
6100K019 | PP12 : SWITCHGEAR - PP12 | SWGR | ROH | GCE9371453P0101 | CABLE BUSHING LOWER PART | 2 | 2 | 0 | 6100K019 | 1-1-1-1 | inventory | 2025-10-28 | C&D |  | - | 2025-11-08 | 2025-10-25 | 0
6100K019 | PP12 : SWITCHGEAR - PP12 | SWGR | ROH | GCE9371453P0101 | CABLE BUSHING LOWER PART | 2 | 2 | 0 | 6100K019 | 1-1-1-1 | inventory | 2025-10-28 | Mechanical |  | - | 2025-11-08 | 2025-10-25 | 0
6100K019 | PP12 : SWITCHGEAR - PP12 | SWGR | ROH | GCE9371454P0101 | CABLE BUSHING UPPER PART | 2 | 2 | 0 | 6100K019 | R59-A-1-KDP1_SEP | inventory | 2025-10-28 | C&D |  | - | 2025-11-08 | 2025-10-25 | 0
6100K019 | PP12 : SWITCHGEAR - PP12 | SWGR | ROH | GCE9371454P0101 | CABLE BUSHING UPPER PART | 2 | 2 | 0 | 6100K019 | R59-A-1-KDP1_SEP | inventory | 2025-10-28 | Mechanical |  | - | 2025-11-08 | 2025-10-25 | 0
6100K019 | PP12 : SWITCHGEAR - PP12 | SWGR | ROH | GCE9401529P0100 | Bush | 5 | 5 | 0 | 6100K019 | 1-1-1-1 | inventory | 2025-10-28 | C&D |  | - | 2025-11-08 | 2025-10-25 | 0
6100K019 | PP12 : SWITCHGEAR - PP12 | SWGR | ROH | GCE9401529P0100 | Bush | 6 | 5 | 1 | 6100K019 | 1-1-1-1 | inventory | 2025-10-28 | Mechanical |  | - | 2025-11-08 | 2025-10-25 | 0
6100K019 | PP12 : SWITCHGEAR - PP12 | SWGR | ROH | GCE9401529P0100 | Bush | 1 | 1 | 0 | 6100KDP01 | R56-O-1-K019_SEP | inventory | 2025-10-28 | Mechanical |  | - | 2025-11-08 | 2025-10-25 | 0
6100K019 | PP12 : SWITCHGEAR - PP12 | SWGR | ROH | GCE9401556P0100 | STOP WASHER | 10 | 10 | 0 | 6100K019 | R58-A-1-KDP1_SEP | inventory | 2025-10-28 | LAX |  | - | 2025-11-08 | 2025-10-25 | 0
6100K019 | PP12 : SWITCHGEAR - PP12 | SWGR | ROH | GCE9401556P0100 | STOP WASHER | 12 | 10 | 2 | 6100K019 | R58-A-1-KDP1_SEP | inventory | 2025-10-28 | Mechanical |  | - | 2025-11-08 | 2025-10-25 | 0
6100K019 | PP12 : SWITCHGEAR - PP12 | SWGR | ROH | GCE9401556P0100 | STOP WASHER | 2 | 2 | 0 | free_stock | R58-A-1-KDP1_SEP | inventory | 2025-10-28 | Mechanical |  | - | 2025-11-08 | 2025-10-25 | 0
6100K019 | PP12 : SWITCHGEAR - PP12 | SWGR | ROH | GCE9401678R0101 | HOUSING (PLUG SOCKET)COMPL. | 2 | 2 | 0 | 6100K019 | 1-1-1-1 | inventory | 2025-10-28 | C&D |  | - | 2025-11-08 | 2025-10-25 | 0
6100K019 | PP12 : SWITCHGEAR - PP12 | SWGR | ROH | GCE9401678R0101 | HOUSING (PLUG SOCKET)COMPL. | 3 | 2 | 1 | 6100K019 | 1-1-1-1 | inventory | 2025-10-28 | Mechanical |  | - | 2025-11-08 | 2025-10-25 | 0
6100K019 | PP12 : SWITCHGEAR - PP12 | SWGR | ROH | GCE9401678R0101 | HOUSING (PLUG SOCKET)COMPL. | 1 | 1 | 0 | 6100K019 | R59-A-1-KDP1_SEP | inventory | 2025-10-28 | Mechanical |  | - | 2025-11-08 | 2025-10-25 | 0
6100K019 | PP12 : SWITCHGEAR - PP12 | SWGR | ROH | GCE9401766P0107 | LOCKING MAGNET DC125 V | 5 | 5 | 0 | 6100K019 | 1-1-1-1 | inventory | 2025-10-28 | C&D |  | - | 2025-11-08 | 2025-10-25 | 0
6100K019 | PP12 : SWITCHGEAR - PP12 | SWGR | ROH | GCE9401766P0107 | LOCKING MAGNET DC125 V | 6 | 5 | 1 | 6100K019 | 1-1-1-1 | inventory | 2025-10-28 | Mechanical |  | - | 2025-11-08 | 2025-10-25 | 0
6100K019 | PP12 : SWITCHGEAR - PP12 | SWGR | ROH | GCE9401766P0107 | LOCKING MAGNET DC125 V | 1 | 1 | 0 | free_stock | R58-J-1-KDP1_SEP | inventory | 2025-10-28 | Mechanical |  | - | 2025-11-08 | 2025-10-25 | 0
6100K019 | PP12 : SWITCHGEAR - PP12 | SWGR | ROH | GCE9464131P0100 | EARTHING SWITCH DISPLAY | 5 | 5 | 0 | 6100K019 | 1-1-1-1 | inventory | 2025-10-28 | C&D |  | - | 2025-11-08 | 2025-10-25 | 0
6100K019 | PP12 : SWITCHGEAR - PP12 | SWGR | ROH | GCE9464131P0100 | EARTHING SWITCH DISPLAY | 6 | 5 | 1 | 6100K019 | 1-1-1-1 | inventory | 2025-10-28 | Mechanical |  | - | 2025-11-08 | 2025-10-25 | 0
6100K019 | PP12 : SWITCHGEAR - PP12 | SWGR | ROH | GCE9464131P0100 | EARTHING SWITCH DISPLAY | 1 | 1 | 0 | 6100KDP01 | R56-O-1-K019_SEP | inventory | 2025-10-28 | Mechanical |  | - | 2025-11-08 | 2025-10-25 | 0
6100K019 | PP12 : SWITCHGEAR - PP12 | SWGR | ROH | GCE9476775R0100 | IND.CONTACT/ VAN FLOW SWITCH | 2 | 2 | 0 | 6100K019 | 1-1-1-1 | inventory | 2025-10-28 | C&D |  | - | 2025-11-08 | 2025-10-25 | 0
6100K019 | PP12 : SWITCHGEAR - PP12 | SWGR | ROH | GCE9477367P0102 | FORK D11x20 | 3 | 3 | 0 | 6100K019 | 1-1-1-1 | inventory | 2025-10-28 | C&D |  | - | 2025-11-08 | 2025-10-25 | 0
6100K019 | PP12 : SWITCHGEAR - PP12 | SWGR | ROH | GCE9478304P0102P | ROLLER | 4 | 4 | 0 | 6100K019 | 1-1-1-1 | inventory | 2025-10-28 | C&D |  | - | 2025-11-08 | 2025-10-25 | 0
6100K019 | PP12 : SWITCHGEAR - PP12 | SWGR | ROH | GCE9478304P0102P | ROLLER | 8 | 4 | 4 | 6100K019 | 1-1-1-1 | inventory | 2025-10-28 | Mechanical |  | - | 2025-11-08 | 2025-10-25 | 0
6100K019 | PP12 : SWITCHGEAR - PP12 | SWGR | ROH | GCE9478304P0102P | ROLLER | 4 | 4 | 0 | 6100K019 | R59-Q-1-KDP1_SEP | consumption | 2025-10-15 | Mechanical |  | - | 2025-11-08 | 2025-10-25 | 0 | [5 empty] | Work in Process Pick | 8117186
6100K019 | PP12 : SWITCHGEAR - PP12 | SWGR | ROH | GCE9478350P0101 | SUPPORTING BOLT 6Kt14/M6X23 | 2 | 2 | 0 | 6100K019 | 1-1-1-1 | inventory | 2025-10-28 | C&D |  | - | 2025-11-08 | 2025-10-25 | 0
6100K019 | PP12 : SWITCHGEAR - PP12 | SWGR | ROH | GCE9478350P0101 | SUPPORTING BOLT 6Kt14/M6X23 | 2 | 2 | 0 | 6100K019 | 1-1-1-1 | inventory | 2025-10-28 | Mechanical |  | - | 2025-11-08 | 2025-10-25 | 0
6100K019 | PP12 : SWITCHGEAR - PP12 | SWGR | ROH | GCE9478476P0101 | FIXING RING | 2 | 2 | 0 | 6100K019 | 1-1-1-1 | inventory | 2025-10-28 | C&D |  | - | 2025-11-08 | 2025-10-25 | 0
6100K019 | PP12 : SWITCHGEAR - PP12 | SWGR | ROH | GCE9576618P0100 | BUSH D18/12,2X8 | 10 | 10 | 0 | 6100K019 | 1-1-1-1 | inventory | 2025-10-28 | C&D |  | - | 2025-11-08 | 2025-10-25 | 0
6100K019 | PP12 : SWITCHGEAR - PP12 | SWGR | ROH | GCE9576618P0100 | BUSH D18/12,2X8 | 12 | 10 | 2 | 6100K019 | 1-1-1-1 | inventory | 2025-10-28 | Mechanical |  | - | 2025-11-08 | 2025-10-25 | 0
6100K019 | PP12 : SWITCHGEAR - PP12 | SWGR | ROH | GCE9576618P0100 | BUSH D18/12,2X8 | 2 | 2 | 0 | 6100KDP01 | R56-Q-1-K019_SEP | inventory | 2025-10-28 | Mechanical |  | - | 2025-11-08 | 2025-10-25 | 0
6100K019 | PP12 : SWITCHGEAR - PP12 | SWGR | ROH | GCEC830444P0101P | K-SPACER D12/4.5X8,ZS1/ZS3.2Yellow Chrom | 10 | 10 | 0 | 6100K019 | 1-1-1-1 | inventory | 2025-10-28 | C&D |  | - | 2025-11-08 | 2025-10-25 | 0
6100K019 | PP12 : SWITCHGEAR - PP12 | SWGR | ROH | GCEC830444P0101P | K-SPACER D12/4.5X8,ZS1/ZS3.2Yellow Chrom | 12 | 10 | 2 | 6100K019 | 1-1-1-1 | inventory | 2025-10-28 | Mechanical |  | - | 2025-11-08 | 2025-10-25 | 0
6100K019 | PP12 : SWITCHGEAR - PP12 | SWGR | ROH | GCEC830444P0101P | K-SPACER D12/4.5X8,ZS1/ZS3.2Yellow Chrom | 2 | 2 | 0 | 6100KDP01 | R56-P-1-K019_SEP | inventory | 2025-10-28 | Mechanical |  | - | 2025-11-08 | 2025-10-25 | 0
6100K019 | PP12 : SWITCHGEAR - PP12 | SWGR | ROH | MV-1VCR002091G0001 | HANDLE (MANIGLIA) | 12 | 2 | 10 | 6100K019 | R13-S-1-KDP1_SEP | consumption | 2025-10-13 | C&D |  | - | 2025-11-08 | 2025-10-25 | 0 | [5 empty] | Work in Process Pick | 8070982
6100K019 | PP12 : SWITCHGEAR - PP12 | SWGR | ROH | MV-1VCR002091G0001 | HANDLE (MANIGLIA) | 10 | 2 | 8 | 6100K019 | R13-S-1-KDP1_SEP | consumption | 2025-10-13 | C&D |  | - | 2025-11-08 | 2025-10-25 | 0 | [5 empty] | Work in Process Pick | 8071024
6100K019 | PP12 : SWITCHGEAR - PP12 | SWGR | ROH | MV-1VCR002091G0001 | HANDLE (MANIGLIA) | 8 | 2 | 6 | 6100K019 | R16-I-1-KDP1_SEP | consumption | 2025-10-14 | C&D |  | - | 2025-11-08 | 2025-10-25 | 0 | [5 empty] | Work in Process Pick | 8107632
6100K019 | PP12 : SWITCHGEAR - PP12 | SWGR | ROH | MV-1VCR002091G0001 | HANDLE (MANIGLIA) | 6 | 2 | 4 | 6100K019 | R13-S-1-KDP1_SEP | consumption | 2025-10-14 | C&D |  | - | 2025-11-08 | 2025-10-25 | 0 | [5 empty] | Work in Process Pick | 8107713
6100K019 | PP12 : SWITCHGEAR - PP12 | SWGR | ROH | MV-1VCR002091G0001 | HANDLE (MANIGLIA) | 4 | 2 | 2 | 6100K019 | R16-I-1-KDP1_SEP | consumption | 2025-10-15 | C&D |  | - | 2025-11-08 | 2025-10-25 | 0 | [5 empty] | Work in Process Pick | 8120296
6100K019 | PP12 : SWITCHGEAR - PP12 | SWGR | ROH | MV-1VCR002091G0001 | HANDLE (MANIGLIA) | 2 | 2 | 0 | 6100K019 | R16-I-1-KDP1_SEP | consumption | 2025-10-15 | C&D |  | - | 2025-11-08 | 2025-10-25 | 0 | [5 empty] | Work in Process Pick | 8120315
6100K019 | PP12 : SWITCHGEAR - PP12 | SWGR | ROH | MV-1VCR002091G0001 | HANDLE (MANIGLIA) | 14 | 2 | 12 | 6100K019 | R16-I-1-KDP1_SEP | consumption | 2025-10-16 | Mechanical |  | - | 2025-11-08 | 2025-10-25 | 0 | [5 empty] | Work in Process Pick | 8144127
6100K019 | PP12 : SWITCHGEAR - PP12 | SWGR | ROH | MV-1VCR002091G0001 | HANDLE (MANIGLIA) | 12 | 2 | 10 | 6100K019 | R13-S-1-KDP1_SEP | consumption | 2025-10-16 | Mechanical |  | - | 2025-11-08 | 2025-10-25 | 0 | [5 empty] | Work in Process Pick | 8150188
6100K019 | PP12 : SWITCHGEAR - PP12 | SWGR | ROH | MV-1VCR002091G0001 | HANDLE (MANIGLIA) | 10 | 2 | 8 | 6100K019 | R13-S-1-KDP1_SEP | consumption | 2025-10-16 | Mechanical |  | - | 2025-11-08 | 2025-10-25 | 0 | [5 empty] | Work in Process Pick | 8150341
6100K019 | PP12 : SWITCHGEAR - PP12 | SWGR | ROH | MV-1VCR002091G0001 | HANDLE (MANIGLIA) | 8 | 8 | 0 | free_stock | R13-S-1-KDP1_SEP | inventory | 2025-10-28 | Mechanical |  | - | 2025-11-08 | 2025-10-25 | 0
6100K019 | PP12 : SWITCHGEAR - PP12 | SWGR | ROH | MV-TR272-22KOHM5W | RESISTOR TR272- 110V TRIP COIL | 8 | 2 | 6 | 6100K019 | R58-J-1-KDP1_SEP | consumption | 2025-10-13 | LV |  | - | 2025-11-08 | 2025-10-25 | 0 | [5 empty] | Work in Process Pick | 8069891
6100K019 | PP12 : SWITCHGEAR - PP12 | SWGR | ROH | MV-TR272-22KOHM5W | RESISTOR TR272- 110V TRIP COIL | 6 | 2 | 4 | 6100K019 | R58-J-1-KDP1_SEP | consumption | 2025-10-13 | LV |  | - | 2025-11-08 | 2025-10-25 | 0 | [5 empty] | Work in Process Pick | 8070531
6100K019 | PP12 : SWITCHGEAR - PP12 | SWGR | ROH | MV-TR272-22KOHM5W | RESISTOR TR272- 110V TRIP COIL | 4 | 4 | 0 | free_stock | R58-J-1-KDP1_SEP | inventory | 2025-10-28 | LV |  | - | 2025-11-08 | 2025-10-25 | 0
6100K019 | PP12 : SWITCHGEAR - PP12 | SWGR | ROH | PKE 1508 | END SLEEVES PKE 1508 (1x1.5sqmm , Black) | 90 | 90 | 0 | 6100K019 | 1-1-1-1 | inventory | 2025-10-28 | LV |  | - | 2025-11-08 | 2025-10-25 | 0
6100K019 | PP12 : SWITCHGEAR - PP12 | SWGR | ROH | PKT 1508 | END SLEEVES PKT 1508 (2x1.5sqmm , Black) | 90 | 90 | 0 | 6100K019 | 1-1-1-1 | inventory | 2025-10-28 | LV |  | - | 2025-11-08 | 2025-10-25 | 0
6100K019 | PP12 : SWITCHGEAR - PP12 | SWGR | ROH | PKT 2512 | END SLEEVES PKT 2512 (2x2.5sqmm , Blue) | 120 | 120 | 0 | 6100K019 | 1-1-1-1 | inventory | 2025-10-28 | LV |  | - | 2025-11-08 | 2025-10-25 | 0
6100K019 | PP12 : SWITCHGEAR - PP12 | SWGR | ROH | SCB1000024P0001P | BUSHING (LOCAL PUR) | 5 | 5 | 0 | 6100K019 | 1-1-1-1 | inventory | 2025-10-28 | LAX |  | - | 2025-11-08 | 2025-10-25 | 0
6100K019 | PP12 : SWITCHGEAR - PP12 | SWGR | ROH | SCB1000024P0001P | BUSHING (LOCAL PUR) | 6 | 4 | 2 | 6100K019 | 1-1-1-1 | inventory | 2025-10-28 | Mechanical |  | - | 2025-11-08 | 2025-10-25 | 0
6100K019 | PP12 : SWITCHGEAR - PP12 | SWGR | ROH | SCB1000024P0001P | BUSHING (LOCAL PUR) | 2 | 1 | 1 | 6100K019 | R58-J-1-KDP1_SEP | inventory | 2025-10-28 | Mechanical |  | - | 2025-11-08 | 2025-10-25 | 0
6100K019 | PP12 : SWITCHGEAR - PP12 | SWGR | ROH | SCB1000024P0001P | BUSHING (LOCAL PUR) | 1 | 1 | 0 | free_stock | R58-O-1-KDP1_SEP | inventory | 2025-10-28 | Mechanical |  | - | 2025-11-08 | 2025-10-25 | 0
6100K019 | PP12 : SWITCHGEAR - PP12 | SWGR | ROH | SCB1000025P0001P | BUSHING (LOCAL PUR) | 15 | 15 | 0 | 6100K019 | 1-1-1-1 | inventory | 2025-10-28 | LAX |  | - | 2025-11-08 | 2025-10-25 | 0
6100K019 | PP12 : SWITCHGEAR - PP12 | SWGR | ROH | SCB1000025P0001P | BUSHING (LOCAL PUR) | 18 | 15 | 3 | 6100K019 | 1-1-1-1 | inventory | 2025-10-28 | Mechanical |  | - | 2025-11-08 | 2025-10-25 | 0
6100K019 | PP12 : SWITCHGEAR - PP12 | SWGR | ROH | SCB1000025P0001P | BUSHING (LOCAL PUR) | 3 | 3 | 0 | 6100KDP01 | R58-A-1-K019_SEP | inventory | 2025-10-28 | Mechanical |  | - | 2025-11-08 | 2025-10-25 | 0
6100K019 | PP12 : SWITCHGEAR - PP12 | SWGR | ROH | SCB1000026P0001P | BUSHING (LOCAL PUR) | 18 | 18 | 0 | 6100K019 | 1-1-1-1 | inventory | 2025-10-28 | C&D |  | - | 2025-11-08 | 2025-10-25 | 0
6100K019 | PP12 : SWITCHGEAR - PP12 | SWGR | ROH | SCB1000026P0001P | BUSHING (LOCAL PUR) | 21 | 18 | 3 | 6100K019 | 1-1-1-1 | inventory | 2025-10-28 | Mechanical |  | - | 2025-11-08 | 2025-10-25 | 0
6100K019 | PP12 : SWITCHGEAR - PP12 | SWGR | ROH | SCB1000026P0001P | BUSHING (LOCAL PUR) | 3 | 3 | 0 | free_stock | R66-P-1-KDP1_SEP | inventory | 2025-10-28 | Mechanical |  | - | 2025-11-08 | 2025-10-25 | 0
6100K019 | PP12 : SWITCHGEAR - PP12 | SWGR | ROH | SCB1000027P0001P | K-PLATE | 11 | 11 | 0 | 6100K019 | 1-1-1-1 | inventory | 2025-10-28 | C&D |  | - | 2025-11-08 | 2025-10-25 | 0
6100K019 | PP12 : SWITCHGEAR - PP12 | SWGR | ROH | SCB1000027P0001P | K-PLATE | 13 | 11 | 2 | 6100K019 | 1-1-1-1 | inventory | 2025-10-28 | Mechanical |  | - | 2025-11-08 | 2025-10-25 | 0
6100K019 | PP12 : SWITCHGEAR - PP12 | SWGR | ROH | SCB1000027P0001P | K-PLATE | 2 | 2 | 0 | 6100KDP01 | R56-P-1-K019_SEP | inventory | 2025-10-28 | Mechanical |  | - | 2025-11-08 | 2025-10-25 | 0
6100K019 | PP12 : SWITCHGEAR - PP12 | SWGR | ROH | SCB1000047P0001 | INTERLOCKING SCOTCH | 6 | 6 | 0 | 6100K019 | 1-1-1-1 | inventory | 2025-10-28 | C&D |  | - | 2025-11-08 | 2025-10-25 | 0
6100K019 | PP12 : SWITCHGEAR - PP12 | SWGR | ROH | SCB1000047P0001 | INTERLOCKING SCOTCH | 7 | 6 | 1 | 6100K019 | 1-1-1-1 | inventory | 2025-10-28 | Mechanical |  | - | 2025-11-08 | 2025-10-25 | 0
6100K019 | PP12 : SWITCHGEAR - PP12 | SWGR | ROH | SCB1000047P0001 | INTERLOCKING SCOTCH | 1 | 1 | 0 | free_stock | R58-A-1-KDP1_SEP | inventory | 2025-10-28 | Mechanical |  | - | 2025-11-08 | 2025-10-25 | 0
6100K019 | PP12 : SWITCHGEAR - PP12 | SWGR | ROH | SCB1000048P0001P | PIN (LOCAL PUR) | 5 | 5 | 0 | 6100K019 | 1-1-1-1 | inventory | 2025-10-28 | C&D |  | - | 2025-11-08 | 2025-10-25 | 0
6100K019 | PP12 : SWITCHGEAR - PP12 | SWGR | ROH | SCB1000048P0001P | PIN (LOCAL PUR) | 6 | 5 | 1 | 6100K019 | 1-1-1-1 | inventory | 2025-10-28 | Mechanical |  | - | 2025-11-08 | 2025-10-25 | 0
6100K019 | PP12 : SWITCHGEAR - PP12 | SWGR | ROH | SCB1000048P0001P | PIN (LOCAL PUR) | 1 | 1 | 0 | 6100KDP01 | R58-A-1-K019_SEP | inventory | 2025-10-28 | Mechanical |  | - | 2025-11-08 | 2025-10-25 | 0
6100K019 | PP12 : SWITCHGEAR - PP12 | SWGR | ROH | SCB1000049P0001 | COMPRESSION SPRING | 5 | 5 | 0 | 6100K019 | 1-1-1-1 | inventory | 2025-10-28 | LAX |  | - | 2025-11-08 | 2025-10-25 | 0
6100K019 | PP12 : SWITCHGEAR - PP12 | SWGR | ROH | SCB1000049P0001 | COMPRESSION SPRING | 6 | 4 | 2 | 6100K019 | 1-1-1-1 | inventory | 2025-10-28 | Mechanical |  | - | 2025-11-08 | 2025-10-25 | 0
6100K019 | PP12 : SWITCHGEAR - PP12 | SWGR | ROH | SCB1000049P0001 | COMPRESSION SPRING | 2 | 1 | 1 | 6100K019 | R59-Q-1-KDP1_SEP | inventory | 2025-10-28 | Mechanical |  | - | 2025-11-08 | 2025-10-25 | 0
6100K019 | PP12 : SWITCHGEAR - PP12 | SWGR | ROH | SCB1000049P0001 | COMPRESSION SPRING | 1 | 1 | 0 | 6100KDP01 | R56-P-1-K019_SEP | inventory | 2025-10-28 | Mechanical |  | - | 2025-11-08 | 2025-10-25 | 0
6100K019 | PP12 : SWITCHGEAR - PP12 | SWGR | ROH | SCB1001678P0001 | HOOKING LEVER (ZINC PLATED) | 1 | 1 | 0 | 6100KDP01 | WH2-1-1-K019_SEP | inventory | 2025-10-28 | Mechanical |  | - | 2025-11-08 | 2025-10-25 | 0
6100K019 | PP12 : SWITCHGEAR - PP12 | SWGR | ROH | SCB1001813R0802P | MECHANICAL OFF BUTTON FOR VD4 - HOR | 4 | 4 | 0 | 6100K019 | 1-1-1-1 | inventory | 2025-10-28 | C&D |  | - | 2025-11-08 | 2025-10-25 | 0
6100K019 | PP12 : SWITCHGEAR - PP12 | SWGR | ROH | SCB1001813R0802P | MECHANICAL OFF BUTTON FOR VD4 - HOR | 5 | 4 | 1 | 6100K019 | 1-1-1-1 | inventory | 2025-10-28 | Mechanical |  | - | 2025-11-08 | 2025-10-25 | 0
6100K019 | PP12 : SWITCHGEAR - PP12 | SWGR | ROH | SCB1001813R0802P | MECHANICAL OFF BUTTON FOR VD4 - HOR | 1 | 1 | 0 | 6100KDP01 | R56-P-1-K019_SEP | inventory | 2025-10-28 | Mechanical |  | - | 2025-11-08 | 2025-10-25 | 0
6100K019 | PP12 : SWITCHGEAR - PP12 | SWGR | ROH | SCB1001915P0001P | PIN | 2 | 2 | 0 | 6100K019 | 1-1-1-1 | inventory | 2025-10-28 | LAX |  | - | 2025-11-08 | 2025-10-25 | 0
6100K019 | PP12 : SWITCHGEAR - PP12 | SWGR | ROH | SCB1001916P0001P | INTERLOCK LEVER (LOCAL PUR) | 2 | 2 | 0 | 6100K019 | R66-P-1-KDP1_SEP | inventory | 2025-10-28 | C&D |  | - | 2025-11-08 | 2025-10-25 | 0
6100K019 | PP12 : SWITCHGEAR - PP12 | SWGR | ROH | SCB1001982P0001 | ROLLER | 2 | 2 | 0 | 6100K019 | 1-1-1-1 | inventory | 2025-10-28 | C&D |  | - | 2025-11-08 | 2025-10-25 | 0
6100K019 | PP12 : SWITCHGEAR - PP12 | SWGR | ROH | T81722 | Plastic plug for LV Box (Micro. Sw. ) | 36 | 36 | 0 | 6100K019 | 1-1-1-1 | inventory | 2025-10-28 | C&D |  | - | 2025-11-08 | 2025-10-25 | 0
6100K019 | PP12 : SWITCHGEAR - PP12 | SWGR | ROH | T81722 | Plastic plug for LV Box (Micro. Sw. ) | 42 | 36 | 6 | 6100K019 | 1-1-1-1 | inventory | 2025-10-28 | Mechanical |  | - | 2025-11-08 | 2025-10-25 | 0
6100K019 | PP12 : SWITCHGEAR - PP12 | SWGR | ROH | T81722 | Plastic plug for LV Box (Micro. Sw. ) | 6 | 6 | 0 | 6100K019 | R58-J-1-KDP1_SEP | consumption | 2025-10-14 | Mechanical |  | - | 2025-11-08 | 2025-10-25 | 0 | [5 empty] | Work in Process Pick | 8099716
6100K019 | PP12 : SWITCHGEAR - PP12 | SWGR | ROH | VT-GUARD-13.8KV | VT GUARD (ANTI FERRO RESONANCE UNIT) | 3 | 1 | 2 | 6100K019 | R16-L-1-K019_SEP | consumption | 2025-10-15 | LV |  | - | 2025-11-08 | 2025-10-25 | 0 | [5 empty] | Work in Process Pick | 8129012
6100K019 | PP12 : SWITCHGEAR - PP12 | SWGR | ROH | VT-GUARD-13.8KV | VT GUARD (ANTI FERRO RESONANCE UNIT) | 2 | 1 | 1 | 6100K019 | R16-L-1-K019_SEP | consumption | 2025-10-16 | LV |  | - | 2025-11-08 | 2025-10-25 | 0 | [5 empty] | Work in Process Pick | 8139440
6100K019 | PP12 : SWITCHGEAR - PP12 | SWGR | ROH | VT-GUARD-13.8KV | VT GUARD (ANTI FERRO RESONANCE UNIT) | 1 | 1 | 0 | free_stock | R16-L-1-K019_SEP | inventory | 2025-10-28 | LV |  | - | 2025-11-08 | 2025-10-25 | 0
6100K019 | PP12 : SWITCHGEAR - PP12 | SWGR | ROH | XM 2050 1500-30 | POLYCARBONATE 2050X1500X3.0 MM | 12.06 | 12.06 | 0 | free_stock | NEW.FLR-1-1-KDP1_SEP | inventory | 2025-10-28 | Mechanical |  | - | 2025-11-08 | 2025-10-25 | 0
4500592686-[50] | 908333011 : RECLOSER:CIRCUIT,33 KV,3 P,60 HZ,170 KV | OVR | ROH | 13-B100DY | GREEN PUSH BOTTON WITH START ADAPTER | 60 | 60 | 0 | 6100K013 | R57-G-1-1 | inventory | 2025-10-28 | LV |  | DW01-Dawadmi Warehouse | 2025-11-16 | 2025-11-02 | 0
4500592686-[50] | 908333011 : RECLOSER:CIRCUIT,33 KV,3 P,60 HZ,170 KV | OVR | ROH | 13-B200DK | RED PUSH BOTTON WITH ADAPTER STOP | 60 | 60 | 0 | free_stock | R56-J-1-1 | inventory | 2025-10-28 | LV |  | DW01-Dawadmi Warehouse | 2025-11-16 | 2025-11-02 | 0
4500592686-[50] | 908333011 : RECLOSER:CIRCUIT,33 KV,3 P,60 HZ,170 KV | OVR | ROH | 13-B3 | BA9S ILLUMINATION CONTACT BLOCK HOLDER | 120 | 120 | 0 | free_stock | R57-O-1-1 | inventory | 2025-10-28 | LV |  | DW01-Dawadmi Warehouse | 2025-11-16 | 2025-11-02 | 0
4500592686-[50] | 908333011 : RECLOSER:CIRCUIT,33 KV,3 P,60 HZ,170 KV | OVR | ROH | 13-LED24K | 24V BA9S LED LAMP RED | 60 | 60 | 0 | 6100K013 | R57-G-1-1 | inventory | 2025-10-28 | LV |  | DW01-Dawadmi Warehouse | 2025-11-16 | 2025-11-02 | 0
4500592686-[50] | 908333011 : RECLOSER:CIRCUIT,33 KV,3 P,60 HZ,170 KV | OVR | ROH | 13-LED24Y | 24V BA9S LED LAMP GREEN | 60 | 60 | 0 | free_stock | R57-G-1-1 | inventory | 2025-10-28 | LV |  | DW01-Dawadmi Warehouse | 2025-11-16 | 2025-11-02 | 0
4500592686-[50] | 908333011 : RECLOSER:CIRCUIT,33 KV,3 P,60 HZ,170 KV | OVR | ROH | 13-MBSD24K | INDICATION LIGHT RED 24V AC/DC | 60 | 60 | 0 | 6100K013 | R57-G-1-1 | inventory | 2025-10-28 | LV |  | DW01-Dawadmi Warehouse | 2025-11-16 | 2025-11-02 | 0
4500592686-[50] | 908333011 : RECLOSER:CIRCUIT,33 KV,3 P,60 HZ,170 KV | OVR | ROH | LL10-W | ABB_LL10-W / LL10-W, AC/DC90-264V 50/60HZ | 60 | 60 | 0 | free_stock | R15-I-1-K11B_SEP | inventory | 2025-10-28 | LV | Automated: Replaced 1YAB53301XIX0000 by LL10-W. | DW01-Dawadmi Warehouse | 2025-11-16 | 2025-11-02 | 0
4500592686-[50] | 908333011 : RECLOSER:CIRCUIT,33 KV,3 P,60 HZ,170 KV | OVR | ROH | 1YAB5355CAB0000 | End Cover, D-OTTA6-T ¦ 790459 ¦ PHOENIX | 60 | 32 | 28 | 6100K011B | R15-T-1-KDP1_SEP | consumption | 2025-10-18 | LV |  | DW01-Dawadmi Warehouse | 2025-11-16 | 2025-11-02 | 0 | [5 empty] | Work in Process Pick | 8162031
4500592686-[50] | 908333011 : RECLOSER:CIRCUIT,33 KV,3 P,60 HZ,170 KV | OVR | ROH | RMU000000260 | Parition, Terminal, Current, D-OTTA6-T ¦ 0790459 ¦ PHOENIX | 28 | 28 | 0 | 6100K013 | R53-R-1-K013_SEP | inventory | 2025-10-28 | LV | Automated: Replaced 1YAB5355CAB0000 by RMU000000260. | DW01-Dawadmi Warehouse | 2025-11-16 | 2025-11-02 | 0
4500592686-[50] | 908333011 : RECLOSER:CIRCUIT,33 KV,3 P,60 HZ,170 KV | OVR | ROH | 1YAB5355DXB0000 | Marker, Terminal Strip, KLM-A ¦ 1004348 ¦ PHOENIX | 300 | 300 | 0 | free_stock | 1-1-1-1 | inventory | 2025-10-28 | LV |  | DW01-Dawadmi Warehouse | 2025-11-16 | 2025-11-02 | 0
4500592686-[50] | 908333011 : RECLOSER:CIRCUIT,33 KV,3 P,60 HZ,170 KV | OVR | ROH | 205036416 | Flat Washersφ4 | 240 | 240 | 0 | 6100K013 | R61-G-1-KDP2_SEP | inventory | 2025-10-28 | LV |  | DW01-Dawadmi Warehouse | 2025-11-16 | 2025-11-02 | 0
4500592686-[50] | 908333011 : RECLOSER:CIRCUIT,33 KV,3 P,60 HZ,170 KV | OVR | ROH | 205041920 | Flat Washersφ6 | 1200 | 1200 | 0 | 6100K006 | 1-1-1-1 | inventory | 2025-10-28 | LV |  | DW01-Dawadmi Warehouse | 2025-11-16 | 2025-11-02 | 0
4500592686-[50] | 908333011 : RECLOSER:CIRCUIT,33 KV,3 P,60 HZ,170 KV | OVR | ROH | 208004917 | 4G Communication Module, Make: China inhand, ,Ord:: Inhand IR302-FQ58 with Mushroom Antenna | 60 | 60 | 0 | 6100K007 | 1-1-1-1 | inventory | 2025-10-28 | LV |  | DW01-Dawadmi Warehouse | 2025-11-16 | 2025-11-02 | 0
4500592686-[50] | 908333011 : RECLOSER:CIRCUIT,33 KV,3 P,60 HZ,170 KV | OVR | ROH | SEP30183 | Nut, G.I, M6 | 1200 | 700 | 500 | 6010J604 | PLT4-1-1-MBM_ISKAN | consumption | 2025-08-20 | LV | Automated: Replaced 211002077 by SEP30698. Automated: Replaced SEP30698 by SEP10851. Automated: Replaced SEP10851 by SEP30183. | DW01-Dawadmi Warehouse | 2025-11-16 | 2025-11-02 | 0 | [5 empty] | Material Issue Order_MIO | 6692172
4500592686-[50] | 908333011 : RECLOSER:CIRCUIT,33 KV,3 P,60 HZ,170 KV | OVR | ROH | SEP30183 | Nut, G.I, M6 | 500 | 336 | 164 | 6070T034 | PLT4-1-1-MBM_ISKAN | consumption | 2025-08-20 | LV | Automated: Replaced 211002077 by SEP30698. Automated: Replaced SEP30698 by SEP10851. Automated: Replaced SEP10851 by SEP30183. | DW01-Dawadmi Warehouse | 2025-11-16 | 2025-11-02 | 0 | [5 empty] | Material Issue Order_MIO | 6694241
4500592686-[50] | 908333011 : RECLOSER:CIRCUIT,33 KV,3 P,60 HZ,170 KV | OVR | ROH | SEP30183 | Nut, G.I, M6 | 164 | 164 | 0 | 6010J577 | PLT4-1-1-MBM_ISKAN | consumption | 2025-08-25 | LV | Automated: Replaced 211002077 by SEP30698. Automated: Replaced SEP30698 by SEP10851. Automated: Replaced SEP10851 by SEP30183. | DW01-Dawadmi Warehouse | 2025-11-16 | 2025-11-02 | 0 | [5 empty] | Material Issue Order_MIO | 6782240
4500592686-[50] | 908333011 : RECLOSER:CIRCUIT,33 KV,3 P,60 HZ,170 KV | OVR | ROH | 2REA030565A0001 | ABB_CAPACITOR DISCHARGE UNIT ASSEMBLY | 60 | 60 | 0 | 6100K006 | 1-1-1-1 | inventory | 2025-10-28 | LV |  | DW01-Dawadmi Warehouse | 2025-11-16 | 2025-11-02 | 0
4500592686-[50] | 908333011 : RECLOSER:CIRCUIT,33 KV,3 P,60 HZ,170 KV | OVR | ROH | 2REA051558A0003 | Single Pole Mounting Brackets for Auto Recloser (OVR 13.8kV & 33kV) | 60 | 20 | 40 | free_stock | NEW.FLR-1-1-K006_SEP | inventory | 2025-10-28 | Bracket |  | DW01-Dawadmi Warehouse | 2025-11-16 | 2025-11-02 | 0
4500592686-[50] | 908333011 : RECLOSER:CIRCUIT,33 KV,3 P,60 HZ,170 KV | OVR | ROH | 2REA051558A0003 | Single Pole Mounting Brackets for Auto Recloser (OVR 13.8kV & 33kV) | 40 | 14 | 26 | free_stock | NEW.FLR-1-1-K12A_SEP | inventory | 2025-10-28 | Bracket |  | DW01-Dawadmi Warehouse | 2025-11-16 | 2025-11-02 | 0
4500592686-[50] | 908333011 : RECLOSER:CIRCUIT,33 KV,3 P,60 HZ,170 KV | OVR | ROH | 2REA056449A0001 | Empty LV Box for Auto Recloser (OVR 13.8kV & 33kV) with bracket for single pole | 60 | 36 | 24 | free_stock | NEW.FLR-1-1-K12B_SEP | inventory | 2025-10-28 | LV |  | DW01-Dawadmi Warehouse | 2025-11-16 | 2025-11-02 | 0
4500592686-[50] | 908333011 : RECLOSER:CIRCUIT,33 KV,3 P,60 HZ,170 KV | OVR | ROH | 2REA056449A0001 | Empty LV Box for Auto Recloser (OVR 13.8kV & 33kV) with bracket for single pole | 24 | 24 | 0 | free_stock | NEW.FLR-1-1-K006_SEP | inventory | 2025-10-28 | LV |  | DW01-Dawadmi Warehouse | 2025-11-16 | 2025-11-02 | 0
4500592686-[50] | 908333011 : RECLOSER:CIRCUIT,33 KV,3 P,60 HZ,170 KV | OVR | ROH | 6-CNFJ-22 | ZHE_6-CNFJ-22 / 12V 22Ah STORAGE BATTERY | 120 | 120 | 0 | free_stock | WH2-1-1-K11B_SEP | inventory | 2025-10-28 | LV |  | DW01-Dawadmi Warehouse | 2025-11-16 | 2025-11-02 | 0
4500592686-[50] | 908333011 : RECLOSER:CIRCUIT,33 KV,3 P,60 HZ,170 KV | OVR |  | RMU000000107 | Bush Inner Dia 7x49 ¦ 9ABA450075F1002 ¦ Local | 240 | 240 | 0 | 6100K007 | 1-1-1-1 | inventory | 2025-10-28 | LV | Automated: Replaced 9ABA450075F1002 by RMU000000107. | DW01-Dawadmi Warehouse | 2025-11-16 | 2025-11-02 | 0
4500592686-[50] | 908333011 : RECLOSER:CIRCUIT,33 KV,3 P,60 HZ,170 KV | OVR | ROH | RMU000000119 | BOLT SOCKET CAP HEAD M3x12 ¦ 9ABA450075F1014 ¦ Local | 840 | 840 | 0 | 6100K007 | 1-1-1-1 | inventory | 2025-10-28 | LV | Automated: Replaced 9ABA450075F1014 by RMU000000119. | DW01-Dawadmi Warehouse | 2025-11-16 | 2025-11-02 | 0
4500592686-[50] | 908333011 : RECLOSER:CIRCUIT,33 KV,3 P,60 HZ,170 KV | OVR | ROH | CSB25A9PS2E- B L/R | 2 POSITION, LATCHING, SELECTOR SWITCH, 90DEGREES, 2 CONTACTS EACH, PAD LOCKABLE IN EACH POS (LOCAL/REMOTE) CSB25A9PS2E- B L/R | 60 | 26 | 34 | 6100K011B | R54-O-1-K008_SEP | consumption | 2025-10-20 | LV |  | DW01-Dawadmi Warehouse | 2025-11-16 | 2025-11-02 | 0 | [5 empty] | Work in Process Pick | 8195113
4500592686-[50] | 908333011 : RECLOSER:CIRCUIT,33 KV,3 P,60 HZ,170 KV | OVR | ROH | CSB25A9PS2E- B L/R | 2 POSITION, LATCHING, SELECTOR SWITCH, 90DEGREES, 2 CONTACTS EACH, PAD LOCKABLE IN EACH POS (LOCAL/REMOTE) CSB25A9PS2E- B L/R | 34 | 4 | 30 | 6100K011B | INC-1-1-RMU/\-BULK_SEP | consumption | 2025-10-20 | LV |  | DW01-Dawadmi Warehouse | 2025-11-16 | 2025-11-02 | 0 | [5 empty] | Work in Process Pick | 8192214
4500592686-[50] | 908333011 : RECLOSER:CIRCUIT,33 KV,3 P,60 HZ,170 KV | OVR | ROH | CSB25A9PS2E- B L/R | 2 POSITION, LATCHING, SELECTOR SWITCH, 90DEGREES, 2 CONTACTS EACH, PAD LOCKABLE IN EACH POS (LOCAL/REMOTE) CSB25A9PS2E- B L/R | 30 | 30 | 0 | 6100K006 | 1-1-1-1 | consumption | 2025-10-25 | LV |  | DW01-Dawadmi Warehouse | 2025-11-16 | 2025-11-02 | 0 | [5 empty] | Work in Process Material Issue | 8298335
4500592686-[50] | 908333011 : RECLOSER:CIRCUIT,33 KV,3 P,60 HZ,170 KV | OVR | ROH | CSB25A9PS2E- B P/B | 2 POSITION, LATCHING, SELECTOR SWITCH, 90DEGREES, 2 CONTACTS EACH, PAD LOCKABLE IN EACH POS (POWER SUPPLY/BATTERY) CSB25A9PS2E- B P/B | 60 | 27 | 33 | free_stock | INC-1-1-K006_SEP | inventory | 2025-10-28 | LV |  | DW01-Dawadmi Warehouse | 2025-11-16 | 2025-11-02 | 0
4500592686-[50] | 908333011 : RECLOSER:CIRCUIT,33 KV,3 P,60 HZ,170 KV | OVR | ROH | CSB25A9PS2E- B P/B | 2 POSITION, LATCHING, SELECTOR SWITCH, 90DEGREES, 2 CONTACTS EACH, PAD LOCKABLE IN EACH POS (POWER SUPPLY/BATTERY) CSB25A9PS2E- B P/B | 33 | 20 | 13 | free_stock | R55-G-1-K11A_SEP | inventory | 2025-10-28 | LV |  | DW01-Dawadmi Warehouse | 2025-11-16 | 2025-11-02 | 0
4500592686-[50] | 908333011 : RECLOSER:CIRCUIT,33 KV,3 P,60 HZ,170 KV | OVR | ROH | CSB25A9PS2E- B P/B | 2 POSITION, LATCHING, SELECTOR SWITCH, 90DEGREES, 2 CONTACTS EACH, PAD LOCKABLE IN EACH POS (POWER SUPPLY/BATTERY) CSB25A9PS2E- B P/B | 13 | 13 | 0 | 6100K006 | 1-1-1-1 | inventory | 2025-10-28 | LV |  | DW01-Dawadmi Warehouse | 2025-11-16 | 2025-11-02 | 0
4500592686-[50] | 908333011 : RECLOSER:CIRCUIT,33 KV,3 P,60 HZ,170 KV | OVR | ROH | DCMC303T250DG2B | ABB_250V 30000UF CAPACITOR PART NO. DCMC303T250DG2B | 120 | 41 | 79 | free_stock | INC-1-1-K006_SEP | inventory | 2025-10-28 | LV |  | DW01-Dawadmi Warehouse | 2025-11-16 | 2025-11-02 | 0
4500592686-[50] | 908333011 : RECLOSER:CIRCUIT,33 KV,3 P,60 HZ,170 KV | OVR | ROH | DCMC303T250DG2B | ABB_250V 30000UF CAPACITOR PART NO. DCMC303T250DG2B | 79 | 34 | 45 | free_stock | INC-1-1-K11A_SEP | inventory | 2025-10-28 | LV |  | DW01-Dawadmi Warehouse | 2025-11-16 | 2025-11-02 | 0
4500592686-[50] | 908333011 : RECLOSER:CIRCUIT,33 KV,3 P,60 HZ,170 KV | OVR | ROH | DCMC303T250DG2B | ABB_250V 30000UF CAPACITOR PART NO. DCMC303T250DG2B | 45 | 28 | 17 | free_stock | R60-P-1-K11A_SEP | inventory | 2025-10-28 | LV |  | DW01-Dawadmi Warehouse | 2025-11-16 | 2025-11-02 | 0
4500592686-[50] | 908333011 : RECLOSER:CIRCUIT,33 KV,3 P,60 HZ,170 KV | OVR | ROH | DCMC303T250DG2B | ABB_250V 30000UF CAPACITOR PART NO. DCMC303T250DG2B | 17 | 17 | 0 | free_stock | R60-P-1-K12A_SEP | inventory | 2025-10-28 | LV |  | DW01-Dawadmi Warehouse | 2025-11-16 | 2025-11-02 | 0
4500592686-[50] | 908333011 : RECLOSER:CIRCUIT,33 KV,3 P,60 HZ,170 KV | OVR | ROH | DF205040971 | φ4*12 Waterproof blind rivets Stainless steel | 1200 | 1200 | 0 | 6100K013 | 1-1-1-1 | consumption | 2025-09-21 | LV |  | DW01-Dawadmi Warehouse | 2025-11-16 | 2025-11-02 | 0 | [5 empty] | Work in Process Material Issue | 7485808
4500592686-[50] | 908333011 : RECLOSER:CIRCUIT,33 KV,3 P,60 HZ,170 KV | OVR | ROH | DF240612003 | KSS-CV-150BK CABLE TIES 150X3.6 BALCK | 1500 | 1500 | 0 | 6100K013 | BOX12-1-1-K013_SEP | inventory | 2025-10-28 | LV |  | DW01-Dawadmi Warehouse | 2025-11-16 | 2025-11-02 | 0
4500592686-[50] | 908333011 : RECLOSER:CIRCUIT,33 KV,3 P,60 HZ,170 KV | OVR | ROH | DF240612004 | HT-EXS25 EXPANDABLE SLEEVE - 25MM 100MTR/ROL | 60 | 55 | 5 | 6100K013 | 1-1-1-1 | consumption | 2025-09-18 | LV |  | DW01-Dawadmi Warehouse | 2025-11-16 | 2025-11-02 | 0 | [5 empty] | Work in Process Material Issue | 7402113
4500592686-[50] | 908333011 : RECLOSER:CIRCUIT,33 KV,3 P,60 HZ,170 KV | OVR | ROH | DF240612004 | HT-EXS25 EXPANDABLE SLEEVE - 25MM 100MTR/ROL | 5 | 5 | 0 | 6100K006 | 1-1-1-1 | consumption | 2025-10-25 | LV |  | DW01-Dawadmi Warehouse | 2025-11-16 | 2025-11-02 | 0 | [5 empty] | Work in Process Material Issue | 8298142
4500592686-[50] | 908333011 : RECLOSER:CIRCUIT,33 KV,3 P,60 HZ,170 KV | OVR | ROH | DF240612005 | HT-EXS32 EXPANDABLE SLEEVE - 32MM 100MTR/ROL | 60 | 60 | 0 | 6100K013 | PLT3-1-1-K013_SEP | inventory | 2025-10-28 | LV |  | DW01-Dawadmi Warehouse | 2025-11-16 | 2025-11-02 | 0
4500592686-[50] | 908333011 : RECLOSER:CIRCUIT,33 KV,3 P,60 HZ,170 KV | OVR | ROH | DF240612007 | KSS-KS-12B 12MM SPIRAL 20-65 WRAPPING BAND 10MTR/BAG | 60 | 60 | 0 | 6100KDP02 | R54-A-1-K013_SEP | inventory | 2025-10-28 | LV |  | DW01-Dawadmi Warehouse | 2025-11-16 | 2025-11-02 | 0
4500592686-[50] | 908333011 : RECLOSER:CIRCUIT,33 KV,3 P,60 HZ,170 KV | OVR | ROH | DF240907005 | Flat Washers φ3 Stainless Steel | 840 | 840 | 0 | 6100K013 | 1-1-1-1 | inventory | 2025-10-28 | LV |  | DW01-Dawadmi Warehouse | 2025-11-16 | 2025-11-02 | 0
4500592686-[50] | 908333011 : RECLOSER:CIRCUIT,33 KV,3 P,60 HZ,170 KV | OVR | ROH | DF240907006 | Self-locking nut M3 | 240 | 240 | 0 | 6100K013 | 1-1-1-1 | consumption | 2025-10-16 | LV |  | DW01-Dawadmi Warehouse | 2025-11-16 | 2025-11-02 | 0 | [5 empty] | Work in Process Pick | 8151116
4500592686-[50] | 908333011 : RECLOSER:CIRCUIT,33 KV,3 P,60 HZ,170 KV | OVR | ROH | DF241126013 | KSS-CV-200MBK BLACK NYLON CABLE TIES (200MMX2.5MM) | 1500 | 1500 | 0 | 6100K012B | 1-1-1-1 | inventory | 2025-10-28 | LV |  | DW01-Dawadmi Warehouse | 2025-11-16 | 2025-11-02 | 0
4500592686-[50] | 908333011 : RECLOSER:CIRCUIT,33 KV,3 P,60 HZ,170 KV | OVR | ROH | DMS 2121 2016-233 | BOLT HEX HEAD M5X30 | 240 | 240 | 0 | free_stock | INC-1-1-K006_SEP | inventory | 2025-10-28 | LV |  | DW01-Dawadmi Warehouse | 2025-11-16 | 2025-11-02 | 0
4500592686-[50] | 908333011 : RECLOSER:CIRCUIT,33 KV,3 P,60 HZ,170 KV | OVR | ROH | DMS 2121 2467-366 | SCREW SELF TAPPING TORX M6 X 12 | 240 | 240 | 0 | free_stock | 1-1-1-1 | inventory | 2025-10-28 | LV |  | DW01-Dawadmi Warehouse | 2025-11-16 | 2025-11-02 | 0
4500592686-[50] | 908333011 : RECLOSER:CIRCUIT,33 KV,3 P,60 HZ,170 KV | OVR | ROH | DMS 2126 2011-111 | NUT, HEX M3 | 840 | 840 | 0 | free_stock | R58-A-1-K017_SEP | inventory | 2025-10-28 | LV |  | DW01-Dawadmi Warehouse | 2025-11-16 | 2025-11-02 | 0
4500592686-[50] | 908333011 : RECLOSER:CIRCUIT,33 KV,3 P,60 HZ,170 KV | OVR | ROH | DMS 2126 2011-114 | NUT, HEX M5 | 480 | 480 | 0 | 6100K012B | 1-1-1-1 | inventory | 2025-10-28 | LV |  | DW01-Dawadmi Warehouse | 2025-11-16 | 2025-11-02 | 0
4500592686-[50] | 908333011 : RECLOSER:CIRCUIT,33 KV,3 P,60 HZ,170 KV | OVR | ROH | HBRDADNCBD1BFAE21G | RER615 2.0 - HBRDADNCBD1BFAE21G | 60 | 53 | 7 | free_stock | INC-1-1-K11A_SEP | inventory | 2025-10-28 | LV |  | DW01-Dawadmi Warehouse | 2025-11-16 | 2025-11-02 | 0
4500592686-[50] | 908333011 : RECLOSER:CIRCUIT,33 KV,3 P,60 HZ,170 KV | OVR | ROH | HBRDADNCBD1BFAE21G | RER615 2.0 - HBRDADNCBD1BFAE21G | 7 | 7 | 0 | free_stock | R14-N-1-K11A_SEP | inventory | 2025-10-28 | LV |  | DW01-Dawadmi Warehouse | 2025-11-16 | 2025-11-02 | 0
4500592686-[50] | 908333011 : RECLOSER:CIRCUIT,33 KV,3 P,60 HZ,170 KV | OVR | ROH | HDC 24B ABU | WEIDMUELLER_BASE 24 PIN | 60 | 60 | 0 | free_stock | R57-O-1-1 | inventory | 2025-10-28 | LV |  | DW01-Dawadmi Warehouse | 2025-11-16 | 2025-11-02 | 0
4500592686-[50] | 908333011 : RECLOSER:CIRCUIT,33 KV,3 P,60 HZ,170 KV | OVR | ROH | HDC HE 24 FS | WEIDMUELLER_FEMALE CONNECTOR 24 PIN | 60 | 60 | 0 | free_stock | R57-O-1-1 | inventory | 2025-10-28 | LV |  | DW01-Dawadmi Warehouse | 2025-11-16 | 2025-11-02 | 0
4500592686-[50] | 908333011 : RECLOSER:CIRCUIT,33 KV,3 P,60 HZ,170 KV | OVR | ROH | IN76350001-2 | APT_THERMOSTAT WITHOUT STEM,SETTING: 0-60 DEG.CENTIGRADE | 60 | 60 | 0 | 6100K006 | 1-1-1-1 | inventory | 2025-10-28 | LV |  | DW01-Dawadmi Warehouse | 2025-11-16 | 2025-11-02 | 0
4500592686-[50] | 908333011 : RECLOSER:CIRCUIT,33 KV,3 P,60 HZ,170 KV | OVR | ROH | KIT ACM T1-1 | Actuator - KIT ACM T1-1 (With EMI Filter) | 60 | 55 | 5 | free_stock | NEW.FLR-1-1-K11A_SEP | inventory | 2025-10-28 | LV |  | DW01-Dawadmi Warehouse | 2025-11-16 | 2025-11-02 | 0
4500592686-[50] | 908333011 : RECLOSER:CIRCUIT,33 KV,3 P,60 HZ,170 KV | OVR | ROH | KIT ACM T1-1 | Actuator - KIT ACM T1-1 (With EMI Filter) | 5 | 5 | 0 | free_stock | R59-G-1-K11A_SEP | inventory | 2025-10-28 | LV |  | DW01-Dawadmi Warehouse | 2025-11-16 | 2025-11-02 | 0
4500592686-[50] | 908333011 : RECLOSER:CIRCUIT,33 KV,3 P,60 HZ,170 KV | OVR | ROH | MMCM-C2/1 | CHINT_AC MINIATURE CIRCUIT BREAKER 1P 2A 10kA Curve C | 60 | 60 | 0 | 6100K006 | 1-1-1-1 | inventory | 2025-10-28 | LV |  | DW01-Dawadmi Warehouse | 2025-11-16 | 2025-11-02 | 0
4500592686-[50] | 908333011 : RECLOSER:CIRCUIT,33 KV,3 P,60 HZ,170 KV | OVR | ROH | MV-OHL-CPT-33KV-DP | Double Pole Control PT . Primary 33 kV : secondary 0.23kV, 200VA, Class 1. 700VAth .Frequency 60Hz .Out door type . Ambient 55 Degree C. Insulation level 36/95/200kV , Voltage factor :1.2Un Cont, As per IEC 61869-1&3 Class E.Primary terminal suitable for cable connection (clamp type) .Colour Grey for out door installation.Type test and routine test reports will be required .Laser printed name plate required. As per SEC Distribution standard Specification. | 60 | 49 | 11 | 6100K011B | 1-1-1-1 | inventory | 2025-10-28 | CPT |  | DW01-Dawadmi Warehouse | 2025-11-16 | 2025-11-02 | 0
4500592686-[50] | 908333011 : RECLOSER:CIRCUIT,33 KV,3 P,60 HZ,170 KV | OVR | ROH | MV-OHL-CPT-33KV-DP | Double Pole Control PT . Primary 33 kV : secondary 0.23kV, 200VA, Class 1. 700VAth .Frequency 60Hz .Out door type . Ambient 55 Degree C. Insulation level 36/95/200kV , Voltage factor :1.2Un Cont, As per IEC 61869-1&3 Class E.Primary terminal suitable for cable connection (clamp type) .Colour Grey for out door installation.Type test and routine test reports will be required .Laser printed name plate required. As per SEC Distribution standard Specification. | 11 | 11 | 0 | 6100K012B | 1-1-1-1 | inventory | 2025-10-28 | CPT |  | DW01-Dawadmi Warehouse | 2025-11-16 | 2025-11-02 | 0
4500592686-[50] | 908333011 : RECLOSER:CIRCUIT,33 KV,3 P,60 HZ,170 KV | OVR | ROH | MV2000-1685-06-W | WHITE TUBE, INNER DIA 3.5MM (1.5 WIRE) | 1200 | 1200 | 0 | 6100K013 | INC-1-1-MVBM_SEP | consumption | 2025-08-10 | LV |  | DW01-Dawadmi Warehouse | 2025-11-16 | 2025-11-02 | 0 | [5 empty] | Material Issue Order_MIO | 7982927
4500592686-[50] | 908333011 : RECLOSER:CIRCUIT,33 KV,3 P,60 HZ,170 KV | OVR | ROH | NB1-4DC 1P | Miniature Circuit Breaker, MCB, 4A, 1P, C Type, DC | 120 | 120 | 0 | 6100K006 | 1-1-1-1 | inventory | 2025-10-28 | LV |  | DW01-Dawadmi Warehouse | 2025-11-16 | 2025-11-02 | 0
4500592686-[50] | 908333011 : RECLOSER:CIRCUIT,33 KV,3 P,60 HZ,170 KV | OVR | ROH | NB1-4DC 2P | Miniature Circuit Breaker, MCB, 4A, 2P, C Type, DC | 60 | 60 | 0 | 6100K006 | 1-1-1-1 | inventory | 2025-10-28 | LV |  | DW01-Dawadmi Warehouse | 2025-11-16 | 2025-11-02 | 0
4500592686-[50] | 908333011 : RECLOSER:CIRCUIT,33 KV,3 P,60 HZ,170 KV | OVR | ROH | PL.AC30 | WZAZURE_PL.AC30 / THREE PIN SOCKET DIN RAIL MOUNTED | 60 | 60 | 0 | free_stock | R56-O-1-K017_SEP | inventory | 2025-10-28 | LV |  | DW01-Dawadmi Warehouse | 2025-11-16 | 2025-11-02 | 0
4500592686-[50] | 908333011 : RECLOSER:CIRCUIT,33 KV,3 P,60 HZ,170 KV | OVR | ROH | PXC-0311171 | FB 10- RTK/S - Screw bridge, pitch: 8.2 mm, number of positions: 10, color: silver | 300 | 285 | 15 | 6100K017 | R15-L-1-K12B_SEP | consumption | 2025-10-26 | LV |  | DW01-Dawadmi Warehouse | 2025-11-16 | 2025-11-02 | 0 | [5 empty] | Work in Process Pick | 8314311
4500592686-[50] | 908333011 : RECLOSER:CIRCUIT,33 KV,3 P,60 HZ,170 KV | OVR | ROH | PXC-3000834 | SCBI 10-6 W - Screw bridge, with spring washer and insulating collar, pitch: 6.2 mm, number of positions: 10, color: silver | 540 | 252 | 288 | 6100K011B | R15-B-1-K11A_SEP | consumption | 2025-10-19 | LV |  | DW01-Dawadmi Warehouse | 2025-11-16 | 2025-11-02 | 0 | [5 empty] | Work in Process Pick | 8171860
4500592686-[50] | 908333011 : RECLOSER:CIRCUIT,33 KV,3 P,60 HZ,170 KV | OVR | ROH | PXC-3000834 | SCBI 10-6 W - Screw bridge, with spring washer and insulating collar, pitch: 6.2 mm, number of positions: 10, color: silver | 288 | 28 | 260 | 6100K011B | R15-B-1-K11A_SEP | consumption | 2025-10-19 | LV |  | DW01-Dawadmi Warehouse | 2025-11-16 | 2025-11-02 | 0 | [5 empty] | Work in Process Pick | 8171863
4500592686-[50] | 908333011 : RECLOSER:CIRCUIT,33 KV,3 P,60 HZ,170 KV | OVR | ROH | PXC-3000834 | SCBI 10-6 W - Screw bridge, with spring washer and insulating collar, pitch: 6.2 mm, number of positions: 10, color: silver | 260 | 260 | 0 | 6100K008 | R15-B-1-K12B_SEP | consumption | 2025-10-25 | LV |  | DW01-Dawadmi Warehouse | 2025-11-16 | 2025-11-02 | 0 | [5 empty] | Work in Process Pick | 8292835
4500592686-[50] | 908333011 : RECLOSER:CIRCUIT,33 KV,3 P,60 HZ,170 KV | OVR | ROH | PXC-3022218 | CLIPFIX 35 - End bracket, Quick mounting end clamp for NS 35/7,5 DIN rail or NS 35/15 DIN rail, with marking option, width: 9.5 mm, color: gray | 300 | 235 | 65 | 6100K017 | R57-O-1-K11B_SEP | consumption | 2025-10-26 | LV |  | DW01-Dawadmi Warehouse | 2025-11-16 | 2025-11-02 | 0 | [5 empty] | Work in Process Pick | 8314277
4500592686-[50] | 908333011 : RECLOSER:CIRCUIT,33 KV,3 P,60 HZ,170 KV | OVR | ROH | PXC-3246966 | E/TB - End bracket, for assembly on NS 32 or NS 35/7.5 DIN rail | 540 | 540 | 0 |  | R56-I-1-K11B_SEP | consumption | 2025-10-19 | LV |  | DW01-Dawadmi Warehouse | 2025-11-16 | 2025-11-02 | 0 | [5 empty] | Material Transfer Order_MTO | 8182161
4500592686-[50] | 908333011 : RECLOSER:CIRCUIT,33 KV,3 P,60 HZ,170 KV | OVR | ROH | PXC.3246023 | PHOENIX CONTACT_TB 4 EI / SCREW TERMINAL, 2PTS, 4 SQMM GREY | 2400 | 2400 | 0 | 6100K007 | 1-1-1-1 | inventory | 2025-10-28 | LV |  | DW01-Dawadmi Warehouse | 2025-11-16 | 2025-11-02 | 0
4500592686-[50] | 908333011 : RECLOSER:CIRCUIT,33 KV,3 P,60 HZ,170 KV | OVR | ROH | PXC.5775287 | PHOENIX CONTACT_TB6-RTK-02 / DISCONNECT TERMINAL BLOCK 6 SQMM | 600 | 600 | 0 | free_stock | R14-S-1-K11A_SEP | inventory | 2025-10-28 | LV |  | DW01-Dawadmi Warehouse | 2025-11-16 | 2025-11-02 | 0
4500592686-[50] | 908333011 : RECLOSER:CIRCUIT,33 KV,3 P,60 HZ,170 KV | OVR | ROH | RH050 | VISHAY_HEATER RH050, 50W 4.7KOHM, 120-240V AC/DC | 60 | 60 | 0 | free_stock | R16-B-1-K12B_SEP | inventory | 2025-10-28 | LV |  | DW01-Dawadmi Warehouse | 2025-11-16 | 2025-11-02 | 0
4500592686-[50] | 908333011 : RECLOSER:CIRCUIT,33 KV,3 P,60 HZ,170 KV | OVR | ROH | RMU000000108 | Plain Washer M5 ¦ 9ABA450075F1003 ¦ Local | 240 | 240 | 0 | free_stock | R58-A-1-K11B_SEP | inventory | 2025-10-28 | LV |  | DW01-Dawadmi Warehouse | 2025-11-16 | 2025-11-02 | 0
4500592686-[50] | 908333011 : RECLOSER:CIRCUIT,33 KV,3 P,60 HZ,170 KV | OVR | ROH | SEP10052 | ‭DISCONNECTING TB FOR CT, OTTA 6-T, BOLT W/O SPRING/0790462/OTTA 6-T P/P‬ | 360 | 360 | 0 | 6100K012B | 1-1-1-1 | inventory | 2025-10-28 | LV |  | DW01-Dawadmi Warehouse | 2025-11-16 | 2025-11-02 | 0
4500592686-[50] | 908333011 : RECLOSER:CIRCUIT,33 KV,3 P,60 HZ,170 KV | OVR | ROH | SEP10120 | ‭TIE MOUNT FOR SPARE TIE/HC-102/HC-102‬ | 600 | 600 | 0 | free_stock | R58-R-1-K007_SEP | inventory | 2025-10-28 | LV |  | DW01-Dawadmi Warehouse | 2025-11-16 | 2025-11-02 | 0
4500592686-[50] | 908333011 : RECLOSER:CIRCUIT,33 KV,3 P,60 HZ,170 KV | OVR | ROH | SEP10128 | ‭DIN RAIL SLOTTED/35X15X1.5X2 - HOLE/DIN RAIL‬ | 30 | 30 | 0 | free_stock | R63-H-1-K11B_SEP | inventory | 2025-10-28 | LV |  | DW01-Dawadmi Warehouse | 2025-11-16 | 2025-11-02 | 0
4500592686-[50] | 908333011 : RECLOSER:CIRCUIT,33 KV,3 P,60 HZ,170 KV | OVR | ROH | SEP10481 | End Cover, D-URTK ¦ 310020 ¦ PHOENIX | 60 | 60 | 0 | free_stock | R59-G-1-MVBM_SEP | inventory | 2025-10-28 | LV |  | DW01-Dawadmi Warehouse | 2025-11-16 | 2025-11-02 | 0
4500592686-[50] | 908333011 : RECLOSER:CIRCUIT,33 KV,3 P,60 HZ,170 KV | OVR | ROH | SEP10555 | TB NUMBERING MARKER (BLANK), UCT-TM 6 / 0828736 | 600 | 600 | 0 | 6100K006 | 1-1-1-1 | inventory | 2025-10-28 | LV |  | DW01-Dawadmi Warehouse | 2025-11-16 | 2025-11-02 | 0
4500592686-[50] | 908333011 : RECLOSER:CIRCUIT,33 KV,3 P,60 HZ,170 KV | OVR | ROH | SEP10556 | TB NUMBERING MARKER (BLANK), UCT-TM 8 / 0828740 | 360 | 360 | 0 | 6100K006 | 1-1-1-1 | inventory | 2025-10-28 | LV |  | DW01-Dawadmi Warehouse | 2025-11-16 | 2025-11-02 | 0
4500592686-[50] | 908333011 : RECLOSER:CIRCUIT,33 KV,3 P,60 HZ,170 KV | OVR | ROH | SEP10962 | TB, Terminal block, plastic, for 2.5mm wires, 12 connections per set | 10 | 10 | 0 | 6100K006 | IFLR-1-1-K006_SEP | consumption | 2025-10-18 | LV |  | DW01-Dawadmi Warehouse | 2025-11-16 | 2025-11-02 | 0 | [5 empty] | Material Issue Order_MIO | 8162883
4500592686-[50] | 908333011 : RECLOSER:CIRCUIT,33 KV,3 P,60 HZ,170 KV | OVR | ROH | SEP11143 | Cable, Control, 1 CORE CU/PVC, 2.5 Sq.mm, Red, 105°, 600/1000V , 1 x 91.4 m | 18 | 18 | 0 | 6100KDP01 | R57-P-1-KDP1_SEP | consumption | 2025-06-28 | LV |  | DW01-Dawadmi Warehouse | 2025-11-16 | 2025-11-02 | 0 | [5 empty] | Miscellaneous issue | 6173890
4500592686-[50] | 908333011 : RECLOSER:CIRCUIT,33 KV,3 P,60 HZ,170 KV | OVR | ROH | SEP11146 | Cable, Control, 1 CORE CU/PVC, 2.5 Sq.mm, Black, 105°, 600/1000V , 1 x 91.4 m | 60 | 35 | 25 | 6100K007 | IFLR-1-1-MVBM_SEP | consumption | 2025-10-22 | LV |  | DW01-Dawadmi Warehouse | 2025-11-16 | 2025-11-02 | 0 | [5 empty] | Work in Process Pick | 8259880
4500592686-[50] | 908333011 : RECLOSER:CIRCUIT,33 KV,3 P,60 HZ,170 KV | OVR | ROH | SEP11146 | Cable, Control, 1 CORE CU/PVC, 2.5 Sq.mm, Black, 105°, 600/1000V , 1 x 91.4 m | 25 | 25 | 0 | 6100K008 | IFLR-1-1-MVBM_SEP | consumption | 2025-10-23 | LV |  | DW01-Dawadmi Warehouse | 2025-11-16 | 2025-11-02 | 0 | [5 empty] | Work in Process Pick | 8270466
4500592686-[50] | 908333011 : RECLOSER:CIRCUIT,33 KV,3 P,60 HZ,170 KV | OVR | ROH | SEP11151 | Cable, Control, 1 CORE CU/PVC, 2.5 Sq.mm Yellow/Green, 105°, 600/1000V , 1 x 91.4 m | 18 | 8.6 | 9.4 | 6100K008 | R14-J-1-MVBM_SEP | consumption | 2025-10-25 | LV |  | DW01-Dawadmi Warehouse | 2025-11-16 | 2025-11-02 | 0 | [5 empty] | Work in Process Pick | 8293113
4500592686-[50] | 908333011 : RECLOSER:CIRCUIT,33 KV,3 P,60 HZ,170 KV | OVR | ROH | SFB220A24H300 | BEB OR DFE_SFB220A24H300/24VDC / BATTERY CHARGER INPUT 220VAC,OUTPUT 24VDC | 60 | 60 | 0 | 6100K007 | 1-1-1-1 | inventory | 2025-10-28 | LV |  | DW01-Dawadmi Warehouse | 2025-11-16 | 2025-11-02 | 0
4500592686-[50] | 908333011 : RECLOSER:CIRCUIT,33 KV,3 P,60 HZ,170 KV | OVR | ROH | RMU000000124 | Warning label for charged capacitor ¦ 2REA026251P0001 ¦ Local | 60 | 56 | 4 | free_stock | INC-1-1-K11A_SEP | inventory | 2025-10-28 | LV | Automated: Replaced 2REA026251P0001 by RMU000000124. | DW01-Dawadmi Warehouse | 2025-11-16 | 2025-11-02 | 0
4500592686-[50] | 908333011 : RECLOSER:CIRCUIT,33 KV,3 P,60 HZ,170 KV | OVR | ROH | RMU000000124 | Warning label for charged capacitor ¦ 2REA026251P0001 ¦ Local | 4 | 4 | 0 | 6100K006 | 1-1-1-1 | inventory | 2025-10-28 | LV | Automated: Replaced 2REA026251P0001 by RMU000000124. | DW01-Dawadmi Warehouse | 2025-11-16 | 2025-11-02 | 0
4500592686-[50] | 908333011 : RECLOSER:CIRCUIT,33 KV,3 P,60 HZ,170 KV | OVR | ROH | RMU000000120 | SEC Logo (Alminum 136x76) ¦ 9ABA450075F1015 ¦ Local | 60 | 60 | 0 | free_stock | INC-1-1-K11A_SEP | inventory | 2025-10-28 | LV | Automated: Replaced 9ABA450075F1015 by RMU000000120. | DW01-Dawadmi Warehouse | 2025-11-16 | 2025-11-02 | 0
4500592686-[50] | 908333011 : RECLOSER:CIRCUIT,33 KV,3 P,60 HZ,170 KV | OVR | ROH | RMU000000121 | Danger Sign (Alminum 136x76) ¦ 9ABA450075F1016 ¦ Local | 60 | 60 | 0 | free_stock | INC-1-1-K017_SEP | inventory | 2025-10-28 | LV | Automated: Replaced 9ABA450075F1016 by RMU000000121. | DW01-Dawadmi Warehouse | 2025-11-16 | 2025-11-02 | 0
4500592686-[50] | 908333011 : RECLOSER:CIRCUIT,33 KV,3 P,60 HZ,170 KV | OVR | ROH | RMU000000122 | OVR SEP Branding Label ¦ 9ABA450075F1017 ¦ Local | 60 | 56 | 4 | free_stock | INC-1-1-K11A_SEP | inventory | 2025-10-28 | LV | Automated: Replaced 9ABA450075F1017 by RMU000000122. | DW01-Dawadmi Warehouse | 2025-11-16 | 2025-11-02 | 0
4500592686-[50] | 908333011 : RECLOSER:CIRCUIT,33 KV,3 P,60 HZ,170 KV | OVR | ROH | RMU000000122 | OVR SEP Branding Label ¦ 9ABA450075F1017 ¦ Local | 4 | 4 | 0 | 6100K006 | 1-1-1-1 | inventory | 2025-10-28 | LV | Automated: Replaced 9ABA450075F1017 by RMU000000122. | DW01-Dawadmi Warehouse | 2025-11-16 | 2025-11-02 | 0
4500592686-[50] | 908333011 : RECLOSER:CIRCUIT,33 KV,3 P,60 HZ,170 KV | OVR | ROH | RMU000000125 | Warning Sign for External Batteries (Alminum 136x76) ¦ 9ABA450075F1019 ¦ Local | 60 | 40 | 20 | free_stock | WH2-1-1-K11A_SEP | inventory | 2025-10-28 | LV | Automated: Replaced 9ABA450075F1019 by RMU000000125. | DW01-Dawadmi Warehouse | 2025-11-16 | 2025-11-02 | 0
4500592686-[50] | 908333011 : RECLOSER:CIRCUIT,33 KV,3 P,60 HZ,170 KV | OVR | ROH | RMU000000125 | Warning Sign for External Batteries (Alminum 136x76) ¦ 9ABA450075F1019 ¦ Local | 20 | 20 | 0 | free_stock | WH2-1-1-K006_SEP | inventory | 2025-10-28 | LV | Automated: Replaced 9ABA450075F1019 by RMU000000125. | DW01-Dawadmi Warehouse | 2025-11-16 | 2025-11-02 | 0
4500592686-[50] | 908333011 : RECLOSER:CIRCUIT,33 KV,3 P,60 HZ,170 KV | OVR | ROH | RMU000000126 | OVR Manually Tripped Position Label (Traffolyte lite) ¦ 9ABA450075F1020 ¦ Local | 60 | 56 | 4 | free_stock | INC-1-1-K11A_SEP | inventory | 2025-10-28 | LV | Automated: Replaced 9ABA450075F1020 by RMU000000126. | DW01-Dawadmi Warehouse | 2025-11-16 | 2025-11-02 | 0
4500592686-[50] | 908333011 : RECLOSER:CIRCUIT,33 KV,3 P,60 HZ,170 KV | OVR | ROH | RMU000000126 | OVR Manually Tripped Position Label (Traffolyte lite) ¦ 9ABA450075F1020 ¦ Local | 4 | 4 | 0 | 6100K006 | 1-1-1-1 | inventory | 2025-10-28 | LV | Automated: Replaced 9ABA450075F1020 by RMU000000126. | DW01-Dawadmi Warehouse | 2025-11-16 | 2025-11-02 | 0
4500592686-[50] | 908333011 : RECLOSER:CIRCUIT,33 KV,3 P,60 HZ,170 KV | OVR | ROH | RMU000000127 | OVR Stud Grounding Mark Label (Alminum) ¦ 9ABA450075F1021 ¦ Local | 120 | 112 | 8 | free_stock | INC-1-1-K11A_SEP | inventory | 2025-10-28 | LV | Automated: Replaced 9ABA450075F1021 by RMU000000127. | DW01-Dawadmi Warehouse | 2025-11-16 | 2025-11-02 | 0
4500592686-[50] | 908333011 : RECLOSER:CIRCUIT,33 KV,3 P,60 HZ,170 KV | OVR | ROH | RMU000000127 | OVR Stud Grounding Mark Label (Alminum) ¦ 9ABA450075F1021 ¦ Local | 8 | 8 | 0 | 6100K006 | 1-1-1-1 | inventory | 2025-10-28 | LV | Automated: Replaced 9ABA450075F1021 by RMU000000127. | DW01-Dawadmi Warehouse | 2025-11-16 | 2025-11-02 | 0
4500592686-[50] | 908333011 : RECLOSER:CIRCUIT,33 KV,3 P,60 HZ,170 KV | OVR | ROH | MV-CPT -CABL-ASSY | Cable Assembly - Outdoor flexible cable Black PVC 450/750 V, 95 °C heat & flame retardent, stranded annealed copper conductor, 4Cx 2.5 mm² of length 12 meter with connector type HQ-005-M (male connector) with H3A-MTG-M20 (hood) and DLX-M20 (gland) with H3A-KDBP (cover) terminated on one end (opposite end do not require processing), with steel cable tags on both cable ends, cable tag text "CPT cable" and loose supply of 1 base type H3A-MAG (base) with HQ-005-F (female connector) and H3A-KDTP (cover) - Used for OVR/LBS/Sectionalizer CPT connection | 60 | 49 | 11 | 6100K011B | 1-1-1-1 | inventory | 2025-10-28 | Cable |  | DW01-Dawadmi Warehouse | 2025-11-16 | 2025-11-02 | 0
4500592686-[50] | 908333011 : RECLOSER:CIRCUIT,33 KV,3 P,60 HZ,170 KV | OVR | ROH | MV-CPT -CABL-ASSY | Cable Assembly - Outdoor flexible cable Black PVC 450/750 V, 95 °C heat & flame retardent, stranded annealed copper conductor, 4Cx 2.5 mm² of length 12 meter with connector type HQ-005-M (male connector) with H3A-MTG-M20 (hood) and DLX-M20 (gland) with H3A-KDBP (cover) terminated on one end (opposite end do not require processing), with steel cable tags on both cable ends, cable tag text "CPT cable" and loose supply of 1 base type H3A-MAG (base) with HQ-005-F (female connector) and H3A-KDTP (cover) - Used for OVR/LBS/Sectionalizer CPT connection | 11 | 11 | 0 | 6100K012B | 1-1-1-1 | inventory | 2025-10-28 | Cable |  | DW01-Dawadmi Warehouse | 2025-11-16 | 2025-11-02 | 0
4500592686-[60] | 908305009 : SWITCH,DISC,OVRHD,ABS,60HZ FREQ,200KV | LBS | ROH | 13-B100DY | GREEN PUSH BOTTON WITH START ADAPTER | 449 | 383 | 66 | 6100K013 | R57-G-1-1 | inventory | 2025-10-28 | LV |  | RY01-Riyadh Central Warehouse | 2025-11-30 | 2025-11-16 | 0
4500592686-[60] | 908305009 : SWITCH,DISC,OVRHD,ABS,60HZ FREQ,200KV | LBS | ROH | 13-B100DY | GREEN PUSH BOTTON WITH START ADAPTER | 66 | 66 | 0 | free_stock | R57-O-1-K11B_SEP | inventory | 2025-10-28 | LV |  | RY01-Riyadh Central Warehouse | 2025-11-30 | 2025-11-16 | 0
4500592686-[60] | 908305009 : SWITCH,DISC,OVRHD,ABS,60HZ FREQ,200KV | LBS | ROH | 13-B200DK | RED PUSH BOTTON WITH ADAPTER STOP | 449 | 449 | 0 | free_stock | R56-J-1-1 | inventory | 2025-10-28 | LV |  | RY01-Riyadh Central Warehouse | 2025-11-30 | 2025-11-16 | 0
4500592686-[60] | 908305009 : SWITCH,DISC,OVRHD,ABS,60HZ FREQ,200KV | LBS | ROH | 13-B3 | BA9S ILLUMINATION CONTACT BLOCK HOLDER | 898 | 898 | 0 | free_stock | R57-O-1-1 | inventory | 2025-10-28 | LV |  | RY01-Riyadh Central Warehouse | 2025-11-30 | 2025-11-16 | 0
4500592686-[60] | 908305009 : SWITCH,DISC,OVRHD,ABS,60HZ FREQ,200KV | LBS | ROH | 13-LED24K | 24V BA9S LED LAMP RED | 449 | 408 | 41 | free_stock | R57-G-1-1 | inventory | 2025-10-28 | LV |  | RY01-Riyadh Central Warehouse | 2025-11-30 | 2025-11-16 | 0
4500592686-[60] | 908305009 : SWITCH,DISC,OVRHD,ABS,60HZ FREQ,200KV | LBS | ROH | 13-LED24K | 24V BA9S LED LAMP RED | 41 | 41 | 0 | 6100K013 | R57-G-1-1 | inventory | 2025-10-28 | LV |  | RY01-Riyadh Central Warehouse | 2025-11-30 | 2025-11-16 | 0
4500592686-[60] | 908305009 : SWITCH,DISC,OVRHD,ABS,60HZ FREQ,200KV | LBS | ROH | 13-LED24Y | 24V BA9S LED LAMP GREEN | 449 | 442 | 7 | 6100K013 | R57-G-1-1 | inventory | 2025-10-28 | LV |  | RY01-Riyadh Central Warehouse | 2025-11-30 | 2025-11-16 | 0
4500592686-[60] | 908305009 : SWITCH,DISC,OVRHD,ABS,60HZ FREQ,200KV | LBS | ROH | 13-LED24Y | 24V BA9S LED LAMP GREEN | 7 | 7 | 0 | free_stock | R57-G-1-1 | inventory | 2025-10-28 | LV |  | RY01-Riyadh Central Warehouse | 2025-11-30 | 2025-11-16 | 0
4500592686-[60] | 908305009 : SWITCH,DISC,OVRHD,ABS,60HZ FREQ,200KV | LBS | ROH | 13-MBSD24S | INDICATION LIGHT YELLOW 24V AC/DC | 449 | 175 | 274 | free_stock | R57-O-1-1 | inventory | 2025-10-28 | LV |  | RY01-Riyadh Central Warehouse | 2025-11-30 | 2025-11-16 | 0
4500592686-[60] | 908305009 : SWITCH,DISC,OVRHD,ABS,60HZ FREQ,200KV | LBS | ROH | 13-MBSD24S | INDICATION LIGHT YELLOW 24V AC/DC | 274 | 142 | 132 | 6100K013 | R57-O-1-1 | inventory | 2025-10-28 | LV |  | RY01-Riyadh Central Warehouse | 2025-11-30 | 2025-11-16 | 0
4500592686-[60] | 908305009 : SWITCH,DISC,OVRHD,ABS,60HZ FREQ,200KV | LBS | ROH | 13-MBSD24S | INDICATION LIGHT YELLOW 24V AC/DC | 132 | 127 | 5 | 6100K006 | 1-1-1-1 | inventory | 2025-10-28 | LV |  | RY01-Riyadh Central Warehouse | 2025-11-30 | 2025-11-16 | 0
4500592686-[60] | 908305009 : SWITCH,DISC,OVRHD,ABS,60HZ FREQ,200KV | LBS | ROH | 13-MBSD24S | INDICATION LIGHT YELLOW 24V AC/DC | 5 | 5 | 0 | 6100K012B | 1-1-1-1 | inventory | 2025-10-28 | LV |  | RY01-Riyadh Central Warehouse | 2025-11-30 | 2025-11-16 | 0
4500592686-[60] | 908305009 : SWITCH,DISC,OVRHD,ABS,60HZ FREQ,200KV | LBS | ROH | LL10-W | ABB_LL10-W / LL10-W, AC/DC90-264V 50/60HZ | 449 | 127 | 322 | free_stock | R15-I-1-K017_SEP | inventory | 2025-10-28 | LV | Automated: Replaced 1YAB53301XIX0000 by LL10-W. | RY01-Riyadh Central Warehouse | 2025-11-30 | 2025-11-16 | 0
4500592686-[60] | 908305009 : SWITCH,DISC,OVRHD,ABS,60HZ FREQ,200KV | LBS | ROH | LL10-W | ABB_LL10-W / LL10-W, AC/DC90-264V 50/60HZ | 322 | 104 | 218 | free_stock | R15-T-1-K006_SEP | inventory | 2025-10-28 | LV | Automated: Replaced 1YAB53301XIX0000 by LL10-W. | RY01-Riyadh Central Warehouse | 2025-11-30 | 2025-11-16 | 0
4500592686-[60] | 908305009 : SWITCH,DISC,OVRHD,ABS,60HZ FREQ,200KV | LBS | ROH | LL10-W | ABB_LL10-W / LL10-W, AC/DC90-264V 50/60HZ | 218 | 103 | 115 | free_stock | 1-1-1-1 | inventory | 2025-10-28 | LV | Automated: Replaced 1YAB53301XIX0000 by LL10-W. | RY01-Riyadh Central Warehouse | 2025-11-30 | 2025-11-16 | 0
4500592686-[60] | 908305009 : SWITCH,DISC,OVRHD,ABS,60HZ FREQ,200KV | LBS | ROH | LL10-W | ABB_LL10-W / LL10-W, AC/DC90-264V 50/60HZ | 115 | 83 | 32 | 6100K006 | 1-1-1-1 | inventory | 2025-10-28 | LV | Automated: Replaced 1YAB53301XIX0000 by LL10-W. | RY01-Riyadh Central Warehouse | 2025-11-30 | 2025-11-16 | 0
4500592686-[60] | 908305009 : SWITCH,DISC,OVRHD,ABS,60HZ FREQ,200KV | LBS | ROH | LL10-W | ABB_LL10-W / LL10-W, AC/DC90-264V 50/60HZ | 32 | 32 | 0 | 6100K012B | 1-1-1-1 | inventory | 2025-10-28 | LV | Automated: Replaced 1YAB53301XIX0000 by LL10-W. | RY01-Riyadh Central Warehouse | 2025-11-30 | 2025-11-16 | 0
4500592686-[60] | 908305009 : SWITCH,DISC,OVRHD,ABS,60HZ FREQ,200KV | LBS | ROH | RMU000000260 | Parition, Terminal, Current, D-OTTA6-T ¦ 0790459 ¦ PHOENIX | 449 | 449 | 0 | 6100K013 | R53-R-1-K013_SEP | inventory | 2025-10-28 | LV | Automated: Replaced 1YAB5355CAB0000 by RMU000000260. | RY01-Riyadh Central Warehouse | 2025-11-30 | 2025-11-16 | 0
4500592686-[60] | 908305009 : SWITCH,DISC,OVRHD,ABS,60HZ FREQ,200KV | LBS | ROH | 1YAB5355DXB0000 | Marker, Terminal Strip, KLM-A ¦ 1004348 ¦ PHOENIX | 2245 | 1020 | 1225 | free_stock | R59-G-1-MVBM_SEP | inventory | 2025-10-28 | LV |  | RY01-Riyadh Central Warehouse | 2025-11-30 | 2025-11-16 | 0
4500592686-[60] | 908305009 : SWITCH,DISC,OVRHD,ABS,60HZ FREQ,200KV | LBS | ROH | 1YAB5355DXB0000 | Marker, Terminal Strip, KLM-A ¦ 1004348 ¦ PHOENIX | 1225 | 1000 | 225 | 6100K017 | R59-G-1-MVBM_SEP | inventory | 2025-10-28 | LV |  | RY01-Riyadh Central Warehouse | 2025-11-30 | 2025-11-16 | 0
4500592686-[60] | 908305009 : SWITCH,DISC,OVRHD,ABS,60HZ FREQ,200KV | LBS | ROH | 1YAB5355DXB0000 | Marker, Terminal Strip, KLM-A ¦ 1004348 ¦ PHOENIX | 225 | 225 | 0 | free_stock | 1-1-1-1 | inventory | 2025-10-28 | LV |  | RY01-Riyadh Central Warehouse | 2025-11-30 | 2025-11-16 | 0
4500592686-[60] | 908305009 : SWITCH,DISC,OVRHD,ABS,60HZ FREQ,200KV | LBS | ROH | 205036416 | Flat Washersφ4 | 2694 | 246 | 2448 | free_stock | R58-A-1-K008_SEP | inventory | 2025-10-28 | LV |  | RY01-Riyadh Central Warehouse | 2025-11-30 | 2025-11-16 | 0
4500592686-[60] | 908305009 : SWITCH,DISC,OVRHD,ABS,60HZ FREQ,200KV | LBS | ROH | 205036416 | Flat Washersφ4 | 2448 | 240 | 2208 | 6100KDP02 | BOX1-1-1-K013_SEP | inventory | 2025-10-28 | LV |  | RY01-Riyadh Central Warehouse | 2025-11-30 | 2025-11-16 | 0
4500592686-[60] | 908305009 : SWITCH,DISC,OVRHD,ABS,60HZ FREQ,200KV | LBS | ROH | 205036416 | Flat Washersφ4 | 2208 | 210 | 1998 | 6100K013 | PLT1-1-1-K013_SEP | inventory | 2025-10-28 | LV |  | RY01-Riyadh Central Warehouse | 2025-11-30 | 2025-11-16 | 0
4500592686-[60] | 908305009 : SWITCH,DISC,OVRHD,ABS,60HZ FREQ,200KV | LBS | ROH | 205036416 | Flat Washersφ4 | 1998 | 72 | 1926 | 6100K013 | R61-G-1-KDP2_SEP | inventory | 2025-10-28 | LV |  | RY01-Riyadh Central Warehouse | 2025-11-30 | 2025-11-16 | 0
4500592686-[60] | 908305009 : SWITCH,DISC,OVRHD,ABS,60HZ FREQ,200KV | LBS | ROH | 205036416 | Flat Washersφ4 | 1926 | 66 | 1860 | free_stock | 1-1-1-1 | inventory | 2025-10-28 | LV |  | RY01-Riyadh Central Warehouse | 2025-11-30 | 2025-11-16 | 0
4500592686-[60] | 908305009 : SWITCH,DISC,OVRHD,ABS,60HZ FREQ,200KV | LBS | ROH | 205036416 | Flat Washersφ4 | 1860 | 60 | 1800 | free_stock | R58-A-1-K010_SEP | inventory | 2025-10-28 | LV |  | RY01-Riyadh Central Warehouse | 2025-11-30 | 2025-11-16 | 0
4500592686-[60] | 908305009 : SWITCH,DISC,OVRHD,ABS,60HZ FREQ,200KV | LBS | ROH | 205036416 | Flat Washersφ4 | 1800 | 60 | 1740 | free_stock | R58-A-1-K12A_SEP | inventory | 2025-10-28 | LV |  | RY01-Riyadh Central Warehouse | 2025-11-30 | 2025-11-16 | 0
4500592686-[60] | 908305009 : SWITCH,DISC,OVRHD,ABS,60HZ FREQ,200KV | LBS | ROH | 205036416 | Flat Washersφ4 | 1740 | 1740 | 0 | 6100K013 | 1-1-1-1 | consumption | 2025-11-09 | LV |  | RY01-Riyadh Central Warehouse | 2025-11-30 | 2025-11-16 | 0 | [5 empty] | Work in Process Material Issue | 7227568
4500592686-[60] | 908305009 : SWITCH,DISC,OVRHD,ABS,60HZ FREQ,200KV | LBS | ROH | 205041920 | Flat Washersφ6 | 1796 | 1508 | 288 | free_stock | 1-1-1-1 | inventory | 2025-10-28 | LV |  | RY01-Riyadh Central Warehouse | 2025-11-30 | 2025-11-16 | 0
4500592686-[60] | 908305009 : SWITCH,DISC,OVRHD,ABS,60HZ FREQ,200KV | LBS | ROH | 205041920 | Flat Washersφ6 | 288 | 288 | 0 | 6100K007 | 1-1-1-1 | inventory | 2025-10-28 | LV |  | RY01-Riyadh Central Warehouse | 2025-11-30 | 2025-11-16 | 0
4500592686-[60] | 908305009 : SWITCH,DISC,OVRHD,ABS,60HZ FREQ,200KV | LBS | ROH | 208004917 | 4G Communication Module, Make: China inhand, ,Ord:: Inhand IR302-FQ58 with Mushroom Antenna | 449 | 150 | 299 | 6100K007 | 1-1-1-1 | inventory | 2025-10-28 | LV |  | RY01-Riyadh Central Warehouse | 2025-11-30 | 2025-11-16 | 0
4500592686-[60] | 908305009 : SWITCH,DISC,OVRHD,ABS,60HZ FREQ,200KV | LBS | ROH | 208004917 | 4G Communication Module, Make: China inhand, ,Ord:: Inhand IR302-FQ58 with Mushroom Antenna | 299 | 146 | 153 | free_stock | INC-1-1-K11A_SEP | inventory | 2025-10-28 | LV |  | RY01-Riyadh Central Warehouse | 2025-11-30 | 2025-11-16 | 0
4500592686-[60] | 908305009 : SWITCH,DISC,OVRHD,ABS,60HZ FREQ,200KV | LBS | ROH | 208004917 | 4G Communication Module, Make: China inhand, ,Ord:: Inhand IR302-FQ58 with Mushroom Antenna | 153 | 131 | 22 | 6100K006 | 1-1-1-1 | inventory | 2025-10-28 | LV |  | RY01-Riyadh Central Warehouse | 2025-11-30 | 2025-11-16 | 0
4500592686-[60] | 908305009 : SWITCH,DISC,OVRHD,ABS,60HZ FREQ,200KV | LBS | ROH | 208004917 | 4G Communication Module, Make: China inhand, ,Ord:: Inhand IR302-FQ58 with Mushroom Antenna | 22 | 22 | 0 | free_stock | 1-1-1-1 | inventory | 2025-10-28 | LV |  | RY01-Riyadh Central Warehouse | 2025-11-30 | 2025-11-16 | 0
4500592686-[60] | 908305009 : SWITCH,DISC,OVRHD,ABS,60HZ FREQ,200KV | LBS | ROH | SEP30183 | Nut, G.I, M6 | 1796 | 336 | 1460 | 6070T034 | PLT4-1-1-MBM_ISKAN | consumption | 2025-08-20 | LV | Automated: Replaced 211002077 by SEP30698. Automated: Replaced SEP30698 by SEP10851. Automated: Replaced SEP10851 by SEP30183. | RY01-Riyadh Central Warehouse | 2025-11-30 | 2025-11-16 | 0 | [5 empty] | Material Issue Order_MIO | 6694241
4500592686-[60] | 908305009 : SWITCH,DISC,OVRHD,ABS,60HZ FREQ,200KV | LBS | ROH | SEP30183 | Nut, G.I, M6 | 1460 | 650 | 810 | 6010J577 | PLT4-1-1-MBM_ISKAN | consumption | 2025-08-25 | LV | Automated: Replaced 211002077 by SEP30698. Automated: Replaced SEP30698 by SEP10851. Automated: Replaced SEP10851 by SEP30183. | RY01-Riyadh Central Warehouse | 2025-11-30 | 2025-11-16 | 0 | [5 empty] | Material Issue Order_MIO | 6782240
4500592686-[60] | 908305009 : SWITCH,DISC,OVRHD,ABS,60HZ FREQ,200KV | LBS | ROH | SEP30183 | Nut, G.I, M6 | 810 | 40 | 770 | 6010J584 | PLT4-1-1-MBM_ISKAN | consumption | 2025-08-25 | LV | Automated: Replaced 211002077 by SEP30698. Automated: Replaced SEP30698 by SEP10851. Automated: Replaced SEP10851 by SEP30183. | RY01-Riyadh Central Warehouse | 2025-11-30 | 2025-11-16 | 0 | [5 empty] | Material Issue Order_MIO | 6782173
4500592686-[60] | 908305009 : SWITCH,DISC,OVRHD,ABS,60HZ FREQ,200KV | LBS | ROH | SEP30183 | Nut, G.I, M6 | 770 | 40 | 730 | 6010J592 | PLT4-1-1-MBM_ISKAN | consumption | 2025-08-25 | LV | Automated: Replaced 211002077 by SEP30698. Automated: Replaced SEP30698 by SEP10851. Automated: Replaced SEP10851 by SEP30183. | RY01-Riyadh Central Warehouse | 2025-11-30 | 2025-11-16 | 0 | [5 empty] | Material Issue Order_MIO | 6782186
4500592686-[60] | 908305009 : SWITCH,DISC,OVRHD,ABS,60HZ FREQ,200KV | LBS | ROH | SEP30183 | Nut, G.I, M6 | 730 | 730 | 0 |  | R34-A-1-MVBM_SEP | consumption | 2025-10-26 | LV | Automated: Replaced 211002077 by SEP30698. Automated: Replaced SEP30698 by SEP10851. Automated: Replaced SEP10851 by SEP30183. | RY01-Riyadh Central Warehouse | 2025-11-30 | 2025-11-16 | 0 | [5 empty] | Miscellaneous issue | 8326282
4500592686-[60] | 908305009 : SWITCH,DISC,OVRHD,ABS,60HZ FREQ,200KV | LBS | ROH | 6-CNFJ-22 | ZHE_6-CNFJ-22 / 12V 22Ah STORAGE BATTERY | 898 | 236 | 662 | 6100K012B | 1-1-1-1 | inventory | 2025-10-28 | LV |  | RY01-Riyadh Central Warehouse | 2025-11-30 | 2025-11-16 | 0
4500592686-[60] | 908305009 : SWITCH,DISC,OVRHD,ABS,60HZ FREQ,200KV | LBS | ROH | 6-CNFJ-22 | ZHE_6-CNFJ-22 / 12V 22Ah STORAGE BATTERY | 662 | 226 | 436 | free_stock | 1-1-1-1 | inventory | 2025-10-28 | LV |  | RY01-Riyadh Central Warehouse | 2025-11-30 | 2025-11-16 | 0
4500592686-[60] | 908305009 : SWITCH,DISC,OVRHD,ABS,60HZ FREQ,200KV | LBS | ROH | 6-CNFJ-22 | ZHE_6-CNFJ-22 / 12V 22Ah STORAGE BATTERY | 436 | 180 | 256 | 6100K007 | 1-1-1-1 | inventory | 2025-10-28 | LV |  | RY01-Riyadh Central Warehouse | 2025-11-30 | 2025-11-16 | 0
4500592686-[60] | 908305009 : SWITCH,DISC,OVRHD,ABS,60HZ FREQ,200KV | LBS | ROH | 6-CNFJ-22 | ZHE_6-CNFJ-22 / 12V 22Ah STORAGE BATTERY | 256 | 166 | 90 | 6100K006 | 1-1-1-1 | inventory | 2025-10-28 | LV |  | RY01-Riyadh Central Warehouse | 2025-11-30 | 2025-11-16 | 0
4500592686-[60] | 908305009 : SWITCH,DISC,OVRHD,ABS,60HZ FREQ,200KV | LBS | ROH | 6-CNFJ-22 | ZHE_6-CNFJ-22 / 12V 22Ah STORAGE BATTERY | 90 | 90 | 0 | free_stock | INC-1-1-K017_SEP | inventory | 2025-10-28 | LV |  | RY01-Riyadh Central Warehouse | 2025-11-30 | 2025-11-16 | 0
4500592686-[60] | 908305009 : SWITCH,DISC,OVRHD,ABS,60HZ FREQ,200KV | LBS | ROH | RMU000000106 | BOLT SOCKET CAP HEAD M5x60 ¦ 9ABA450075F1001 ¦ Local | 1796 | 636 | 1160 | 6100K006 | 1-1-1-1 | inventory | 2025-10-28 | LV | Automated: Replaced 9ABA450075F1001 by RMU000000106. | RY01-Riyadh Central Warehouse | 2025-11-30 | 2025-11-16 | 0
4500592686-[60] | 908305009 : SWITCH,DISC,OVRHD,ABS,60HZ FREQ,200KV | LBS | ROH | RMU000000106 | BOLT SOCKET CAP HEAD M5x60 ¦ 9ABA450075F1001 ¦ Local | 1160 | 624 | 536 | free_stock | R58-A-1-K11A_SEP | inventory | 2025-10-28 | LV | Automated: Replaced 9ABA450075F1001 by RMU000000106. | RY01-Riyadh Central Warehouse | 2025-11-30 | 2025-11-16 | 0
4500592686-[60] | 908305009 : SWITCH,DISC,OVRHD,ABS,60HZ FREQ,200KV | LBS | ROH | RMU000000106 | BOLT SOCKET CAP HEAD M5x60 ¦ 9ABA450075F1001 ¦ Local | 536 | 536 | 0 | free_stock | PLT-1-1-K11B_SEP | inventory | 2025-10-28 | LV | Automated: Replaced 9ABA450075F1001 by RMU000000106. | RY01-Riyadh Central Warehouse | 2025-11-30 | 2025-11-16 | 0
4500592686-[60] | 908305009 : SWITCH,DISC,OVRHD,ABS,60HZ FREQ,200KV | LBS | ROH | RMU000000107 | Bush Inner Dia 7x49 ¦ 9ABA450075F1002 ¦ Local | 1796 | 496 | 1300 | free_stock | R58-A-1-K11B_SEP | inventory | 2025-10-28 | LV | Automated: Replaced 9ABA450075F1002 by RMU000000107. | RY01-Riyadh Central Warehouse | 2025-11-30 | 2025-11-16 | 0
4500592686-[60] | 908305009 : SWITCH,DISC,OVRHD,ABS,60HZ FREQ,200KV | LBS | ROH | RMU000000107 | Bush Inner Dia 7x49 ¦ 9ABA450075F1002 ¦ Local | 1300 | 488 | 812 | 6100K012B | 1-1-1-1 | inventory | 2025-10-28 | LV | Automated: Replaced 9ABA450075F1002 by RMU000000107. | RY01-Riyadh Central Warehouse | 2025-11-30 | 2025-11-16 | 0
4500592686-[60] | 908305009 : SWITCH,DISC,OVRHD,ABS,60HZ FREQ,200KV | LBS | ROH | RMU000000107 | Bush Inner Dia 7x49 ¦ 9ABA450075F1002 ¦ Local | 812 | 380 | 432 | free_stock | 1-1-1-1 | inventory | 2025-10-28 | LV | Automated: Replaced 9ABA450075F1002 by RMU000000107. | RY01-Riyadh Central Warehouse | 2025-11-30 | 2025-11-16 | 0
4500592686-[60] | 908305009 : SWITCH,DISC,OVRHD,ABS,60HZ FREQ,200KV | LBS | ROH | RMU000000107 | Bush Inner Dia 7x49 ¦ 9ABA450075F1002 ¦ Local | 432 | 360 | 72 | 6100K007 | 1-1-1-1 | inventory | 2025-10-28 | LV | Automated: Replaced 9ABA450075F1002 by RMU000000107. | RY01-Riyadh Central Warehouse | 2025-11-30 | 2025-11-16 | 0
4500592686-[60] | 908305009 : SWITCH,DISC,OVRHD,ABS,60HZ FREQ,200KV | LBS | ROH | RMU000000107 | Bush Inner Dia 7x49 ¦ 9ABA450075F1002 ¦ Local | 72 | 72 | 0 | free_stock | PLT-1-1-K017_SEP | inventory | 2025-10-28 | LV | Automated: Replaced 9ABA450075F1002 by RMU000000107. | RY01-Riyadh Central Warehouse | 2025-11-30 | 2025-11-16 | 0
4500592686-[60] | 908305009 : SWITCH,DISC,OVRHD,ABS,60HZ FREQ,200KV | LBS | ROH | RMU000000109 | BOLT SOCKET CAP HEAD M5x20 ¦ 9ABA450075F1004 ¦ Local | 4490 | 1290 | 3200 | 6100K007 | 1-1-1-1 | inventory | 2025-10-28 | LV | Automated: Replaced 9ABA450075F1004 by RMU000000109. | RY01-Riyadh Central Warehouse | 2025-11-30 | 2025-11-16 | 0
4500592686-[60] | 908305009 : SWITCH,DISC,OVRHD,ABS,60HZ FREQ,200KV | LBS | ROH | RMU000000109 | BOLT SOCKET CAP HEAD M5x20 ¦ 9ABA450075F1004 ¦ Local | 3200 | 1210 | 1990 | free_stock | R58-A-1-K11B_SEP | inventory | 2025-10-28 | LV | Automated: Replaced 9ABA450075F1004 by RMU000000109. | RY01-Riyadh Central Warehouse | 2025-11-30 | 2025-11-16 | 0
4500592686-[60] | 908305009 : SWITCH,DISC,OVRHD,ABS,60HZ FREQ,200KV | LBS | ROH | RMU000000109 | BOLT SOCKET CAP HEAD M5x20 ¦ 9ABA450075F1004 ¦ Local | 1990 | 1040 | 950 | 6100K012B | 1-1-1-1 | inventory | 2025-10-28 | LV | Automated: Replaced 9ABA450075F1004 by RMU000000109. | RY01-Riyadh Central Warehouse | 2025-11-30 | 2025-11-16 | 0
4500592686-[60] | 908305009 : SWITCH,DISC,OVRHD,ABS,60HZ FREQ,200KV | LBS | ROH | RMU000000109 | BOLT SOCKET CAP HEAD M5x20 ¦ 9ABA450075F1004 ¦ Local | 950 | 950 | 0 | free_stock | R58-A-1-K12B_SEP | inventory | 2025-10-28 | LV | Automated: Replaced 9ABA450075F1004 by RMU000000109. | RY01-Riyadh Central Warehouse | 2025-11-30 | 2025-11-16 | 0
4500592686-[60] | 908305009 : SWITCH,DISC,OVRHD,ABS,60HZ FREQ,200KV | LBS | ROH | RMU000000110 | BOLT SOCKET CAP HEAD M4x45 ¦ 9ABA450075F1005 ¦ Local | 898 | 258 | 640 | free_stock | R58-A-1-K12B_SEP | inventory | 2025-10-28 | LV | Automated: Replaced 9ABA450075F1005 by RMU000000110. | RY01-Riyadh Central Warehouse | 2025-11-30 | 2025-11-16 | 0
4500592686-[60] | 908305009 : SWITCH,DISC,OVRHD,ABS,60HZ FREQ,200KV | LBS | ROH | RMU000000110 | BOLT SOCKET CAP HEAD M4x45 ¦ 9ABA450075F1005 ¦ Local | 640 | 244 | 396 | 6100K012B | 1-1-1-1 | inventory | 2025-10-28 | LV | Automated: Replaced 9ABA450075F1005 by RMU000000110. | RY01-Riyadh Central Warehouse | 2025-11-30 | 2025-11-16 | 0
4500592686-[60] | 908305009 : SWITCH,DISC,OVRHD,ABS,60HZ FREQ,200KV | LBS | ROH | RMU000000110 | BOLT SOCKET CAP HEAD M4x45 ¦ 9ABA450075F1005 ¦ Local | 396 | 238 | 158 | free_stock | R58-A-1-K11B_SEP | inventory | 2025-10-28 | LV | Automated: Replaced 9ABA450075F1005 by RMU000000110. | RY01-Riyadh Central Warehouse | 2025-11-30 | 2025-11-16 | 0
4500592686-[60] | 908305009 : SWITCH,DISC,OVRHD,ABS,60HZ FREQ,200KV | LBS | ROH | RMU000000110 | BOLT SOCKET CAP HEAD M4x45 ¦ 9ABA450075F1005 ¦ Local | 158 | 158 | 0 | 6100K007 | 1-1-1-1 | inventory | 2025-10-28 | LV | Automated: Replaced 9ABA450075F1005 by RMU000000110. | RY01-Riyadh Central Warehouse | 2025-11-30 | 2025-11-16 | 0
4500592686-[60] | 908305009 : SWITCH,DISC,OVRHD,ABS,60HZ FREQ,200KV | LBS | ROH | RMU000000112 | BOLT SOCKET CAP HEAD M5x16 ¦ 9ABA450075F1007 ¦ Local | 5388 | 1464 | 3924 | 6100K012B | 1-1-1-1 | inventory | 2025-10-28 | LV | Automated: Replaced 9ABA450075F1007 by RMU000000112. | RY01-Riyadh Central Warehouse | 2025-11-30 | 2025-11-16 | 0
4500592686-[60] | 908305009 : SWITCH,DISC,OVRHD,ABS,60HZ FREQ,200KV | LBS | ROH | RMU000000112 | BOLT SOCKET CAP HEAD M5x16 ¦ 9ABA450075F1007 ¦ Local | 3924 | 1428 | 2496 | 6100K007 | 1-1-1-1 | inventory | 2025-10-28 | LV | Automated: Replaced 9ABA450075F1007 by RMU000000112. | RY01-Riyadh Central Warehouse | 2025-11-30 | 2025-11-16 | 0
4500592686-[60] | 908305009 : SWITCH,DISC,OVRHD,ABS,60HZ FREQ,200KV | LBS | ROH | RMU000000112 | BOLT SOCKET CAP HEAD M5x16 ¦ 9ABA450075F1007 ¦ Local | 2496 | 1320 | 1176 | free_stock | R58-A-1-K12B_SEP | inventory | 2025-10-28 | LV | Automated: Replaced 9ABA450075F1007 by RMU000000112. | RY01-Riyadh Central Warehouse | 2025-11-30 | 2025-11-16 | 0
4500592686-[60] | 908305009 : SWITCH,DISC,OVRHD,ABS,60HZ FREQ,200KV | LBS | ROH | RMU000000112 | BOLT SOCKET CAP HEAD M5x16 ¦ 9ABA450075F1007 ¦ Local | 1176 | 936 | 240 | free_stock | PLT-1-1-K11B_SEP | inventory | 2025-10-28 | LV | Automated: Replaced 9ABA450075F1007 by RMU000000112. | RY01-Riyadh Central Warehouse | 2025-11-30 | 2025-11-16 | 0
4500592686-[60] | 908305009 : SWITCH,DISC,OVRHD,ABS,60HZ FREQ,200KV | LBS | ROH | RMU000000112 | BOLT SOCKET CAP HEAD M5x16 ¦ 9ABA450075F1007 ¦ Local | 240 | 240 | 0 | free_stock | 1-1-1-1 | inventory | 2025-10-28 | LV | Automated: Replaced 9ABA450075F1007 by RMU000000112. | RY01-Riyadh Central Warehouse | 2025-11-30 | 2025-11-16 | 0
4500592686-[60] | 908305009 : SWITCH,DISC,OVRHD,ABS,60HZ FREQ,200KV | LBS | ROH | RMU000000113 | Lock Washer M5 ¦ 9ABA450075F1008 ¦ Local | 5388 | 972 | 4416 | 6100K006 | 1-1-1-1 | inventory | 2025-10-28 | LV | Automated: Replaced 9ABA450075F1008 by RMU000000113. | RY01-Riyadh Central Warehouse | 2025-11-30 | 2025-11-16 | 0
4500592686-[60] | 908305009 : SWITCH,DISC,OVRHD,ABS,60HZ FREQ,200KV | LBS | ROH | RMU000000113 | Lock Washer M5 ¦ 9ABA450075F1008 ¦ Local | 4416 | 948 | 3468 | free_stock | INC-1-1-K12B_SEP | inventory | 2025-10-28 | LV | Automated: Replaced 9ABA450075F1008 by RMU000000113. | RY01-Riyadh Central Warehouse | 2025-11-30 | 2025-11-16 | 0
4500592686-[60] | 908305009 : SWITCH,DISC,OVRHD,ABS,60HZ FREQ,200KV | LBS | ROH | RMU000000113 | Lock Washer M5 ¦ 9ABA450075F1008 ¦ Local | 3468 | 864 | 2604 | 6100K012B | 1-1-1-1 | inventory | 2025-10-28 | LV | Automated: Replaced 9ABA450075F1008 by RMU000000113. | RY01-Riyadh Central Warehouse | 2025-11-30 | 2025-11-16 | 0
4500592686-[60] | 908305009 : SWITCH,DISC,OVRHD,ABS,60HZ FREQ,200KV | LBS | ROH | RMU000000113 | Lock Washer M5 ¦ 9ABA450075F1008 ¦ Local | 2604 | 840 | 1764 | free_stock | R58-A-1-K11B_SEP | inventory | 2025-10-28 | LV | Automated: Replaced 9ABA450075F1008 by RMU000000113. | RY01-Riyadh Central Warehouse | 2025-11-30 | 2025-11-16 | 0
4500592686-[60] | 908305009 : SWITCH,DISC,OVRHD,ABS,60HZ FREQ,200KV | LBS | ROH | RMU000000113 | Lock Washer M5 ¦ 9ABA450075F1008 ¦ Local | 1764 | 552 | 1212 | free_stock | 1-1-1-1 | inventory | 2025-10-28 | LV | Automated: Replaced 9ABA450075F1008 by RMU000000113. | RY01-Riyadh Central Warehouse | 2025-11-30 | 2025-11-16 | 0
4500592686-[60] | 908305009 : SWITCH,DISC,OVRHD,ABS,60HZ FREQ,200KV | LBS | ROH | RMU000000113 | Lock Washer M5 ¦ 9ABA450075F1008 ¦ Local | 1212 | 483 | 729 | 6100K007 | 1-1-1-1 | inventory | 2025-10-28 | LV | Automated: Replaced 9ABA450075F1008 by RMU000000113. | RY01-Riyadh Central Warehouse | 2025-11-30 | 2025-11-16 | 0
4500592686-[60] | 908305009 : SWITCH,DISC,OVRHD,ABS,60HZ FREQ,200KV | LBS | ROH | RMU000000113 | Lock Washer M5 ¦ 9ABA450075F1008 ¦ Local | 729 | 729 | 0 | 6100K013 | 1-1-1-1 | consumption | 2025-10-16 | LV | Automated: Replaced 9ABA450075F1008 by RMU000000113. | RY01-Riyadh Central Warehouse | 2025-11-30 | 2025-11-16 | 0 | [5 empty] | Work in Process Pick | 8151152
4500592686-[60] | 908305009 : SWITCH,DISC,OVRHD,ABS,60HZ FREQ,200KV | LBS | ROH | RMU000000114 | BOLT SOCKET CAP HEAD M3x20 ¦ 9ABA450075F1009 ¦ Local | 1796 | 488 | 1308 | 6100K012B | 1-1-1-1 | inventory | 2025-10-28 | LV | Automated: Replaced 9ABA450075F1009 by RMU000000114. | RY01-Riyadh Central Warehouse | 2025-11-30 | 2025-11-16 | 0
4500592686-[60] | 908305009 : SWITCH,DISC,OVRHD,ABS,60HZ FREQ,200KV | LBS | ROH | RMU000000114 | BOLT SOCKET CAP HEAD M3x20 ¦ 9ABA450075F1009 ¦ Local | 1308 | 476 | 832 | 6100K007 | 1-1-1-1 | inventory | 2025-10-28 | LV | Automated: Replaced 9ABA450075F1009 by RMU000000114. | RY01-Riyadh Central Warehouse | 2025-11-30 | 2025-11-16 | 0
4500592686-[60] | 908305009 : SWITCH,DISC,OVRHD,ABS,60HZ FREQ,200KV | LBS | ROH | RMU000000114 | BOLT SOCKET CAP HEAD M3x20 ¦ 9ABA450075F1009 ¦ Local | 832 | 440 | 392 | free_stock | R58-A-1-K12B_SEP | inventory | 2025-10-28 | LV | Automated: Replaced 9ABA450075F1009 by RMU000000114. | RY01-Riyadh Central Warehouse | 2025-11-30 | 2025-11-16 | 0
4500592686-[60] | 908305009 : SWITCH,DISC,OVRHD,ABS,60HZ FREQ,200KV | LBS | ROH | RMU000000114 | BOLT SOCKET CAP HEAD M3x20 ¦ 9ABA450075F1009 ¦ Local | 392 | 284 | 108 | free_stock | 1-1-1-1 | inventory | 2025-10-28 | LV | Automated: Replaced 9ABA450075F1009 by RMU000000114. | RY01-Riyadh Central Warehouse | 2025-11-30 | 2025-11-16 | 0
4500592686-[60] | 908305009 : SWITCH,DISC,OVRHD,ABS,60HZ FREQ,200KV | LBS | ROH | RMU000000114 | BOLT SOCKET CAP HEAD M3x20 ¦ 9ABA450075F1009 ¦ Local | 108 | 108 | 0 | free_stock | R58-A-1-K017_SEP | inventory | 2025-10-28 | LV | Automated: Replaced 9ABA450075F1009 by RMU000000114. | RY01-Riyadh Central Warehouse | 2025-11-30 | 2025-11-16 | 0
4500592686-[60] | 908305009 : SWITCH,DISC,OVRHD,ABS,60HZ FREQ,200KV | LBS | ROH | RMU000000115 | Lock Washer M3 ¦ 9ABA450075F1010 ¦ Local | 1796 | 260 | 1536 | 6100K007 | 1-1-1-1 | inventory | 2025-10-28 | LV | Automated: Replaced 9ABA450075F1010 by RMU000000115. | RY01-Riyadh Central Warehouse | 2025-11-30 | 2025-11-16 | 0
4500592686-[60] | 908305009 : SWITCH,DISC,OVRHD,ABS,60HZ FREQ,200KV | LBS | ROH | RMU000000115 | Lock Washer M3 ¦ 9ABA450075F1010 ¦ Local | 1536 | 208 | 1328 | free_stock | 1-1-1-1 | inventory | 2025-10-28 | LV | Automated: Replaced 9ABA450075F1010 by RMU000000115. | RY01-Riyadh Central Warehouse | 2025-11-30 | 2025-11-16 | 0
4500592686-[60] | 908305009 : SWITCH,DISC,OVRHD,ABS,60HZ FREQ,200KV | LBS | ROH | RMU000000115 | Lock Washer M3 ¦ 9ABA450075F1010 ¦ Local | 1328 | 160 | 1168 | free_stock | OF1-1-1-K11B_SEP | inventory | 2025-10-28 | LV | Automated: Replaced 9ABA450075F1010 by RMU000000115. | RY01-Riyadh Central Warehouse | 2025-11-30 | 2025-11-16 | 0
4500592686-[60] | 908305009 : SWITCH,DISC,OVRHD,ABS,60HZ FREQ,200KV | LBS | ROH | RMU000000115 | Lock Washer M3 ¦ 9ABA450075F1010 ¦ Local | 1168 | 116 | 1052 | free_stock | INC-1-1-K12B_SEP | inventory | 2025-10-28 | LV | Automated: Replaced 9ABA450075F1010 by RMU000000115. | RY01-Riyadh Central Warehouse | 2025-11-30 | 2025-11-16 | 0
4500592686-[60] | 908305009 : SWITCH,DISC,OVRHD,ABS,60HZ FREQ,200KV | LBS | ROH | RMU000000115 | Lock Washer M3 ¦ 9ABA450075F1010 ¦ Local | 1052 | 36 | 1016 | 6100K006 | 1-1-1-1 | inventory | 2025-10-28 | LV | Automated: Replaced 9ABA450075F1010 by RMU000000115. | RY01-Riyadh Central Warehouse | 2025-11-30 | 2025-11-16 | 0
4500592686-[60] | 908305009 : SWITCH,DISC,OVRHD,ABS,60HZ FREQ,200KV | LBS | ROH | RMU000000115 | Lock Washer M3 ¦ 9ABA450075F1010 ¦ Local | 1016 | 120 | 896 | 6100K008 | R58-A-1-K11B_SEP | consumption | 2025-10-18 | LV | Automated: Replaced 9ABA450075F1010 by RMU000000115. | RY01-Riyadh Central Warehouse | 2025-11-30 | 2025-11-16 | 0 | [5 empty] | Work in Process Pick | 8161264
4500592686-[60] | 908305009 : SWITCH,DISC,OVRHD,ABS,60HZ FREQ,200KV | LBS | ROH | RMU000000115 | Lock Washer M3 ¦ 9ABA450075F1010 ¦ Local | 896 | 112 | 784 | 6100K011B | INC-1-1-K12B_SEP | consumption | 2025-10-19 | LV | Automated: Replaced 9ABA450075F1010 by RMU000000115. | RY01-Riyadh Central Warehouse | 2025-11-30 | 2025-11-16 | 0 | [5 empty] | Work in Process Pick | 8171485
4500592686-[60] | 908305009 : SWITCH,DISC,OVRHD,ABS,60HZ FREQ,200KV | LBS | ROH | RMU000000115 | Lock Washer M3 ¦ 9ABA450075F1010 ¦ Local | 784 | 588 | 196 | 6100K011B | R58-A-1-K11B_SEP | consumption | 2025-10-23 | LV | Automated: Replaced 9ABA450075F1010 by RMU000000115. | RY01-Riyadh Central Warehouse | 2025-11-30 | 2025-11-16 | 0 | [5 empty] | Work in Process Pick | 8276353
4500592686-[60] | 908305009 : SWITCH,DISC,OVRHD,ABS,60HZ FREQ,200KV | LBS | ROH | RMU000000115 | Lock Washer M3 ¦ 9ABA450075F1010 ¦ Local | 196 | 196 | 0 | 6100K006 | 1-1-1-1 | consumption | 2025-10-25 | LV | Automated: Replaced 9ABA450075F1010 by RMU000000115. | RY01-Riyadh Central Warehouse | 2025-11-30 | 2025-11-16 | 0 | [5 empty] | Work in Process Material Issue | 8296204
4500592686-[60] | 908305009 : SWITCH,DISC,OVRHD,ABS,60HZ FREQ,200KV | LBS | ROH | RMU000000116 | Polycarbonate for limit switch ¦ 9ABA450075F1011 ¦ Local | 449 | 130 | 319 | 6100K007 | 1-1-1-1 | inventory | 2025-10-28 | LV | Automated: Replaced 9ABA450075F1011 by RMU000000116. | RY01-Riyadh Central Warehouse | 2025-11-30 | 2025-11-16 | 0
4500592686-[60] | 908305009 : SWITCH,DISC,OVRHD,ABS,60HZ FREQ,200KV | LBS | ROH | RMU000000116 | Polycarbonate for limit switch ¦ 9ABA450075F1011 ¦ Local | 319 | 124 | 195 | free_stock | R56-R-1-K11B_SEP | inventory | 2025-10-28 | LV | Automated: Replaced 9ABA450075F1011 by RMU000000116. | RY01-Riyadh Central Warehouse | 2025-11-30 | 2025-11-16 | 0
4500592686-[60] | 908305009 : SWITCH,DISC,OVRHD,ABS,60HZ FREQ,200KV | LBS | ROH | RMU000000116 | Polycarbonate for limit switch ¦ 9ABA450075F1011 ¦ Local | 195 | 122 | 73 | 6100K012B | 1-1-1-1 | inventory | 2025-10-28 | LV | Automated: Replaced 9ABA450075F1011 by RMU000000116. | RY01-Riyadh Central Warehouse | 2025-11-30 | 2025-11-16 | 0
4500592686-[60] | 908305009 : SWITCH,DISC,OVRHD,ABS,60HZ FREQ,200KV | LBS | ROH | RMU000000116 | Polycarbonate for limit switch ¦ 9ABA450075F1011 ¦ Local | 73 | 73 | 0 | free_stock | 1-1-1-1 | inventory | 2025-10-28 | LV | Automated: Replaced 9ABA450075F1011 by RMU000000116. | RY01-Riyadh Central Warehouse | 2025-11-30 | 2025-11-16 | 0
4500592686-[60] | 908305009 : SWITCH,DISC,OVRHD,ABS,60HZ FREQ,200KV | LBS | ROH | RMU000000117 | BOLT SOCKET CAP HEAD M4x40 ¦ 9ABA450075F1012 ¦ Local | 898 | 258 | 640 | free_stock | R58-A-1-K11B_SEP | inventory | 2025-10-28 | LV | Automated: Replaced 9ABA450075F1012 by RMU000000117. | RY01-Riyadh Central Warehouse | 2025-11-30 | 2025-11-16 | 0
4500592686-[60] | 908305009 : SWITCH,DISC,OVRHD,ABS,60HZ FREQ,200KV | LBS | ROH | RMU000000117 | BOLT SOCKET CAP HEAD M4x40 ¦ 9ABA450075F1012 ¦ Local | 640 | 244 | 396 | 6100K012B | 1-1-1-1 | inventory | 2025-10-28 | LV | Automated: Replaced 9ABA450075F1012 by RMU000000117. | RY01-Riyadh Central Warehouse | 2025-11-30 | 2025-11-16 | 0
4500592686-[60] | 908305009 : SWITCH,DISC,OVRHD,ABS,60HZ FREQ,200KV | LBS | ROH | RMU000000117 | BOLT SOCKET CAP HEAD M4x40 ¦ 9ABA450075F1012 ¦ Local | 396 | 238 | 158 | 6100K007 | 1-1-1-1 | inventory | 2025-10-28 | LV | Automated: Replaced 9ABA450075F1012 by RMU000000117. | RY01-Riyadh Central Warehouse | 2025-11-30 | 2025-11-16 | 0
4500592686-[60] | 908305009 : SWITCH,DISC,OVRHD,ABS,60HZ FREQ,200KV | LBS | ROH | RMU000000117 | BOLT SOCKET CAP HEAD M4x40 ¦ 9ABA450075F1012 ¦ Local | 158 | 158 | 0 | free_stock | 1-1-1-1 | inventory | 2025-10-28 | LV | Automated: Replaced 9ABA450075F1012 by RMU000000117. | RY01-Riyadh Central Warehouse | 2025-11-30 | 2025-11-16 | 0
4500592686-[60] | 908305009 : SWITCH,DISC,OVRHD,ABS,60HZ FREQ,200KV | LBS | ROH | RMU000000118 | Bush Inner Dia 7x25 ¦ 9ABA450075F1013 ¦ Local | 898 | 276 | 622 | free_stock | 1-1-1-1 | inventory | 2025-10-28 | LV | Automated: Replaced 9ABA450075F1013 by RMU000000118. | RY01-Riyadh Central Warehouse | 2025-11-30 | 2025-11-16 | 0
4500592686-[60] | 908305009 : SWITCH,DISC,OVRHD,ABS,60HZ FREQ,200KV | LBS | ROH | RMU000000118 | Bush Inner Dia 7x25 ¦ 9ABA450075F1013 ¦ Local | 622 | 244 | 378 | 6100K012B | 1-1-1-1 | inventory | 2025-10-28 | LV | Automated: Replaced 9ABA450075F1013 by RMU000000118. | RY01-Riyadh Central Warehouse | 2025-11-30 | 2025-11-16 | 0
4500592686-[60] | 908305009 : SWITCH,DISC,OVRHD,ABS,60HZ FREQ,200KV | LBS | ROH | RMU000000118 | Bush Inner Dia 7x25 ¦ 9ABA450075F1013 ¦ Local | 378 | 238 | 140 | free_stock | R58-A-1-K11B_SEP | inventory | 2025-10-28 | LV | Automated: Replaced 9ABA450075F1013 by RMU000000118. | RY01-Riyadh Central Warehouse | 2025-11-30 | 2025-11-16 | 0
4500592686-[60] | 908305009 : SWITCH,DISC,OVRHD,ABS,60HZ FREQ,200KV | LBS | ROH | RMU000000118 | Bush Inner Dia 7x25 ¦ 9ABA450075F1013 ¦ Local | 140 | 140 | 0 | 6100K007 | 1-1-1-1 | inventory | 2025-10-28 | LV | Automated: Replaced 9ABA450075F1013 by RMU000000118. | RY01-Riyadh Central Warehouse | 2025-11-30 | 2025-11-16 | 0
4500592686-[60] | 908305009 : SWITCH,DISC,OVRHD,ABS,60HZ FREQ,200KV | LBS | ROH | AX3122 | CHINT_AUXILIARY CONTACT FOR MCB 1NO 1NC AC | 449 | 449 | 0 | free_stock | R55-R-1-K11B_SEP | inventory | 2025-10-28 | LV |  | RY01-Riyadh Central Warehouse | 2025-11-30 | 2025-11-16 | 0
4500592686-[60] | 908305009 : SWITCH,DISC,OVRHD,ABS,60HZ FREQ,200KV | LBS | ROH | CSB25A9PS2E- B L/R | 2 POSITION, LATCHING, SELECTOR SWITCH, 90DEGREES, 2 CONTACTS EACH, PAD LOCKABLE IN EACH POS (LOCAL/REMOTE) CSB25A9PS2E- B L/R | 449 | 43 | 406 | 6100K006 | 1-1-1-1 | consumption | 2025-10-25 | LV |  | RY01-Riyadh Central Warehouse | 2025-11-30 | 2025-11-16 | 0 | [5 empty] | Work in Process Material Issue | 8298335
4500592686-[60] | 908305009 : SWITCH,DISC,OVRHD,ABS,60HZ FREQ,200KV | LBS | ROH | CSB25A9PS2E- B L/R | 2 POSITION, LATCHING, SELECTOR SWITCH, 90DEGREES, 2 CONTACTS EACH, PAD LOCKABLE IN EACH POS (LOCAL/REMOTE) CSB25A9PS2E- B L/R | 406 | 19 | 387 | 6100K006 | 1-1-1-1 | consumption | 2025-10-25 | LV |  | RY01-Riyadh Central Warehouse | 2025-11-30 | 2025-11-16 | 0 | [5 empty] | Work in Process Material Issue | 8299044
4500592686-[60] | 908305009 : SWITCH,DISC,OVRHD,ABS,60HZ FREQ,200KV | LBS | ROH | DF205040971 | φ4*12 Waterproof blind rivets Stainless steel | 8980 | 3088 | 5892 | 6100K013 | 1-1-1-1 | consumption | 2025-09-21 | LV |  | RY01-Riyadh Central Warehouse | 2025-11-30 | 2025-11-16 | 0 | [5 empty] | Work in Process Material Issue | 7485808
4500592686-[60] | 908305009 : SWITCH,DISC,OVRHD,ABS,60HZ FREQ,200KV | LBS | ROH | DF205040971 | φ4*12 Waterproof blind rivets Stainless steel | 5892 | 5120 | 772 | 6100K013 | 1-1-1-1 | consumption | 2025-09-22 | LV |  | RY01-Riyadh Central Warehouse | 2025-11-30 | 2025-11-16 | 0 | [5 empty] | Work in Process Material Issue | 7513355
4500592686-[60] | 908305009 : SWITCH,DISC,OVRHD,ABS,60HZ FREQ,200KV | LBS | ROH | DF205040971 | φ4*12 Waterproof blind rivets Stainless steel | 772 | 772 | 0 | 6100K013 | 1-1-1-1 | consumption | 2025-09-24 | LV |  | RY01-Riyadh Central Warehouse | 2025-11-30 | 2025-11-16 | 0 | [5 empty] | Work in Process Material Issue | 7562518
4500592686-[60] | 908305009 : SWITCH,DISC,OVRHD,ABS,60HZ FREQ,200KV | LBS | ROH | DF240510009 | Self-locking nuts M4 | 898 | 898 | 0 | 6100K013 | 1-1-1-1 | consumption | 2025-11-09 | LV |  | RY01-Riyadh Central Warehouse | 2025-11-30 | 2025-11-16 | 0 | [5 empty] | Work in Process Material Issue | 7226771
4500592686-[60] | 908305009 : SWITCH,DISC,OVRHD,ABS,60HZ FREQ,200KV | LBS | ROH | DF240612003 | KSS-CV-150BK CABLE TIES 150X3.6 BALCK | 11225 | 11225 | 0 | 6100K013 | BOX12-1-1-K013_SEP | inventory | 2025-10-28 | LV |  | RY01-Riyadh Central Warehouse | 2025-11-30 | 2025-11-16 | 0
4500592686-[60] | 908305009 : SWITCH,DISC,OVRHD,ABS,60HZ FREQ,200KV | LBS | ROH | DF240612004 | HT-EXS25 EXPANDABLE SLEEVE - 25MM 100MTR/ROL | 449 | 51 | 398 | 6100K006 | 1-1-1-1 | consumption | 2025-10-25 | LV |  | RY01-Riyadh Central Warehouse | 2025-11-30 | 2025-11-16 | 0 | [5 empty] | Work in Process Material Issue | 8298142
4500592686-[60] | 908305009 : SWITCH,DISC,OVRHD,ABS,60HZ FREQ,200KV | LBS | ROH | DF240612004 | HT-EXS25 EXPANDABLE SLEEVE - 25MM 100MTR/ROL | 398 | 19 | 379 | 6100K006 | 1-1-1-1 | consumption | 2025-10-25 | LV |  | RY01-Riyadh Central Warehouse | 2025-11-30 | 2025-11-16 | 0 | [5 empty] | Work in Process Material Issue | 8298591
4500592686-[60] | 908305009 : SWITCH,DISC,OVRHD,ABS,60HZ FREQ,200KV | LBS | ROH | DF240612005 | HT-EXS32 EXPANDABLE SLEEVE - 32MM 100MTR/ROL | 449 | 268 | 181 | free_stock | 1-1-1-1 | inventory | 2025-10-28 | LV |  | RY01-Riyadh Central Warehouse | 2025-11-30 | 2025-11-16 | 0
4500592686-[60] | 908305009 : SWITCH,DISC,OVRHD,ABS,60HZ FREQ,200KV | LBS | ROH | DF240612005 | HT-EXS32 EXPANDABLE SLEEVE - 32MM 100MTR/ROL | 181 | 181 | 0 | 6100K013 | PLT3-1-1-K013_SEP | inventory | 2025-10-28 | LV |  | RY01-Riyadh Central Warehouse | 2025-11-30 | 2025-11-16 | 0
4500592686-[60] | 908305009 : SWITCH,DISC,OVRHD,ABS,60HZ FREQ,200KV | LBS | ROH | DF240612007 | KSS-KS-12B 12MM SPIRAL 20-65 WRAPPING BAND 10MTR/BAG | 449 | 449 | 0 | 6100KDP02 | R54-A-1-K013_SEP | inventory | 2025-10-28 | LV |  | RY01-Riyadh Central Warehouse | 2025-11-30 | 2025-11-16 | 0
4500592686-[60] | 908305009 : SWITCH,DISC,OVRHD,ABS,60HZ FREQ,200KV | LBS | ROH | DF241124003 | Spring washersφ6 Stainless steel | 1796 | 1796 | 0 | 6100K013 | R55-I-1-K013_SEP | inventory | 2025-10-28 | LV |  | RY01-Riyadh Central Warehouse | 2025-11-30 | 2025-11-16 | 0
4500592686-[60] | 908305009 : SWITCH,DISC,OVRHD,ABS,60HZ FREQ,200KV | LBS | ROH | DF241126013 | KSS-CV-200MBK BLACK NYLON CABLE TIES (200MMX2.5MM) | 11225 | 4975 | 6250 | 6100K013 | 1-1-1-1 | inventory | 2025-10-28 | LV |  | RY01-Riyadh Central Warehouse | 2025-11-30 | 2025-11-16 | 0
4500592686-[60] | 908305009 : SWITCH,DISC,OVRHD,ABS,60HZ FREQ,200KV | LBS | ROH | DF241126013 | KSS-CV-200MBK BLACK NYLON CABLE TIES (200MMX2.5MM) | 6250 | 4125 | 2125 | 6100K013 | BOX5-1-1-K013_SEP | inventory | 2025-10-28 | LV |  | RY01-Riyadh Central Warehouse | 2025-11-30 | 2025-11-16 | 0
4500592686-[60] | 908305009 : SWITCH,DISC,OVRHD,ABS,60HZ FREQ,200KV | LBS | ROH | DF241126013 | KSS-CV-200MBK BLACK NYLON CABLE TIES (200MMX2.5MM) | 2125 | 2125 | 0 | 6100K012B | 1-1-1-1 | inventory | 2025-10-28 | LV |  | RY01-Riyadh Central Warehouse | 2025-11-30 | 2025-11-16 | 0
4500592686-[60] | 908305009 : SWITCH,DISC,OVRHD,ABS,60HZ FREQ,200KV | LBS | ROH | DF241128001 | spring washerφ4 Stainless Steel | 1796 | 460 | 1336 | free_stock | 1-1-1-1 | inventory | 2025-10-28 | LV |  | RY01-Riyadh Central Warehouse | 2025-11-30 | 2025-11-16 | 0
4500592686-[60] | 908305009 : SWITCH,DISC,OVRHD,ABS,60HZ FREQ,200KV | LBS | ROH | DF241128001 | spring washerφ4 Stainless Steel | 1336 | 448 | 888 | free_stock | R58-A-1-K017_SEP | inventory | 2025-10-28 | LV |  | RY01-Riyadh Central Warehouse | 2025-11-30 | 2025-11-16 | 0
4500592686-[60] | 908305009 : SWITCH,DISC,OVRHD,ABS,60HZ FREQ,200KV | LBS | ROH | DF241128001 | spring washerφ4 Stainless Steel | 888 | 368 | 520 | 6100K006 | 1-1-1-1 | inventory | 2025-10-28 | LV |  | RY01-Riyadh Central Warehouse | 2025-11-30 | 2025-11-16 | 0
4500592686-[60] | 908305009 : SWITCH,DISC,OVRHD,ABS,60HZ FREQ,200KV | LBS | ROH | DF241128001 | spring washerφ4 Stainless Steel | 520 | 184 | 336 | 6100K012B | 1-1-1-1 | inventory | 2025-10-28 | LV |  | RY01-Riyadh Central Warehouse | 2025-11-30 | 2025-11-16 | 0
4500592686-[60] | 908305009 : SWITCH,DISC,OVRHD,ABS,60HZ FREQ,200KV | LBS | ROH | DF241128001 | spring washerφ4 Stainless Steel | 336 | 176 | 160 | 6100K013 | 1-1-1-1 | inventory | 2025-10-28 | LV |  | RY01-Riyadh Central Warehouse | 2025-11-30 | 2025-11-16 | 0
4500592686-[60] | 908305009 : SWITCH,DISC,OVRHD,ABS,60HZ FREQ,200KV | LBS | ROH | DF241128001 | spring washerφ4 Stainless Steel | 160 | 160 | 0 | free_stock | R58-A-1-K008_SEP | inventory | 2025-10-28 | LV |  | RY01-Riyadh Central Warehouse | 2025-11-30 | 2025-11-16 | 0
4500592686-[60] | 908305009 : SWITCH,DISC,OVRHD,ABS,60HZ FREQ,200KV | LBS | ROH | DF241128002 | Hex nuts M4 | 1796 | 396 | 1400 | free_stock | R58-A-1-K12B_SEP | inventory | 2025-10-28 | LV |  | RY01-Riyadh Central Warehouse | 2025-11-30 | 2025-11-16 | 0
4500592686-[60] | 908305009 : SWITCH,DISC,OVRHD,ABS,60HZ FREQ,200KV | LBS | ROH | DF241128002 | Hex nuts M4 | 1400 | 390 | 1010 | 6100K013 | PLT1-1-1-K013_SEP | inventory | 2025-10-28 | LV |  | RY01-Riyadh Central Warehouse | 2025-11-30 | 2025-11-16 | 0
4500592686-[60] | 908305009 : SWITCH,DISC,OVRHD,ABS,60HZ FREQ,200KV | LBS | ROH | DF241128002 | Hex nuts M4 | 1010 | 368 | 642 | 6100K006 | 1-1-1-1 | inventory | 2025-10-28 | LV |  | RY01-Riyadh Central Warehouse | 2025-11-30 | 2025-11-16 | 0
4500592686-[60] | 908305009 : SWITCH,DISC,OVRHD,ABS,60HZ FREQ,200KV | LBS | ROH | DF241128002 | Hex nuts M4 | 642 | 208 | 434 | free_stock | 1-1-1-1 | inventory | 2025-10-28 | LV |  | RY01-Riyadh Central Warehouse | 2025-11-30 | 2025-11-16 | 0
4500592686-[60] | 908305009 : SWITCH,DISC,OVRHD,ABS,60HZ FREQ,200KV | LBS | ROH | DF241128002 | Hex nuts M4 | 434 | 200 | 234 | 6100K013 | BOX12-1-1-K013_SEP | inventory | 2025-10-28 | LV |  | RY01-Riyadh Central Warehouse | 2025-11-30 | 2025-11-16 | 0
4500592686-[60] | 908305009 : SWITCH,DISC,OVRHD,ABS,60HZ FREQ,200KV | LBS | ROH | DF241128002 | Hex nuts M4 | 234 | 164 | 70 | free_stock | R58-A-1-K008_SEP | inventory | 2025-10-28 | LV |  | RY01-Riyadh Central Warehouse | 2025-11-30 | 2025-11-16 | 0
4500592686-[60] | 908305009 : SWITCH,DISC,OVRHD,ABS,60HZ FREQ,200KV | LBS | ROH | DF241128002 | Hex nuts M4 | 70 | 70 | 0 | free_stock | R58-A-1-K11B_SEP | inventory | 2025-10-28 | LV |  | RY01-Riyadh Central Warehouse | 2025-11-30 | 2025-11-16 | 0
4500592686-[60] | 908305009 : SWITCH,DISC,OVRHD,ABS,60HZ FREQ,200KV | LBS | ROH | DMS 2121 2467-366 | SCREW SELF TAPPING TORX M6 X 12 | 8980 | 2440 | 6540 | free_stock | R58-A-1-K11B_SEP | inventory | 2025-10-28 | LV |  | RY01-Riyadh Central Warehouse | 2025-11-30 | 2025-11-16 | 0
4500592686-[60] | 908305009 : SWITCH,DISC,OVRHD,ABS,60HZ FREQ,200KV | LBS | ROH | DMS 2121 2467-366 | SCREW SELF TAPPING TORX M6 X 12 | 6540 | 2440 | 4100 | free_stock | R58-A-1-K12B_SEP | inventory | 2025-10-28 | LV |  | RY01-Riyadh Central Warehouse | 2025-11-30 | 2025-11-16 | 0
4500592686-[60] | 908305009 : SWITCH,DISC,OVRHD,ABS,60HZ FREQ,200KV | LBS | ROH | DMS 2121 2467-366 | SCREW SELF TAPPING TORX M6 X 12 | 4100 | 2440 | 1660 | 6100K012B | 1-1-1-1 | inventory | 2025-10-28 | LV |  | RY01-Riyadh Central Warehouse | 2025-11-30 | 2025-11-16 | 0
4500592686-[60] | 908305009 : SWITCH,DISC,OVRHD,ABS,60HZ FREQ,200KV | LBS | ROH | DMS 2121 2467-366 | SCREW SELF TAPPING TORX M6 X 12 | 1660 | 1660 | 0 | free_stock | 1-1-1-1 | inventory | 2025-10-28 | LV |  | RY01-Riyadh Central Warehouse | 2025-11-30 | 2025-11-16 | 0
4500592686-[60] | 908305009 : SWITCH,DISC,OVRHD,ABS,60HZ FREQ,200KV | LBS | ROH | DMS 2121 2519-295 | BOLT SOCKET HEAD M4X20 | 898 | 202 | 696 | free_stock | 1-1-1-1 | inventory | 2025-10-28 | LV |  | RY01-Riyadh Central Warehouse | 2025-11-30 | 2025-11-16 | 0
4500592686-[60] | 908305009 : SWITCH,DISC,OVRHD,ABS,60HZ FREQ,200KV | LBS | ROH | DMS 2121 2519-295 | BOLT SOCKET HEAD M4X20 | 696 | 186 | 510 | 6100K007 | 1-1-1-1 | inventory | 2025-10-28 | LV |  | RY01-Riyadh Central Warehouse | 2025-11-30 | 2025-11-16 | 0
4500592686-[60] | 908305009 : SWITCH,DISC,OVRHD,ABS,60HZ FREQ,200KV | LBS | ROH | DMS 2121 2519-295 | BOLT SOCKET HEAD M4X20 | 510 | 186 | 324 | 6100K012B | 1-1-1-1 | inventory | 2025-10-28 | LV |  | RY01-Riyadh Central Warehouse | 2025-11-30 | 2025-11-16 | 0
4500592686-[60] | 908305009 : SWITCH,DISC,OVRHD,ABS,60HZ FREQ,200KV | LBS | ROH | DMS 2121 2519-295 | BOLT SOCKET HEAD M4X20 | 324 | 160 | 164 | free_stock | R58-A-1-K12B_SEP | inventory | 2025-10-28 | LV |  | RY01-Riyadh Central Warehouse | 2025-11-30 | 2025-11-16 | 0
4500592686-[60] | 908305009 : SWITCH,DISC,OVRHD,ABS,60HZ FREQ,200KV | LBS | ROH | DMS 2121 2519-295 | BOLT SOCKET HEAD M4X20 | 164 | 144 | 20 | free_stock | PLT-1-1-K017_SEP | inventory | 2025-10-28 | LV |  | RY01-Riyadh Central Warehouse | 2025-11-30 | 2025-11-16 | 0
4500592686-[60] | 908305009 : SWITCH,DISC,OVRHD,ABS,60HZ FREQ,200KV | LBS | ROH | DMS 2121 2519-295 | BOLT SOCKET HEAD M4X20 | 20 | 20 | 0 | free_stock | R58-A-1-K11B_SEP | inventory | 2025-10-28 | LV |  | RY01-Riyadh Central Warehouse | 2025-11-30 | 2025-11-16 | 0
4500592686-[60] | 908305009 : SWITCH,DISC,OVRHD,ABS,60HZ FREQ,200KV | LBS | ROH | DMS 2121 2519-368 | BOLT SOCKET CAP HEAD M6X16 | 1796 | 432 | 1364 | 6100K012B | 1-1-1-1 | inventory | 2025-10-28 | LV |  | RY01-Riyadh Central Warehouse | 2025-11-30 | 2025-11-16 | 0
4500592686-[60] | 908305009 : SWITCH,DISC,OVRHD,ABS,60HZ FREQ,200KV | LBS | ROH | DMS 2121 2519-368 | BOLT SOCKET CAP HEAD M6X16 | 1364 | 425 | 939 | free_stock | R58-H-1-K12B_SEP | inventory | 2025-10-28 | LV |  | RY01-Riyadh Central Warehouse | 2025-11-30 | 2025-11-16 | 0
4500592686-[60] | 908305009 : SWITCH,DISC,OVRHD,ABS,60HZ FREQ,200KV | LBS | ROH | DMS 2121 2519-368 | BOLT SOCKET CAP HEAD M6X16 | 939 | 412 | 527 | free_stock | 1-1-1-1 | inventory | 2025-10-28 | LV |  | RY01-Riyadh Central Warehouse | 2025-11-30 | 2025-11-16 | 0
4500592686-[60] | 908305009 : SWITCH,DISC,OVRHD,ABS,60HZ FREQ,200KV | LBS | ROH | DMS 2121 2519-368 | BOLT SOCKET CAP HEAD M6X16 | 527 | 312 | 215 | free_stock | R58-A-1-K017_SEP | inventory | 2025-10-28 | LV |  | RY01-Riyadh Central Warehouse | 2025-11-30 | 2025-11-16 | 0
4500592686-[60] | 908305009 : SWITCH,DISC,OVRHD,ABS,60HZ FREQ,200KV | LBS | ROH | DMS 2121 2519-368 | BOLT SOCKET CAP HEAD M6X16 | 215 | 215 | 0 | free_stock | R58-H-1-K11B_SEP | inventory | 2025-10-28 | LV |  | RY01-Riyadh Central Warehouse | 2025-11-30 | 2025-11-16 | 0
4500592686-[60] | 908305009 : SWITCH,DISC,OVRHD,ABS,60HZ FREQ,200KV | LBS | ROH | DMS 2126 2011-114 | NUT, HEX M5 | 10776 | 5240 | 5536 | 6100K006 | 1-1-1-1 | inventory | 2025-10-28 | LV |  | RY01-Riyadh Central Warehouse | 2025-11-30 | 2025-11-16 | 0
4500592686-[60] | 908305009 : SWITCH,DISC,OVRHD,ABS,60HZ FREQ,200KV | LBS | ROH | DMS 2126 2011-114 | NUT, HEX M5 | 5536 | 4820 | 716 | 6100K012B | 1-1-1-1 | inventory | 2025-10-28 | LV |  | RY01-Riyadh Central Warehouse | 2025-11-30 | 2025-11-16 | 0
4500592686-[60] | 908305009 : SWITCH,DISC,OVRHD,ABS,60HZ FREQ,200KV | LBS | ROH | DMS 2126 2011-114 | NUT, HEX M5 | 716 | 716 | 0 | free_stock | 1-1-1-1 | inventory | 2025-10-28 | LV |  | RY01-Riyadh Central Warehouse | 2025-11-30 | 2025-11-16 | 0
4500592686-[60] | 908305009 : SWITCH,DISC,OVRHD,ABS,60HZ FREQ,200KV | LBS | ROH | EC-DIODE-BY255 | Flash light BY255_EC-DIODE-BY255 / EC-DIODE-BY255 Urrm=1300V In=3A | 2245 | 420 | 1825 | free_stock | 1-1-1-1 | inventory | 2025-10-28 | LV |  | RY01-Riyadh Central Warehouse | 2025-11-30 | 2025-11-16 | 0
4500592686-[60] | 908305009 : SWITCH,DISC,OVRHD,ABS,60HZ FREQ,200KV | LBS | ROH | EC-DIODE-BY255 | Flash light BY255_EC-DIODE-BY255 / EC-DIODE-BY255 Urrm=1300V In=3A | 1825 | 365 | 1460 | free_stock | R14-L-1-K017_SEP | inventory | 2025-10-28 | LV |  | RY01-Riyadh Central Warehouse | 2025-11-30 | 2025-11-16 | 0
4500592686-[60] | 908305009 : SWITCH,DISC,OVRHD,ABS,60HZ FREQ,200KV | LBS | ROH | EC-DIODE-BY255 | Flash light BY255_EC-DIODE-BY255 / EC-DIODE-BY255 Urrm=1300V In=3A | 1460 | 250 | 1210 | 6100K007 | 1-1-1-1 | inventory | 2025-10-28 | LV |  | RY01-Riyadh Central Warehouse | 2025-11-30 | 2025-11-16 | 0
4500592686-[60] | 908305009 : SWITCH,DISC,OVRHD,ABS,60HZ FREQ,200KV | LBS | ROH | EC-DIODE-BY255 | Flash light BY255_EC-DIODE-BY255 / EC-DIODE-BY255 Urrm=1300V In=3A | 1210 | 140 | 1070 | 6100K006 | 1-1-1-1 | inventory | 2025-10-28 | LV |  | RY01-Riyadh Central Warehouse | 2025-11-30 | 2025-11-16 | 0
4500592686-[60] | 908305009 : SWITCH,DISC,OVRHD,ABS,60HZ FREQ,200KV | LBS | ROH | EC-DIODE-BY255 | Flash light BY255_EC-DIODE-BY255 / EC-DIODE-BY255 Urrm=1300V In=3A | 1070 | 95 | 975 | free_stock | R56-R-1-K006_SEP | inventory | 2025-10-28 | LV |  | RY01-Riyadh Central Warehouse | 2025-11-30 | 2025-11-16 | 0
4500592686-[60] | 908305009 : SWITCH,DISC,OVRHD,ABS,60HZ FREQ,200KV | LBS | ROH | EC-DIODE-BY255 | Flash light BY255_EC-DIODE-BY255 / EC-DIODE-BY255 Urrm=1300V In=3A | 975 | 60 | 915 | free_stock | R14-L-1-K11B_SEP | inventory | 2025-10-28 | LV |  | RY01-Riyadh Central Warehouse | 2025-11-30 | 2025-11-16 | 0
4500592686-[60] | 908305009 : SWITCH,DISC,OVRHD,ABS,60HZ FREQ,200KV | LBS | ROH | EC-DIODE-BY255 | Flash light BY255_EC-DIODE-BY255 / EC-DIODE-BY255 Urrm=1300V In=3A | 915 | 515 | 400 | 6100K012B | 1-1-1-1 | consumption | 2025-10-13 | LV |  | RY01-Riyadh Central Warehouse | 2025-11-30 | 2025-11-16 | 0 | [5 empty] | Work in Process Pick | 8077345
4500592686-[60] | 908305009 : SWITCH,DISC,OVRHD,ABS,60HZ FREQ,200KV | LBS | ROH | EC-DIODE-BY255 | Flash light BY255_EC-DIODE-BY255 / EC-DIODE-BY255 Urrm=1300V In=3A | 400 | 150 | 250 | 6100K008 | R14-L-1-K008_SEP | consumption | 2025-10-18 | LV |  | RY01-Riyadh Central Warehouse | 2025-11-30 | 2025-11-16 | 0 | [5 empty] | Work in Process Pick | 8161324
4500592686-[60] | 908305009 : SWITCH,DISC,OVRHD,ABS,60HZ FREQ,200KV | LBS | ROH | EC-DIODE-BY255 | Flash light BY255_EC-DIODE-BY255 / EC-DIODE-BY255 Urrm=1300V In=3A | 250 | 250 | 0 | 6100K011B | R14-L-1-K017_SEP | consumption | 2025-10-19 | LV |  | RY01-Riyadh Central Warehouse | 2025-11-30 | 2025-11-16 | 0 | [5 empty] | Work in Process Pick | 8171586
4500592686-[60] | 908305009 : SWITCH,DISC,OVRHD,ABS,60HZ FREQ,200KV | LBS | ROH | HBCBABNCBD1BBBD21G | REC615 2.0- HBCBABNCBD1BBBD21G | 449 | 66 | 383 | 6100K006 | 1-1-1-1 | inventory | 2025-10-28 | LV |  | RY01-Riyadh Central Warehouse | 2025-11-30 | 2025-11-16 | 0
4500592686-[60] | 908305009 : SWITCH,DISC,OVRHD,ABS,60HZ FREQ,200KV | LBS | ROH | HBCBABNCBD1BBBD21G | REC615 2.0- HBCBABNCBD1BBBD21G | 383 | 59 | 324 | 6100K007 | 1-1-1-1 | inventory | 2025-10-28 | LV |  | RY01-Riyadh Central Warehouse | 2025-11-30 | 2025-11-16 | 0
4500592686-[60] | 908305009 : SWITCH,DISC,OVRHD,ABS,60HZ FREQ,200KV | LBS | ROH | HBCBABNCBD1BBBD21G | REC615 2.0- HBCBABNCBD1BBBD21G | 324 | 46 | 278 | 6100K012B | 1-1-1-1 | inventory | 2025-10-28 | LV |  | RY01-Riyadh Central Warehouse | 2025-11-30 | 2025-11-16 | 0
4500592686-[60] | 908305009 : SWITCH,DISC,OVRHD,ABS,60HZ FREQ,200KV | LBS | ROH | HBCBABNCBD1BBBD21G | REC615 2.0- HBCBABNCBD1BBBD21G | 278 | 38 | 240 | free_stock | R57-H-1-K017_SEP | inventory | 2025-10-28 | LV |  | RY01-Riyadh Central Warehouse | 2025-11-30 | 2025-11-16 | 0
4500592686-[60] | 908305009 : SWITCH,DISC,OVRHD,ABS,60HZ FREQ,200KV | LBS | ROH | HBCBABNCBD1BBBD21G | REC615 2.0- HBCBABNCBD1BBBD21G | 240 | 36 | 204 | free_stock | 1-1-1-1 | inventory | 2025-10-28 | LV |  | RY01-Riyadh Central Warehouse | 2025-11-30 | 2025-11-16 | 0
4500592686-[60] | 908305009 : SWITCH,DISC,OVRHD,ABS,60HZ FREQ,200KV | LBS | ROH | HBCBABNCBD1BBBD21G | REC615 2.0- HBCBABNCBD1BBBD21G | 204 | 30 | 174 | free_stock | R57-K-1-K017_SEP | inventory | 2025-10-28 | LV |  | RY01-Riyadh Central Warehouse | 2025-11-30 | 2025-11-16 | 0
4500592686-[60] | 908305009 : SWITCH,DISC,OVRHD,ABS,60HZ FREQ,200KV | LBS | ROH | HBCBABNCBD1BBBD21G | REC615 2.0- HBCBABNCBD1BBBD21G | 174 | 30 | 144 | free_stock | R15-R-1-K11B_SEP | inventory | 2025-10-28 | LV |  | RY01-Riyadh Central Warehouse | 2025-11-30 | 2025-11-16 | 0
4500592686-[60] | 908305009 : SWITCH,DISC,OVRHD,ABS,60HZ FREQ,200KV | LBS | ROH | HBCBABNCBD1BBBD21G | REC615 2.0- HBCBABNCBD1BBBD21G | 144 | 30 | 114 | free_stock | R16-C-1-K11B_SEP | inventory | 2025-10-28 | LV |  | RY01-Riyadh Central Warehouse | 2025-11-30 | 2025-11-16 | 0
4500592686-[60] | 908305009 : SWITCH,DISC,OVRHD,ABS,60HZ FREQ,200KV | LBS | ROH | HBCBABNCBD1BBBD21G | REC615 2.0- HBCBABNCBD1BBBD21G | 114 | 30 | 84 | free_stock | R16-D-1-K11B_SEP | inventory | 2025-10-28 | LV |  | RY01-Riyadh Central Warehouse | 2025-11-30 | 2025-11-16 | 0
4500592686-[60] | 908305009 : SWITCH,DISC,OVRHD,ABS,60HZ FREQ,200KV | LBS | ROH | HBCBABNCBD1BBBD21G | REC615 2.0- HBCBABNCBD1BBBD21G | 84 | 30 | 54 | free_stock | R16-G-1-K11B_SEP | inventory | 2025-10-28 | LV |  | RY01-Riyadh Central Warehouse | 2025-11-30 | 2025-11-16 | 0
4500592686-[60] | 908305009 : SWITCH,DISC,OVRHD,ABS,60HZ FREQ,200KV | LBS | ROH | HBCBABNCBD1BBBD21G | REC615 2.0- HBCBABNCBD1BBBD21G | 54 | 30 | 24 | free_stock | R16-H-1-K11B_SEP | inventory | 2025-10-28 | LV |  | RY01-Riyadh Central Warehouse | 2025-11-30 | 2025-11-16 | 0
4500592686-[60] | 908305009 : SWITCH,DISC,OVRHD,ABS,60HZ FREQ,200KV | LBS | ROH | HBCBABNCBD1BBBD21G | REC615 2.0- HBCBABNCBD1BBBD21G | 24 | 22 | 2 | free_stock | R67-C-1-K017_SEP | inventory | 2025-10-28 | LV |  | RY01-Riyadh Central Warehouse | 2025-11-30 | 2025-11-16 | 0
4500592686-[60] | 908305009 : SWITCH,DISC,OVRHD,ABS,60HZ FREQ,200KV | LBS | ROH | HBCBABNCBD1BBBD21G | REC615 2.0- HBCBABNCBD1BBBD21G | 2 | 2 | 0 | free_stock | R57-S-1-K017_SEP | inventory | 2025-10-28 | LV |  | RY01-Riyadh Central Warehouse | 2025-11-30 | 2025-11-16 | 0
4500592686-[60] | 908305009 : SWITCH,DISC,OVRHD,ABS,60HZ FREQ,200KV | LBS | ROH | IN76350001-2 | APT_THERMOSTAT WITHOUT STEM,SETTING: 0-60 DEG.CENTIGRADE | 449 | 123 | 326 | free_stock | 1-1-1-1 | inventory | 2025-10-28 | LV |  | RY01-Riyadh Central Warehouse | 2025-11-30 | 2025-11-16 | 0
4500592686-[60] | 908305009 : SWITCH,DISC,OVRHD,ABS,60HZ FREQ,200KV | LBS | ROH | IN76350001-2 | APT_THERMOSTAT WITHOUT STEM,SETTING: 0-60 DEG.CENTIGRADE | 326 | 113 | 213 | free_stock | INC-1-1-K017_SEP | inventory | 2025-10-28 | LV |  | RY01-Riyadh Central Warehouse | 2025-11-30 | 2025-11-16 | 0
4500592686-[60] | 908305009 : SWITCH,DISC,OVRHD,ABS,60HZ FREQ,200KV | LBS | ROH | IN76350001-2 | APT_THERMOSTAT WITHOUT STEM,SETTING: 0-60 DEG.CENTIGRADE | 213 | 83 | 130 | 6100K007 | 1-1-1-1 | inventory | 2025-10-28 | LV |  | RY01-Riyadh Central Warehouse | 2025-11-30 | 2025-11-16 | 0
4500592686-[60] | 908305009 : SWITCH,DISC,OVRHD,ABS,60HZ FREQ,200KV | LBS | ROH | IN76350001-2 | APT_THERMOSTAT WITHOUT STEM,SETTING: 0-60 DEG.CENTIGRADE | 130 | 76 | 54 | 6100K012B | 1-1-1-1 | inventory | 2025-10-28 | LV |  | RY01-Riyadh Central Warehouse | 2025-11-30 | 2025-11-16 | 0
4500592686-[60] | 908305009 : SWITCH,DISC,OVRHD,ABS,60HZ FREQ,200KV | LBS | ROH | IN76350001-2 | APT_THERMOSTAT WITHOUT STEM,SETTING: 0-60 DEG.CENTIGRADE | 54 | 54 | 0 | 6100K006 | 1-1-1-1 | inventory | 2025-10-28 | LV |  | RY01-Riyadh Central Warehouse | 2025-11-30 | 2025-11-16 | 0
4500592686-[60] | 908305009 : SWITCH,DISC,OVRHD,ABS,60HZ FREQ,200KV | LBS | ROH | LSA-AD11J50CA | R&Y_AD11-J50CA/LXR23 RED ALARM LAMP 24VDC | 449 | 115 | 334 | free_stock | R58-B-1-K11B_SEP | inventory | 2025-10-28 | LV |  | RY01-Riyadh Central Warehouse | 2025-11-30 | 2025-11-16 | 0
4500592686-[60] | 908305009 : SWITCH,DISC,OVRHD,ABS,60HZ FREQ,200KV | LBS | ROH | LSA-AD11J50CA | R&Y_AD11-J50CA/LXR23 RED ALARM LAMP 24VDC | 334 | 111 | 223 | 6100K006 | 1-1-1-1 | inventory | 2025-10-28 | LV |  | RY01-Riyadh Central Warehouse | 2025-11-30 | 2025-11-16 | 0
4500592686-[60] | 908305009 : SWITCH,DISC,OVRHD,ABS,60HZ FREQ,200KV | LBS | ROH | LSA-AD11J50CA | R&Y_AD11-J50CA/LXR23 RED ALARM LAMP 24VDC | 223 | 82 | 141 | 6100K007 | 1-1-1-1 | inventory | 2025-10-28 | LV |  | RY01-Riyadh Central Warehouse | 2025-11-30 | 2025-11-16 | 0
4500592686-[60] | 908305009 : SWITCH,DISC,OVRHD,ABS,60HZ FREQ,200KV | LBS | ROH | LSA-AD11J50CA | R&Y_AD11-J50CA/LXR23 RED ALARM LAMP 24VDC | 141 | 61 | 80 | 6100K012B | 1-1-1-1 | inventory | 2025-10-28 | LV |  | RY01-Riyadh Central Warehouse | 2025-11-30 | 2025-11-16 | 0
4500592686-[60] | 908305009 : SWITCH,DISC,OVRHD,ABS,60HZ FREQ,200KV | LBS | ROH | LSA-AD11J50CA | R&Y_AD11-J50CA/LXR23 RED ALARM LAMP 24VDC | 80 | 59 | 21 | free_stock | 1-1-1-1 | inventory | 2025-10-28 | LV |  | RY01-Riyadh Central Warehouse | 2025-11-30 | 2025-11-16 | 0
4500592686-[60] | 908305009 : SWITCH,DISC,OVRHD,ABS,60HZ FREQ,200KV | LBS | ROH | LSA-AD11J50CA | R&Y_AD11-J50CA/LXR23 RED ALARM LAMP 24VDC | 21 | 21 | 0 | free_stock | R58-B-1-K006_SEP | inventory | 2025-10-28 | LV |  | RY01-Riyadh Central Warehouse | 2025-11-30 | 2025-11-16 | 0
4500592686-[60] | 908305009 : SWITCH,DISC,OVRHD,ABS,60HZ FREQ,200KV | LBS | ROH | LXW18-11B | SHF_LXW18-11B / LIMIT SWITCH 1NO+1NC | 898 | 270 | 628 | 6100K007 | 1-1-1-1 | inventory | 2025-10-28 | LV |  | RY01-Riyadh Central Warehouse | 2025-11-30 | 2025-11-16 | 0
4500592686-[60] | 908305009 : SWITCH,DISC,OVRHD,ABS,60HZ FREQ,200KV | LBS | ROH | LXW18-11B | SHF_LXW18-11B / LIMIT SWITCH 1NO+1NC | 628 | 246 | 382 | 6100K013 | R59-O-1-K013_SEP | inventory | 2025-10-28 | LV |  | RY01-Riyadh Central Warehouse | 2025-11-30 | 2025-11-16 | 0
4500592686-[60] | 908305009 : SWITCH,DISC,OVRHD,ABS,60HZ FREQ,200KV | LBS | ROH | LXW18-11B | SHF_LXW18-11B / LIMIT SWITCH 1NO+1NC | 382 | 202 | 180 | 6100K006 | 1-1-1-1 | inventory | 2025-10-28 | LV |  | RY01-Riyadh Central Warehouse | 2025-11-30 | 2025-11-16 | 0
4500592686-[60] | 908305009 : SWITCH,DISC,OVRHD,ABS,60HZ FREQ,200KV | LBS | ROH | LXW18-11B | SHF_LXW18-11B / LIMIT SWITCH 1NO+1NC | 180 | 114 | 66 | free_stock | R59-O-1-K12B_SEP | inventory | 2025-10-28 | LV |  | RY01-Riyadh Central Warehouse | 2025-11-30 | 2025-11-16 | 0
4500592686-[60] | 908305009 : SWITCH,DISC,OVRHD,ABS,60HZ FREQ,200KV | LBS | ROH | LXW18-11B | SHF_LXW18-11B / LIMIT SWITCH 1NO+1NC | 66 | 66 | 0 | free_stock | R56-O-1-K017_SEP | inventory | 2025-10-28 | LV |  | RY01-Riyadh Central Warehouse | 2025-11-30 | 2025-11-16 | 0
4500592686-[60] | 908305009 : SWITCH,DISC,OVRHD,ABS,60HZ FREQ,200KV | LBS | ROH | MMCM-C4/2 | CHINT_AC MINIATURE CIRCUIT BREAKER 2P 4A mMCM-C4/2 | 449 | 137 | 312 | free_stock | R55-R-1-K11B_SEP | inventory | 2025-10-28 | LV |  | RY01-Riyadh Central Warehouse | 2025-11-30 | 2025-11-16 | 0
4500592686-[60] | 908305009 : SWITCH,DISC,OVRHD,ABS,60HZ FREQ,200KV | LBS | ROH | MMCM-C4/2 | CHINT_AC MINIATURE CIRCUIT BREAKER 2P 4A mMCM-C4/2 | 312 | 133 | 179 | free_stock | R55-R-1-K11A_SEP | inventory | 2025-10-28 | LV |  | RY01-Riyadh Central Warehouse | 2025-11-30 | 2025-11-16 | 0
4500592686-[60] | 908305009 : SWITCH,DISC,OVRHD,ABS,60HZ FREQ,200KV | LBS | ROH | MMCM-C4/2 | CHINT_AC MINIATURE CIRCUIT BREAKER 2P 4A mMCM-C4/2 | 179 | 129 | 50 | 6100K007 | 1-1-1-1 | inventory | 2025-10-28 | LV |  | RY01-Riyadh Central Warehouse | 2025-11-30 | 2025-11-16 | 0
4500592686-[60] | 908305009 : SWITCH,DISC,OVRHD,ABS,60HZ FREQ,200KV | LBS | ROH | MMCM-C4/2 | CHINT_AC MINIATURE CIRCUIT BREAKER 2P 4A mMCM-C4/2 | 50 | 50 | 0 | free_stock | 1-1-1-1 | inventory | 2025-10-28 | LV |  | RY01-Riyadh Central Warehouse | 2025-11-30 | 2025-11-16 | 0
4500592686-[60] | 908305009 : SWITCH,DISC,OVRHD,ABS,60HZ FREQ,200KV | LBS | ROH | MV-OHL-CPT-33KV-DP | Double Pole Control PT . Primary 33 kV : secondary 0.23kV, 200VA, Class 1. 700VAth .Frequency 60Hz .Out door type . Ambient 55 Degree C. Insulation level 36/95/200kV , Voltage factor :1.2Un Cont, As per IEC 61869-1&3 Class E.Primary terminal suitable for cable connection (clamp type) .Colour Grey for out door installation.Type test and routine test reports will be required .Laser printed name plate required. As per SEC Distribution standard Specification. | 449 | 44 | 405 | 6100K006 | 1-1-1-1 | inventory | 2025-10-28 | CPT |  | RY01-Riyadh Central Warehouse | 2025-11-30 | 2025-11-16 | 0
4500592686-[60] | 908305009 : SWITCH,DISC,OVRHD,ABS,60HZ FREQ,200KV | LBS | ROH | MV-OHL-CPT-33KV-DP | Double Pole Control PT . Primary 33 kV : secondary 0.23kV, 200VA, Class 1. 700VAth .Frequency 60Hz .Out door type . Ambient 55 Degree C. Insulation level 36/95/200kV , Voltage factor :1.2Un Cont, As per IEC 61869-1&3 Class E.Primary terminal suitable for cable connection (clamp type) .Colour Grey for out door installation.Type test and routine test reports will be required .Laser printed name plate required. As per SEC Distribution standard Specification. | 405 | 35 | 370 | 6100K012B | 1-1-1-1 | inventory | 2025-10-28 | CPT |  | RY01-Riyadh Central Warehouse | 2025-11-30 | 2025-11-16 | 0
4500592686-[60] | 908305009 : SWITCH,DISC,OVRHD,ABS,60HZ FREQ,200KV | LBS | ROH | MV-OHL-CPT-33KV-DP | Double Pole Control PT . Primary 33 kV : secondary 0.23kV, 200VA, Class 1. 700VAth .Frequency 60Hz .Out door type . Ambient 55 Degree C. Insulation level 36/95/200kV , Voltage factor :1.2Un Cont, As per IEC 61869-1&3 Class E.Primary terminal suitable for cable connection (clamp type) .Colour Grey for out door installation.Type test and routine test reports will be required .Laser printed name plate required. As per SEC Distribution standard Specification. | 370 | 21 | 349 | 6100K007 | 1-1-1-1 | inventory | 2025-10-28 | CPT |  | RY01-Riyadh Central Warehouse | 2025-11-30 | 2025-11-16 | 0
4500592686-[60] | 908305009 : SWITCH,DISC,OVRHD,ABS,60HZ FREQ,200KV | LBS | ROH | MV-OHL-CPT-33KV-DP | Double Pole Control PT . Primary 33 kV : secondary 0.23kV, 200VA, Class 1. 700VAth .Frequency 60Hz .Out door type . Ambient 55 Degree C. Insulation level 36/95/200kV , Voltage factor :1.2Un Cont, As per IEC 61869-1&3 Class E.Primary terminal suitable for cable connection (clamp type) .Colour Grey for out door installation.Type test and routine test reports will be required .Laser printed name plate required. As per SEC Distribution standard Specification. | 349 | 27 | 322 | 6100K012B | NEW.FLR-1-1-K007_SEP | consumption | 2025-10-13 | CPT |  | RY01-Riyadh Central Warehouse | 2025-11-30 | 2025-11-16 | 0 | [5 empty] | Work in Process Pick | 8071825
4500592686-[60] | 908305009 : SWITCH,DISC,OVRHD,ABS,60HZ FREQ,200KV | LBS | ROH | MV-OHL-CPT-33KV-DP | Double Pole Control PT . Primary 33 kV : secondary 0.23kV, 200VA, Class 1. 700VAth .Frequency 60Hz .Out door type . Ambient 55 Degree C. Insulation level 36/95/200kV , Voltage factor :1.2Un Cont, As per IEC 61869-1&3 Class E.Primary terminal suitable for cable connection (clamp type) .Colour Grey for out door installation.Type test and routine test reports will be required .Laser printed name plate required. As per SEC Distribution standard Specification. | 322 | 22 | 300 | 6100K012B | NEW.FLR-1-1-K006_SEP | consumption | 2025-10-13 | CPT |  | RY01-Riyadh Central Warehouse | 2025-11-30 | 2025-11-16 | 0 | [5 empty] | Work in Process Pick | 8071822
4500592686-[60] | 908305009 : SWITCH,DISC,OVRHD,ABS,60HZ FREQ,200KV | LBS | ROH | MV-OHL-CPT-33KV-DP | Double Pole Control PT . Primary 33 kV : secondary 0.23kV, 200VA, Class 1. 700VAth .Frequency 60Hz .Out door type . Ambient 55 Degree C. Insulation level 36/95/200kV , Voltage factor :1.2Un Cont, As per IEC 61869-1&3 Class E.Primary terminal suitable for cable connection (clamp type) .Colour Grey for out door installation.Type test and routine test reports will be required .Laser printed name plate required. As per SEC Distribution standard Specification. | 300 | 20 | 280 | 6100K012B | NEW.FLR-1-1-K11A_SEP | consumption | 2025-10-13 | CPT |  | RY01-Riyadh Central Warehouse | 2025-11-30 | 2025-11-16 | 0 | [5 empty] | Work in Process Pick | 8071828
4500592686-[60] | 908305009 : SWITCH,DISC,OVRHD,ABS,60HZ FREQ,200KV | LBS | ROH | MV-OHL-CPT-33KV-DP | Double Pole Control PT . Primary 33 kV : secondary 0.23kV, 200VA, Class 1. 700VAth .Frequency 60Hz .Out door type . Ambient 55 Degree C. Insulation level 36/95/200kV , Voltage factor :1.2Un Cont, As per IEC 61869-1&3 Class E.Primary terminal suitable for cable connection (clamp type) .Colour Grey for out door installation.Type test and routine test reports will be required .Laser printed name plate required. As per SEC Distribution standard Specification. | 280 | 4 | 276 | 6100K012B | NEW.FLR-1-1-K12A_SEP | consumption | 2025-10-13 | CPT |  | RY01-Riyadh Central Warehouse | 2025-11-30 | 2025-11-16 | 0 | [5 empty] | Work in Process Pick | 8071831
4500592686-[60] | 908305009 : SWITCH,DISC,OVRHD,ABS,60HZ FREQ,200KV | LBS | ROH | MV-OHL-CPT-33KV-DP | Double Pole Control PT . Primary 33 kV : secondary 0.23kV, 200VA, Class 1. 700VAth .Frequency 60Hz .Out door type . Ambient 55 Degree C. Insulation level 36/95/200kV , Voltage factor :1.2Un Cont, As per IEC 61869-1&3 Class E.Primary terminal suitable for cable connection (clamp type) .Colour Grey for out door installation.Type test and routine test reports will be required .Laser printed name plate required. As per SEC Distribution standard Specification. | 276 | 4 | 272 | 6100K012B | NEW.FLR-1-1-K12B_SEP | consumption | 2025-10-13 | CPT |  | RY01-Riyadh Central Warehouse | 2025-11-30 | 2025-11-16 | 0 | [5 empty] | Work in Process Pick | 8073287
4500592686-[60] | 908305009 : SWITCH,DISC,OVRHD,ABS,60HZ FREQ,200KV | LBS | ROH | MV-OHL-CPT-33KV-DP | Double Pole Control PT . Primary 33 kV : secondary 0.23kV, 200VA, Class 1. 700VAth .Frequency 60Hz .Out door type . Ambient 55 Degree C. Insulation level 36/95/200kV , Voltage factor :1.2Un Cont, As per IEC 61869-1&3 Class E.Primary terminal suitable for cable connection (clamp type) .Colour Grey for out door installation.Type test and routine test reports will be required .Laser printed name plate required. As per SEC Distribution standard Specification. | 272 | 136 | 136 | 6100K011A | NEW.FLR-1-1-K11A_SEP | consumption | 2025-10-19 | CPT |  | RY01-Riyadh Central Warehouse | 2025-11-30 | 2025-11-16 | 0 | [5 empty] | Project Transfer | 8187116
4500592686-[60] | 908305009 : SWITCH,DISC,OVRHD,ABS,60HZ FREQ,200KV | LBS | ROH | MV-OHL-CPT-33KV-DP | Double Pole Control PT . Primary 33 kV : secondary 0.23kV, 200VA, Class 1. 700VAth .Frequency 60Hz .Out door type . Ambient 55 Degree C. Insulation level 36/95/200kV , Voltage factor :1.2Un Cont, As per IEC 61869-1&3 Class E.Primary terminal suitable for cable connection (clamp type) .Colour Grey for out door installation.Type test and routine test reports will be required .Laser printed name plate required. As per SEC Distribution standard Specification. | 136 | 136 | 0 | 6100K007 | NEW.FLR-1-1-K11A_SEP | consumption | 2025-10-19 | CPT |  | RY01-Riyadh Central Warehouse | 2025-11-30 | 2025-11-16 | 0 | [5 empty] | Work in Process Pick | 8186302
4500592686-[60] | 908305009 : SWITCH,DISC,OVRHD,ABS,60HZ FREQ,200KV | LBS | ROH | MV2000-1685-06-W | WHITE TUBE, INNER DIA 3.5MM (1.5 WIRE) | 8980 | 2560 | 6420 | 6100K013 | INC-1-1-MVBM_SEP | consumption | 2025-08-10 | LV |  | RY01-Riyadh Central Warehouse | 2025-11-30 | 2025-11-16 | 0 | [5 empty] | Material Issue Order_MIO | 7982927
4500592686-[60] | 908305009 : SWITCH,DISC,OVRHD,ABS,60HZ FREQ,200KV | LBS | ROH | MV2000-1685-06-W | WHITE TUBE, INNER DIA 3.5MM (1.5 WIRE) | 6420 | 80 | 6340 | 6100K006 | INC-1-1-MVBM_SEP | consumption | 2025-08-10 | LV |  | RY01-Riyadh Central Warehouse | 2025-11-30 | 2025-11-16 | 0 | [5 empty] | Material Issue Order_MIO | 7982926
4500592686-[60] | 908305009 : SWITCH,DISC,OVRHD,ABS,60HZ FREQ,200KV | LBS | ROH | MV2000-1685-06-W | WHITE TUBE, INNER DIA 3.5MM (1.5 WIRE) | 6340 | 20 | 6320 | 6100K019 | IFLR-1-1-K019_SEP | consumption | 2025-10-16 | LV |  | RY01-Riyadh Central Warehouse | 2025-11-30 | 2025-11-16 | 0 | [5 empty] | Work in Process Pick | 8138048
4500592686-[60] | 908305009 : SWITCH,DISC,OVRHD,ABS,60HZ FREQ,200KV | LBS | ROH | MV2000-1685-06-W | WHITE TUBE, INNER DIA 3.5MM (1.5 WIRE) | 6320 | 20 | 6300 | 6100K019 | IFLR-1-1-K019_SEP | consumption | 2025-10-16 | LV |  | RY01-Riyadh Central Warehouse | 2025-11-30 | 2025-11-16 | 0 | [5 empty] | Work in Process Pick | 8140653
4500592686-[60] | 908305009 : SWITCH,DISC,OVRHD,ABS,60HZ FREQ,200KV | LBS | ROH | MV2000-1685-06-W | WHITE TUBE, INNER DIA 3.5MM (1.5 WIRE) | 6300 | 20 | 6280 | 6100K019 | IFLR-1-1-K019_SEP | consumption | 2025-10-16 | LV |  | RY01-Riyadh Central Warehouse | 2025-11-30 | 2025-11-16 | 0 | [5 empty] | Work in Process Pick | 8141182
4500592686-[60] | 908305009 : SWITCH,DISC,OVRHD,ABS,60HZ FREQ,200KV | LBS | ROH | MV2000-1685-06-W | WHITE TUBE, INNER DIA 3.5MM (1.5 WIRE) | 6280 | 10 | 6270 | 6100K019 | IFLR-1-1-K019_SEP | consumption | 2025-10-16 | LV |  | RY01-Riyadh Central Warehouse | 2025-11-30 | 2025-11-16 | 0 | [5 empty] | Work in Process Pick | 8139483
4500592686-[60] | 908305009 : SWITCH,DISC,OVRHD,ABS,60HZ FREQ,200KV | LBS | ROH | MV2000-1685-06-W | WHITE TUBE, INNER DIA 3.5MM (1.5 WIRE) | 6270 | 10 | 6260 | 6100K019 | IFLR-1-1-K019_SEP | consumption | 2025-10-16 | LV |  | RY01-Riyadh Central Warehouse | 2025-11-30 | 2025-11-16 | 0 | [5 empty] | Work in Process Pick | 8137926
4500592686-[60] | 908305009 : SWITCH,DISC,OVRHD,ABS,60HZ FREQ,200KV | LBS | ROH | MV2000-1685-06-W | WHITE TUBE, INNER DIA 3.5MM (1.5 WIRE) | 6260 | 20 | 6240 | 6100K019 | IFLR-1-1-K019_SEP | consumption | 2025-10-18 | LV |  | RY01-Riyadh Central Warehouse | 2025-11-30 | 2025-11-16 | 0 | [5 empty] | Work in Process Pick | 8164558
4500592686-[60] | 908305009 : SWITCH,DISC,OVRHD,ABS,60HZ FREQ,200KV | LBS | ROH | MV2000-1685-06-W | WHITE TUBE, INNER DIA 3.5MM (1.5 WIRE) | 6240 | 20 | 6220 | 6100K019 | IFLR-1-1-K019_SEP | consumption | 2025-10-18 | LV |  | RY01-Riyadh Central Warehouse | 2025-11-30 | 2025-11-16 | 0 | [5 empty] | Work in Process Pick | 8165195
4500592686-[60] | 908305009 : SWITCH,DISC,OVRHD,ABS,60HZ FREQ,200KV | LBS | ROH | MV2000-1685-06-W | WHITE TUBE, INNER DIA 3.5MM (1.5 WIRE) | 6220 | 2360 | 3860 | 6100K012B | R58-G-1-K010_SEP | consumption | 2025-10-20 | LV |  | RY01-Riyadh Central Warehouse | 2025-11-30 | 2025-11-16 | 0 | [5 empty] | Work in Process Pick | 8214097
4500592686-[60] | 908305009 : SWITCH,DISC,OVRHD,ABS,60HZ FREQ,200KV | LBS | ROH | MV2000-1685-06-W | WHITE TUBE, INNER DIA 3.5MM (1.5 WIRE) | 3860 | 2060 | 1800 | 6100K012B | R58-G-1-K010_SEP | consumption | 2025-10-20 | LV |  | RY01-Riyadh Central Warehouse | 2025-11-30 | 2025-11-16 | 0 | [5 empty] | Work in Process Pick | 8210401
4500592686-[60] | 908305009 : SWITCH,DISC,OVRHD,ABS,60HZ FREQ,200KV | LBS | ROH | MV2000-1685-06-W | WHITE TUBE, INNER DIA 3.5MM (1.5 WIRE) | 1800 | 1800 | 0 | 6100K007 | R58-G-1-K010_SEP | consumption | 2025-10-20 | LV |  | RY01-Riyadh Central Warehouse | 2025-11-30 | 2025-11-16 | 0 | [5 empty] | Work in Process Pick | 8215107
4500592686-[60] | 908305009 : SWITCH,DISC,OVRHD,ABS,60HZ FREQ,200KV | LBS | ROH | NB1-10DC 1P | Miniature Circuit Breaker, MCB, 10A, 1P, C Type, DC | 898 | 274 | 624 | free_stock | R62-G-1-K11B_SEP | inventory | 2025-10-28 | LV |  | RY01-Riyadh Central Warehouse | 2025-11-30 | 2025-11-16 | 0
4500592686-[60] | 908305009 : SWITCH,DISC,OVRHD,ABS,60HZ FREQ,200KV | LBS | ROH | NB1-10DC 1P | Miniature Circuit Breaker, MCB, 10A, 1P, C Type, DC | 624 | 244 | 380 | 6100K012B | 1-1-1-1 | inventory | 2025-10-28 | LV |  | RY01-Riyadh Central Warehouse | 2025-11-30 | 2025-11-16 | 0
4500592686-[60] | 908305009 : SWITCH,DISC,OVRHD,ABS,60HZ FREQ,200KV | LBS | ROH | NB1-10DC 1P | Miniature Circuit Breaker, MCB, 10A, 1P, C Type, DC | 380 | 204 | 176 | free_stock | 1-1-1-1 | inventory | 2025-10-28 | LV |  | RY01-Riyadh Central Warehouse | 2025-11-30 | 2025-11-16 | 0
4500592686-[60] | 908305009 : SWITCH,DISC,OVRHD,ABS,60HZ FREQ,200KV | LBS | ROH | NB1-10DC 1P | Miniature Circuit Breaker, MCB, 10A, 1P, C Type, DC | 176 | 176 | 0 | 6100K006 | 1-1-1-1 | inventory | 2025-10-28 | LV |  | RY01-Riyadh Central Warehouse | 2025-11-30 | 2025-11-16 | 0
4500592686-[60] | 908305009 : SWITCH,DISC,OVRHD,ABS,60HZ FREQ,200KV | LBS | ROH | NB1-6DC 1P | Miniature Circuit Breaker, MCB, 6A, 1P, C Type, DC | 449 | 122 | 327 | 6100K012B | 1-1-1-1 | inventory | 2025-10-28 | LV |  | RY01-Riyadh Central Warehouse | 2025-11-30 | 2025-11-16 | 0
4500592686-[60] | 908305009 : SWITCH,DISC,OVRHD,ABS,60HZ FREQ,200KV | LBS | ROH | NB1-6DC 1P | Miniature Circuit Breaker, MCB, 6A, 1P, C Type, DC | 327 | 118 | 209 | 6100K007 | 1-1-1-1 | inventory | 2025-10-28 | LV |  | RY01-Riyadh Central Warehouse | 2025-11-30 | 2025-11-16 | 0
4500592686-[60] | 908305009 : SWITCH,DISC,OVRHD,ABS,60HZ FREQ,200KV | LBS | ROH | NB1-6DC 1P | Miniature Circuit Breaker, MCB, 6A, 1P, C Type, DC | 209 | 118 | 91 | free_stock | 1-1-1-1 | inventory | 2025-10-28 | LV |  | RY01-Riyadh Central Warehouse | 2025-11-30 | 2025-11-16 | 0
4500592686-[60] | 908305009 : SWITCH,DISC,OVRHD,ABS,60HZ FREQ,200KV | LBS | ROH | NB1-6DC 1P | Miniature Circuit Breaker, MCB, 6A, 1P, C Type, DC | 91 | 91 | 0 | 6100K006 | 1-1-1-1 | inventory | 2025-10-28 | LV |  | RY01-Riyadh Central Warehouse | 2025-11-30 | 2025-11-16 | 0
4500592686-[60] | 908305009 : SWITCH,DISC,OVRHD,ABS,60HZ FREQ,200KV | LBS | ROH | NXA36CK630AM4-1 | Smart Outdoor LBS or Sectionalizer, 33kV,3P,400A,60Hz,200kV Bil,PM,SF6,1178MM MV-LBS& Sectionalizer SEC Item # 908334004 & SWITCH, DISC,LBS,SF6, LBS, 33kV 60Hz, 200kV BIL SEC Item #908305009 & 908305010 NXA36CK630AM4/Manual-Lock/Gauge/3CT/terminal-Cap-G/SA-Bracket/Painting/Counter | 449 | 96 | 353 | 6100K011B | NEW.FLR-1-1-K11B_SEP | consumption | 2025-10-26 | Gas Tank |  | RY01-Riyadh Central Warehouse | 2025-11-30 | 2025-11-16 | 0 | [5 empty] | Project Transfer | 8314300
4500592686-[60] | 908305009 : SWITCH,DISC,OVRHD,ABS,60HZ FREQ,200KV | LBS | ROH | OP-PLT-SEC-T3-230-2907919 | C&J_CJ-T2-AC 10-20kA T2 2P, Ur=230VAC,Uo=255VAC (SURGE PROTECTION UNIT) | 449 | 111 | 338 | 6100K012B | 1-1-1-1 | inventory | 2025-10-28 | LV |  | RY01-Riyadh Central Warehouse | 2025-11-30 | 2025-11-16 | 0
4500592686-[60] | 908305009 : SWITCH,DISC,OVRHD,ABS,60HZ FREQ,200KV | LBS | ROH | OP-PLT-SEC-T3-230-2907919 | C&J_CJ-T2-AC 10-20kA T2 2P, Ur=230VAC,Uo=255VAC (SURGE PROTECTION UNIT) | 338 | 109 | 229 | free_stock | R57-J-1-1 | inventory | 2025-10-28 | LV |  | RY01-Riyadh Central Warehouse | 2025-11-30 | 2025-11-16 | 0
4500592686-[60] | 908305009 : SWITCH,DISC,OVRHD,ABS,60HZ FREQ,200KV | LBS | ROH | OP-PLT-SEC-T3-230-2907919 | C&J_CJ-T2-AC 10-20kA T2 2P, Ur=230VAC,Uo=255VAC (SURGE PROTECTION UNIT) | 229 | 100 | 129 | 6100K007 | 1-1-1-1 | inventory | 2025-10-28 | LV |  | RY01-Riyadh Central Warehouse | 2025-11-30 | 2025-11-16 | 0
4500592686-[60] | 908305009 : SWITCH,DISC,OVRHD,ABS,60HZ FREQ,200KV | LBS | ROH | OP-PLT-SEC-T3-230-2907919 | C&J_CJ-T2-AC 10-20kA T2 2P, Ur=230VAC,Uo=255VAC (SURGE PROTECTION UNIT) | 129 | 62 | 67 | free_stock | R57-J-1-1 | inventory | 2025-10-28 | LV |  | RY01-Riyadh Central Warehouse | 2025-11-30 | 2025-11-16 | 0
4500592686-[60] | 908305009 : SWITCH,DISC,OVRHD,ABS,60HZ FREQ,200KV | LBS | ROH | OP-PLT-SEC-T3-230-2907919 | C&J_CJ-T2-AC 10-20kA T2 2P, Ur=230VAC,Uo=255VAC (SURGE PROTECTION UNIT) | 67 | 54 | 13 | free_stock | R57-B-1-K11B_SEP | inventory | 2025-10-28 | LV |  | RY01-Riyadh Central Warehouse | 2025-11-30 | 2025-11-16 | 0
4500592686-[60] | 908305009 : SWITCH,DISC,OVRHD,ABS,60HZ FREQ,200KV | LBS | ROH | OP-PLT-SEC-T3-230-2907919 | C&J_CJ-T2-AC 10-20kA T2 2P, Ur=230VAC,Uo=255VAC (SURGE PROTECTION UNIT) | 13 | 13 | 0 | free_stock | 1-1-1-1 | inventory | 2025-10-28 | LV |  | RY01-Riyadh Central Warehouse | 2025-11-30 | 2025-11-16 | 0
4500592686-[60] | 908305009 : SWITCH,DISC,OVRHD,ABS,60HZ FREQ,200KV | LBS | ROH | PL.AC30 | WZAZURE_PL.AC30 / THREE PIN SOCKET DIN RAIL MOUNTED | 449 | 113 | 336 | 6100K007 | 1-1-1-1 | inventory | 2025-10-28 | LV |  | RY01-Riyadh Central Warehouse | 2025-11-30 | 2025-11-16 | 0
4500592686-[60] | 908305009 : SWITCH,DISC,OVRHD,ABS,60HZ FREQ,200KV | LBS | ROH | PL.AC30 | WZAZURE_PL.AC30 / THREE PIN SOCKET DIN RAIL MOUNTED | 336 | 113 | 223 | free_stock | 1-1-1-1 | inventory | 2025-10-28 | LV |  | RY01-Riyadh Central Warehouse | 2025-11-30 | 2025-11-16 | 0
4500592686-[60] | 908305009 : SWITCH,DISC,OVRHD,ABS,60HZ FREQ,200KV | LBS | ROH | PL.AC30 | WZAZURE_PL.AC30 / THREE PIN SOCKET DIN RAIL MOUNTED | 223 | 100 | 123 | free_stock | R56-O-1-K11B_SEP | inventory | 2025-10-28 | LV |  | RY01-Riyadh Central Warehouse | 2025-11-30 | 2025-11-16 | 0
4500592686-[60] | 908305009 : SWITCH,DISC,OVRHD,ABS,60HZ FREQ,200KV | LBS | ROH | PL.AC30 | WZAZURE_PL.AC30 / THREE PIN SOCKET DIN RAIL MOUNTED | 123 | 73 | 50 | 6100K006 | 1-1-1-1 | inventory | 2025-10-28 | LV |  | RY01-Riyadh Central Warehouse | 2025-11-30 | 2025-11-16 | 0
4500592686-[60] | 908305009 : SWITCH,DISC,OVRHD,ABS,60HZ FREQ,200KV | LBS | ROH | PL.AC30 | WZAZURE_PL.AC30 / THREE PIN SOCKET DIN RAIL MOUNTED | 50 | 50 | 0 | free_stock | R56-O-1-K017_SEP | inventory | 2025-10-28 | LV |  | RY01-Riyadh Central Warehouse | 2025-11-30 | 2025-11-16 | 0
4500592686-[60] | 908305009 : SWITCH,DISC,OVRHD,ABS,60HZ FREQ,200KV | LBS | ROH | PXC-3000834 | SCBI 10-6 W - Screw bridge, with spring washer and insulating collar, pitch: 6.2 mm, number of positions: 10, color: silver | 4041 | 10 | 4031 | 6100K008 | R15-B-1-K12B_SEP | consumption | 2025-10-25 | LV |  | RY01-Riyadh Central Warehouse | 2025-11-30 | 2025-11-16 | 0 | [5 empty] | Work in Process Pick | 8292835
4500592686-[60] | 908305009 : SWITCH,DISC,OVRHD,ABS,60HZ FREQ,200KV | LBS | ROH | PXC-3000834 | SCBI 10-6 W - Screw bridge, with spring washer and insulating collar, pitch: 6.2 mm, number of positions: 10, color: silver | 4031 | 891 | 3140 | 6100K017 | R15-B-1-K11A_SEP | consumption | 2025-10-26 | LV |  | RY01-Riyadh Central Warehouse | 2025-11-30 | 2025-11-16 | 0 | [5 empty] | Work in Process Pick | 8314305
4500592686-[60] | 908305009 : SWITCH,DISC,OVRHD,ABS,60HZ FREQ,200KV | LBS | ROH | PXC-3246966 | E/TB - End bracket, for assembly on NS 32 or NS 35/7.5 DIN rail | 4041 | 513 | 3528 |  | R56-I-1-K11B_SEP | consumption | 2025-10-19 | LV |  | RY01-Riyadh Central Warehouse | 2025-11-30 | 2025-11-16 | 0 | [5 empty] | Material Transfer Order_MTO | 8182161
4500592686-[60] | 908305009 : SWITCH,DISC,OVRHD,ABS,60HZ FREQ,200KV | LBS | ROH | PXC-3246966 | E/TB - End bracket, for assembly on NS 32 or NS 35/7.5 DIN rail | 3528 | 415 | 3113 |  | R56-I-1-K11A_SEP | consumption | 2025-10-19 | LV |  | RY01-Riyadh Central Warehouse | 2025-11-30 | 2025-11-16 | 0 | [5 empty] | Material Transfer Order_MTO | 8182163
4500592686-[60] | 908305009 : SWITCH,DISC,OVRHD,ABS,60HZ FREQ,200KV | LBS | ROH | PXC-3246966 | E/TB - End bracket, for assembly on NS 32 or NS 35/7.5 DIN rail | 3113 | 181 | 2932 | 6100K011B | R56-I-1-K11B_SEP | consumption | 2025-10-19 | LV |  | RY01-Riyadh Central Warehouse | 2025-11-30 | 2025-11-16 | 0 | [5 empty] | Work in Process Pick | 8171866
4500592686-[60] | 908305009 : SWITCH,DISC,OVRHD,ABS,60HZ FREQ,200KV | LBS | ROH | PXC-3246966 | E/TB - End bracket, for assembly on NS 32 or NS 35/7.5 DIN rail | 2932 | 150 | 2782 |  | R56-I-1-K12A_SEP | consumption | 2025-10-19 | LV |  | RY01-Riyadh Central Warehouse | 2025-11-30 | 2025-11-16 | 0 | [5 empty] | Material Transfer Order_MTO | 8182165
4500592686-[60] | 908305009 : SWITCH,DISC,OVRHD,ABS,60HZ FREQ,200KV | LBS | ROH | PXC-3246966 | E/TB - End bracket, for assembly on NS 32 or NS 35/7.5 DIN rail | 2782 | 250 | 2532 | 6100K017 | R56-I-1-1 | consumption | 2025-10-26 | LV |  | RY01-Riyadh Central Warehouse | 2025-11-30 | 2025-11-16 | 0 | [5 empty] | Work in Process Pick | 8312973
4500592686-[60] | 908305009 : SWITCH,DISC,OVRHD,ABS,60HZ FREQ,200KV | LBS | ROH | PXC.3246023 | PHOENIX CONTACT_TB 4 EI / SCREW TERMINAL, 2PTS, 4 SQMM GREY | 26940 | 10617 | 16323 | free_stock | 1-1-1-1 | inventory | 2025-10-28 | LV |  | RY01-Riyadh Central Warehouse | 2025-11-30 | 2025-11-16 | 0
4500592686-[60] | 908305009 : SWITCH,DISC,OVRHD,ABS,60HZ FREQ,200KV | LBS | ROH | PXC.3246023 | PHOENIX CONTACT_TB 4 EI / SCREW TERMINAL, 2PTS, 4 SQMM GREY | 16323 | 10258 | 6065 | free_stock | INC-1-1-K12B_SEP | inventory | 2025-10-28 | LV |  | RY01-Riyadh Central Warehouse | 2025-11-30 | 2025-11-16 | 0
4500592686-[60] | 908305009 : SWITCH,DISC,OVRHD,ABS,60HZ FREQ,200KV | LBS | ROH | PXC.3246023 | PHOENIX CONTACT_TB 4 EI / SCREW TERMINAL, 2PTS, 4 SQMM GREY | 6065 | 6065 | 0 | 6100K006 | 1-1-1-1 | inventory | 2025-10-28 | LV |  | RY01-Riyadh Central Warehouse | 2025-11-30 | 2025-11-16 | 0
4500592686-[60] | 908305009 : SWITCH,DISC,OVRHD,ABS,60HZ FREQ,200KV | LBS | ROH | PXC.5775287 | PHOENIX CONTACT_TB6-RTK-02 / DISCONNECT TERMINAL BLOCK 6 SQMM | 10776 | 7426 | 3350 | free_stock | R15-I-1-K11A_SEP | inventory | 2025-10-28 | LV |  | RY01-Riyadh Central Warehouse | 2025-11-30 | 2025-11-16 | 0
4500592686-[60] | 908305009 : SWITCH,DISC,OVRHD,ABS,60HZ FREQ,200KV | LBS | ROH | PXC.5775287 | PHOENIX CONTACT_TB6-RTK-02 / DISCONNECT TERMINAL BLOCK 6 SQMM | 3350 | 3350 | 0 | free_stock | R14-S-1-K11A_SEP | inventory | 2025-10-28 | LV |  | RY01-Riyadh Central Warehouse | 2025-11-30 | 2025-11-16 | 0
4500592686-[60] | 908305009 : SWITCH,DISC,OVRHD,ABS,60HZ FREQ,200KV | LBS | ROH | RH050 | VISHAY_HEATER RH050, 50W 4.7KOHM, 120-240V AC/DC | 449 | 118 | 331 | 6100K012B | 1-1-1-1 | inventory | 2025-10-28 | LV |  | RY01-Riyadh Central Warehouse | 2025-11-30 | 2025-11-16 | 0
4500592686-[60] | 908305009 : SWITCH,DISC,OVRHD,ABS,60HZ FREQ,200KV | LBS | ROH | RH050 | VISHAY_HEATER RH050, 50W 4.7KOHM, 120-240V AC/DC | 331 | 93 | 238 | 6100K006 | 1-1-1-1 | inventory | 2025-10-28 | LV |  | RY01-Riyadh Central Warehouse | 2025-11-30 | 2025-11-16 | 0
4500592686-[60] | 908305009 : SWITCH,DISC,OVRHD,ABS,60HZ FREQ,200KV | LBS | ROH | RH050 | VISHAY_HEATER RH050, 50W 4.7KOHM, 120-240V AC/DC | 238 | 86 | 152 | free_stock | R16-B-1-K017_SEP | inventory | 2025-10-28 | LV |  | RY01-Riyadh Central Warehouse | 2025-11-30 | 2025-11-16 | 0
4500592686-[60] | 908305009 : SWITCH,DISC,OVRHD,ABS,60HZ FREQ,200KV | LBS | ROH | RH050 | VISHAY_HEATER RH050, 50W 4.7KOHM, 120-240V AC/DC | 152 | 58 | 94 | free_stock | R16-B-1-K12B_SEP | inventory | 2025-10-28 | LV |  | RY01-Riyadh Central Warehouse | 2025-11-30 | 2025-11-16 | 0
4500592686-[60] | 908305009 : SWITCH,DISC,OVRHD,ABS,60HZ FREQ,200KV | LBS | ROH | RH050 | VISHAY_HEATER RH050, 50W 4.7KOHM, 120-240V AC/DC | 94 | 57 | 37 | free_stock | 1-1-1-1 | inventory | 2025-10-28 | LV |  | RY01-Riyadh Central Warehouse | 2025-11-30 | 2025-11-16 | 0
4500592686-[60] | 908305009 : SWITCH,DISC,OVRHD,ABS,60HZ FREQ,200KV | LBS | ROH | RH050 | VISHAY_HEATER RH050, 50W 4.7KOHM, 120-240V AC/DC | 37 | 37 | 0 | free_stock | R16-B-1-K11B_SEP | inventory | 2025-10-28 | LV |  | RY01-Riyadh Central Warehouse | 2025-11-30 | 2025-11-16 | 0
4500592686-[60] | 908305009 : SWITCH,DISC,OVRHD,ABS,60HZ FREQ,200KV | LBS | ROH | RMU000000108 | Plain Washer M5 ¦ 9ABA450075F1003 ¦ Local | 12123 | 2399 | 9724 | free_stock | INC-1-1-K12B_SEP | inventory | 2025-10-28 | LV |  | RY01-Riyadh Central Warehouse | 2025-11-30 | 2025-11-16 | 0
4500592686-[60] | 908305009 : SWITCH,DISC,OVRHD,ABS,60HZ FREQ,200KV | LBS | ROH | RMU000000108 | Plain Washer M5 ¦ 9ABA450075F1003 ¦ Local | 9724 | 2389 | 7335 | free_stock | R58-A-1-K11B_SEP | inventory | 2025-10-28 | LV |  | RY01-Riyadh Central Warehouse | 2025-11-30 | 2025-11-16 | 0
4500592686-[60] | 908305009 : SWITCH,DISC,OVRHD,ABS,60HZ FREQ,200KV | LBS | ROH | RMU000000108 | Plain Washer M5 ¦ 9ABA450075F1003 ¦ Local | 7335 | 2376 | 4959 | 6100K007 | 1-1-1-1 | inventory | 2025-10-28 | LV |  | RY01-Riyadh Central Warehouse | 2025-11-30 | 2025-11-16 | 0
4500592686-[60] | 908305009 : SWITCH,DISC,OVRHD,ABS,60HZ FREQ,200KV | LBS | ROH | RMU000000108 | Plain Washer M5 ¦ 9ABA450075F1003 ¦ Local | 4959 | 1858 | 3101 | free_stock | INC-1-1-K017_SEP | inventory | 2025-10-28 | LV |  | RY01-Riyadh Central Warehouse | 2025-11-30 | 2025-11-16 | 0
4500592686-[60] | 908305009 : SWITCH,DISC,OVRHD,ABS,60HZ FREQ,200KV | LBS | ROH | RMU000000108 | Plain Washer M5 ¦ 9ABA450075F1003 ¦ Local | 3101 | 1642 | 1459 | 6100K006 | 1-1-1-1 | inventory | 2025-10-28 | LV |  | RY01-Riyadh Central Warehouse | 2025-11-30 | 2025-11-16 | 0
4500592686-[60] | 908305009 : SWITCH,DISC,OVRHD,ABS,60HZ FREQ,200KV | LBS | ROH | RMU000000108 | Plain Washer M5 ¦ 9ABA450075F1003 ¦ Local | 1459 | 624 | 835 | free_stock | R58-A-1-K11A_SEP | inventory | 2025-10-28 | LV |  | RY01-Riyadh Central Warehouse | 2025-11-30 | 2025-11-16 | 0
4500592686-[60] | 908305009 : SWITCH,DISC,OVRHD,ABS,60HZ FREQ,200KV | LBS | ROH | RMU000000108 | Plain Washer M5 ¦ 9ABA450075F1003 ¦ Local | 835 | 349 | 486 | 6100K012B | 1-1-1-1 | inventory | 2025-10-28 | LV |  | RY01-Riyadh Central Warehouse | 2025-11-30 | 2025-11-16 | 0
4500592686-[60] | 908305009 : SWITCH,DISC,OVRHD,ABS,60HZ FREQ,200KV | LBS | ROH | RMU000000108 | Plain Washer M5 ¦ 9ABA450075F1003 ¦ Local | 486 | 60 | 426 | free_stock | INC-1-1-K12A_SEP | inventory | 2025-10-28 | LV |  | RY01-Riyadh Central Warehouse | 2025-11-30 | 2025-11-16 | 0
4500592686-[60] | 908305009 : SWITCH,DISC,OVRHD,ABS,60HZ FREQ,200KV | LBS | ROH | RMU000000108 | Plain Washer M5 ¦ 9ABA450075F1003 ¦ Local | 426 | 426 | 0 | 6100K007 | INC-1-1-K017_SEP | consumption | 2025-10-13 | LV |  | RY01-Riyadh Central Warehouse | 2025-11-30 | 2025-11-16 | 0 | [5 empty] | Work in Process Pick | 8079380
4500592686-[60] | 908305009 : SWITCH,DISC,OVRHD,ABS,60HZ FREQ,200KV | LBS | ROH | RMU000000113 | Lock Washer M5 ¦ 9ABA450075F1008 ¦ Local | 1347 | 948 | 399 | free_stock | INC-1-1-K12B_SEP | inventory | 2025-10-28 | LV |  | RY01-Riyadh Central Warehouse | 2025-11-30 | 2025-11-16 | 0
4500592686-[60] | 908305009 : SWITCH,DISC,OVRHD,ABS,60HZ FREQ,200KV | LBS | ROH | RMU000000113 | Lock Washer M5 ¦ 9ABA450075F1008 ¦ Local | 399 | 399 | 0 | 6100K012B | 1-1-1-1 | inventory | 2025-10-28 | LV |  | RY01-Riyadh Central Warehouse | 2025-11-30 | 2025-11-16 | 0
4500592686-[60] | 908305009 : SWITCH,DISC,OVRHD,ABS,60HZ FREQ,200KV | LBS | ROH | RMU000000298 | CHINT_AUXILIARY CONTACT FOR MCB 1NO 1NC DC (XF9) | 449 | 254 | 195 | free_stock | INC-1-1-K11B_SEP | inventory | 2025-10-28 | LV |  | RY01-Riyadh Central Warehouse | 2025-11-30 | 2025-11-16 | 0
4500592686-[60] | 908305009 : SWITCH,DISC,OVRHD,ABS,60HZ FREQ,200KV | LBS | ROH | RMU000000298 | CHINT_AUXILIARY CONTACT FOR MCB 1NO 1NC DC (XF9) | 195 | 195 | 0 | free_stock | 1-1-1-1 | inventory | 2025-10-28 | LV |  | RY01-Riyadh Central Warehouse | 2025-11-30 | 2025-11-16 | 0
4500592686-[60] | 908305009 : SWITCH,DISC,OVRHD,ABS,60HZ FREQ,200KV | LBS | ROH | SEP10052 | ‭DISCONNECTING TB FOR CT, OTTA 6-T, BOLT W/O SPRING/0790462/OTTA 6-T P/P‬ | 2694 | 474 | 2220 | free_stock | R57-G-1-K006_SEP | inventory | 2025-10-28 | LV |  | RY01-Riyadh Central Warehouse | 2025-11-30 | 2025-11-16 | 0
4500592686-[60] | 908305009 : SWITCH,DISC,OVRHD,ABS,60HZ FREQ,200KV | LBS | ROH | SEP10052 | ‭DISCONNECTING TB FOR CT, OTTA 6-T, BOLT W/O SPRING/0790462/OTTA 6-T P/P‬ | 2220 | 420 | 1800 | 6100K007 | 1-1-1-1 | inventory | 2025-10-28 | LV |  | RY01-Riyadh Central Warehouse | 2025-11-30 | 2025-11-16 | 0
4500592686-[60] | 908305009 : SWITCH,DISC,OVRHD,ABS,60HZ FREQ,200KV | LBS | ROH | SEP10052 | ‭DISCONNECTING TB FOR CT, OTTA 6-T, BOLT W/O SPRING/0790462/OTTA 6-T P/P‬ | 1800 | 396 | 1404 | free_stock | R67-O-1-K017_SEP | inventory | 2025-10-28 | LV |  | RY01-Riyadh Central Warehouse | 2025-11-30 | 2025-11-16 | 0
4500592686-[60] | 908305009 : SWITCH,DISC,OVRHD,ABS,60HZ FREQ,200KV | LBS | ROH | SEP10052 | ‭DISCONNECTING TB FOR CT, OTTA 6-T, BOLT W/O SPRING/0790462/OTTA 6-T P/P‬ | 1404 | 374 | 1030 | free_stock | 1-1-1-1 | inventory | 2025-10-28 | LV |  | RY01-Riyadh Central Warehouse | 2025-11-30 | 2025-11-16 | 0
4500592686-[60] | 908305009 : SWITCH,DISC,OVRHD,ABS,60HZ FREQ,200KV | LBS | ROH | SEP10052 | ‭DISCONNECTING TB FOR CT, OTTA 6-T, BOLT W/O SPRING/0790462/OTTA 6-T P/P‬ | 1030 | 268 | 762 | free_stock | R67-O-1-K11B_SEP | inventory | 2025-10-28 | LV |  | RY01-Riyadh Central Warehouse | 2025-11-30 | 2025-11-16 | 0
4500592686-[60] | 908305009 : SWITCH,DISC,OVRHD,ABS,60HZ FREQ,200KV | LBS | ROH | SEP10052 | ‭DISCONNECTING TB FOR CT, OTTA 6-T, BOLT W/O SPRING/0790462/OTTA 6-T P/P‬ | 762 | 246 | 516 | free_stock | R67-O-1-K008_SEP | inventory | 2025-10-28 | LV |  | RY01-Riyadh Central Warehouse | 2025-11-30 | 2025-11-16 | 0
4500592686-[60] | 908305009 : SWITCH,DISC,OVRHD,ABS,60HZ FREQ,200KV | LBS | ROH | SEP10052 | ‭DISCONNECTING TB FOR CT, OTTA 6-T, BOLT W/O SPRING/0790462/OTTA 6-T P/P‬ | 516 | 228 | 288 | free_stock | R67-O-1-K11A_SEP | inventory | 2025-10-28 | LV |  | RY01-Riyadh Central Warehouse | 2025-11-30 | 2025-11-16 | 0
4500592686-[60] | 908305009 : SWITCH,DISC,OVRHD,ABS,60HZ FREQ,200KV | LBS | ROH | SEP10052 | ‭DISCONNECTING TB FOR CT, OTTA 6-T, BOLT W/O SPRING/0790462/OTTA 6-T P/P‬ | 288 | 204 | 84 | 6100K012B | 1-1-1-1 | inventory | 2025-10-28 | LV |  | RY01-Riyadh Central Warehouse | 2025-11-30 | 2025-11-16 | 0
4500592686-[60] | 908305009 : SWITCH,DISC,OVRHD,ABS,60HZ FREQ,200KV | LBS | ROH | SEP10052 | ‭DISCONNECTING TB FOR CT, OTTA 6-T, BOLT W/O SPRING/0790462/OTTA 6-T P/P‬ | 84 | 84 | 0 | 6100K006 | 1-1-1-1 | inventory | 2025-10-28 | LV |  | RY01-Riyadh Central Warehouse | 2025-11-30 | 2025-11-16 | 0
4500592686-[60] | 908305009 : SWITCH,DISC,OVRHD,ABS,60HZ FREQ,200KV | LBS | ROH | SEP10120 | ‭TIE MOUNT FOR SPARE TIE/HC-102/HC-102‬ | 4490 | 4300 | 190 | free_stock | R15-T-1-K017_SEP | inventory | 2025-10-28 | LV |  | RY01-Riyadh Central Warehouse | 2025-11-30 | 2025-11-16 | 0
4500592686-[60] | 908305009 : SWITCH,DISC,OVRHD,ABS,60HZ FREQ,200KV | LBS | ROH | SEP10120 | ‭TIE MOUNT FOR SPARE TIE/HC-102/HC-102‬ | 190 | 190 | 0 | free_stock | R58-R-1-K006_SEP | inventory | 2025-10-28 | LV |  | RY01-Riyadh Central Warehouse | 2025-11-30 | 2025-11-16 | 0
4500592686-[60] | 908305009 : SWITCH,DISC,OVRHD,ABS,60HZ FREQ,200KV | LBS | ROH | SEP10128 | ‭DIN RAIL SLOTTED/35X15X1.5X2 - HOLE/DIN RAIL‬ | 224.5 | 153 | 71.5 | free_stock | 1-1-1-1 | inventory | 2025-10-28 | LV |  | RY01-Riyadh Central Warehouse | 2025-11-30 | 2025-11-16 | 0
4500592686-[60] | 908305009 : SWITCH,DISC,OVRHD,ABS,60HZ FREQ,200KV | LBS | ROH | SEP10128 | ‭DIN RAIL SLOTTED/35X15X1.5X2 - HOLE/DIN RAIL‬ | 71.5 | 71.5 | 0 | free_stock | INC-1-1-K007_SEP | inventory | 2025-10-28 | LV |  | RY01-Riyadh Central Warehouse | 2025-11-30 | 2025-11-16 | 0
4500592686-[60] | 908305009 : SWITCH,DISC,OVRHD,ABS,60HZ FREQ,200KV | LBS | ROH | SEP10481 | End Cover, D-URTK ¦ 310020 ¦ PHOENIX | 449 | 103 | 346 | 6100K012B | 1-1-1-1 | inventory | 2025-10-28 | LV |  | RY01-Riyadh Central Warehouse | 2025-11-30 | 2025-11-16 | 0
4500592686-[60] | 908305009 : SWITCH,DISC,OVRHD,ABS,60HZ FREQ,200KV | LBS | ROH | SEP10481 | End Cover, D-URTK ¦ 310020 ¦ PHOENIX | 346 | 79 | 267 | free_stock | R59-G-1-MVBM_SEP | inventory | 2025-10-28 | LV |  | RY01-Riyadh Central Warehouse | 2025-11-30 | 2025-11-16 | 0
4500592686-[60] | 908305009 : SWITCH,DISC,OVRHD,ABS,60HZ FREQ,200KV | LBS | ROH | SEP10481 | End Cover, D-URTK ¦ 310020 ¦ PHOENIX | 267 | 50 | 217 | 6100K011B | 1-1-1-1 | inventory | 2025-10-28 | LV |  | RY01-Riyadh Central Warehouse | 2025-11-30 | 2025-11-16 | 0
4500592686-[60] | 908305009 : SWITCH,DISC,OVRHD,ABS,60HZ FREQ,200KV | LBS | ROH | SEP10481 | End Cover, D-URTK ¦ 310020 ¦ PHOENIX | 217 | 103 | 114 | 6100K012B | R59-G-1-MVBM_SEP | consumption | 2025-10-18 | LV |  | RY01-Riyadh Central Warehouse | 2025-11-30 | 2025-11-16 | 0 | [5 empty] | Work in Process Pick | 8162975
4500592686-[60] | 908305009 : SWITCH,DISC,OVRHD,ABS,60HZ FREQ,200KV | LBS | ROH | SEP10481 | End Cover, D-URTK ¦ 310020 ¦ PHOENIX | 114 | 50 | 64 | 6100K011B | R59-G-1-MVBM_SEP | consumption | 2025-10-18 | LV |  | RY01-Riyadh Central Warehouse | 2025-11-30 | 2025-11-16 | 0 | [5 empty] | Work in Process Pick | 8162028
4500592686-[60] | 908305009 : SWITCH,DISC,OVRHD,ABS,60HZ FREQ,200KV | LBS | ROH | SEP10481 | End Cover, D-URTK ¦ 310020 ¦ PHOENIX | 64 | 64 | 0 | 6100K012B | R59-G-1-MVBM_SEP | consumption | 2025-10-19 | LV |  | RY01-Riyadh Central Warehouse | 2025-11-30 | 2025-11-16 | 0 | [5 empty] | Work in Process Pick | 8186243
4500592686-[60] | 908305009 : SWITCH,DISC,OVRHD,ABS,60HZ FREQ,200KV | LBS | ROH | SEP10555 | TB NUMBERING MARKER (BLANK), UCT-TM 6 / 0828736 | 4490 | 502 | 3988 | free_stock | R57-R-1-K006_SEP | inventory | 2025-10-28 | LV |  | RY01-Riyadh Central Warehouse | 2025-11-30 | 2025-11-16 | 0
4500592686-[60] | 908305009 : SWITCH,DISC,OVRHD,ABS,60HZ FREQ,200KV | LBS | ROH | SEP10555 | TB NUMBERING MARKER (BLANK), UCT-TM 6 / 0828736 | 3988 | 460 | 3528 | free_stock | R15-B-1-K006_SEP | inventory | 2025-10-28 | LV |  | RY01-Riyadh Central Warehouse | 2025-11-30 | 2025-11-16 | 0
4500592686-[60] | 908305009 : SWITCH,DISC,OVRHD,ABS,60HZ FREQ,200KV | LBS | ROH | SEP10555 | TB NUMBERING MARKER (BLANK), UCT-TM 6 / 0828736 | 3528 | 270 | 3258 | free_stock | R57-R-1-K017_SEP | inventory | 2025-10-28 | LV |  | RY01-Riyadh Central Warehouse | 2025-11-30 | 2025-11-16 | 0
4500592686-[60] | 908305009 : SWITCH,DISC,OVRHD,ABS,60HZ FREQ,200KV | LBS | ROH | SEP10555 | TB NUMBERING MARKER (BLANK), UCT-TM 6 / 0828736 | 3258 | 268 | 2990 | 6100K006 | 1-1-1-1 | inventory | 2025-10-28 | LV |  | RY01-Riyadh Central Warehouse | 2025-11-30 | 2025-11-16 | 0
4500592686-[60] | 908305009 : SWITCH,DISC,OVRHD,ABS,60HZ FREQ,200KV | LBS | ROH | SEP10555 | TB NUMBERING MARKER (BLANK), UCT-TM 6 / 0828736 | 2990 | 252 | 2738 | 6100K007 | 1-1-1-1 | inventory | 2025-10-28 | LV |  | RY01-Riyadh Central Warehouse | 2025-11-30 | 2025-11-16 | 0
4500592686-[60] | 908305009 : SWITCH,DISC,OVRHD,ABS,60HZ FREQ,200KV | LBS | ROH | SEP10555 | TB NUMBERING MARKER (BLANK), UCT-TM 6 / 0828736 | 2738 | 1030 | 1708 | 6100K012B | R57-R-1-K017_SEP | consumption | 2025-10-13 | LV |  | RY01-Riyadh Central Warehouse | 2025-11-30 | 2025-11-16 | 0 | [5 empty] | Work in Process Pick | 8077366
4500592686-[60] | 908305009 : SWITCH,DISC,OVRHD,ABS,60HZ FREQ,200KV | LBS | ROH | SEP10555 | TB NUMBERING MARKER (BLANK), UCT-TM 6 / 0828736 | 1708 | 300 | 1408 | 6100K008 | R57-R-1-K017_SEP | consumption | 2025-10-18 | LV |  | RY01-Riyadh Central Warehouse | 2025-11-30 | 2025-11-16 | 0 | [5 empty] | Work in Process Pick | 8161348
4500592686-[60] | 908305009 : SWITCH,DISC,OVRHD,ABS,60HZ FREQ,200KV | LBS | ROH | SEP10555 | TB NUMBERING MARKER (BLANK), UCT-TM 6 / 0828736 | 1408 | 1408 | 0 | 6100K011B | R15-B-1-K006_SEP | consumption | 2025-10-19 | LV |  | RY01-Riyadh Central Warehouse | 2025-11-30 | 2025-11-16 | 0 | [5 empty] | Work in Process Pick | 8171881
4500592686-[60] | 908305009 : SWITCH,DISC,OVRHD,ABS,60HZ FREQ,200KV | LBS | ROH | SEP10556 | TB NUMBERING MARKER (BLANK), UCT-TM 8 / 0828740 | 2694 | 450 | 2244 | free_stock | R57-A-1-K006_SEP | inventory | 2025-10-28 | LV |  | RY01-Riyadh Central Warehouse | 2025-11-30 | 2025-11-16 | 0
4500592686-[60] | 908305009 : SWITCH,DISC,OVRHD,ABS,60HZ FREQ,200KV | LBS | ROH | SEP10556 | TB NUMBERING MARKER (BLANK), UCT-TM 8 / 0828740 | 2244 | 330 | 1914 | free_stock | R57-A-1-K017_SEP | inventory | 2025-10-28 | LV |  | RY01-Riyadh Central Warehouse | 2025-11-30 | 2025-11-16 | 0
4500592686-[60] | 908305009 : SWITCH,DISC,OVRHD,ABS,60HZ FREQ,200KV | LBS | ROH | SEP10556 | TB NUMBERING MARKER (BLANK), UCT-TM 8 / 0828740 | 1914 | 124 | 1790 | 6100K006 | 1-1-1-1 | inventory | 2025-10-28 | LV |  | RY01-Riyadh Central Warehouse | 2025-11-30 | 2025-11-16 | 0
4500592686-[60] | 908305009 : SWITCH,DISC,OVRHD,ABS,60HZ FREQ,200KV | LBS | ROH | SEP10556 | TB NUMBERING MARKER (BLANK), UCT-TM 8 / 0828740 | 1790 | 618 | 1172 | 6100K012B | R57-A-1-K006_SEP | consumption | 2025-10-13 | LV |  | RY01-Riyadh Central Warehouse | 2025-11-30 | 2025-11-16 | 0 | [5 empty] | Work in Process Pick | 8077386
4500592686-[60] | 908305009 : SWITCH,DISC,OVRHD,ABS,60HZ FREQ,200KV | LBS | ROH | SEP10556 | TB NUMBERING MARKER (BLANK), UCT-TM 8 / 0828740 | 1172 | 180 | 992 | 6100K008 | R57-A-1-K006_SEP | consumption | 2025-10-18 | LV |  | RY01-Riyadh Central Warehouse | 2025-11-30 | 2025-11-16 | 0 | [5 empty] | Work in Process Pick | 8161279
4500592686-[60] | 908305009 : SWITCH,DISC,OVRHD,ABS,60HZ FREQ,200KV | LBS | ROH | SEP10556 | TB NUMBERING MARKER (BLANK), UCT-TM 8 / 0828740 | 992 | 992 | 0 | 6100K011B | R57-A-1-K006_SEP | consumption | 2025-10-19 | LV |  | RY01-Riyadh Central Warehouse | 2025-11-30 | 2025-11-16 | 0 | [5 empty] | Work in Process Pick | 8171884
4500592686-[60] | 908305009 : SWITCH,DISC,OVRHD,ABS,60HZ FREQ,200KV | LBS | ROH | SEP10962 | TB, Terminal block, plastic, for 2.5mm wires, 12 connections per set | 74.8333 | 74.8333 | 0 | 6100K006 | IFLR-1-1-K006_SEP | consumption | 2025-10-18 | LV |  | RY01-Riyadh Central Warehouse | 2025-11-30 | 2025-11-16 | 0 | [5 empty] | Material Issue Order_MIO | 8162883
4500592686-[60] | 908305009 : SWITCH,DISC,OVRHD,ABS,60HZ FREQ,200KV | LBS | ROH | SEP11143 | Cable, Control, 1 CORE CU/PVC, 2.5 Sq.mm, Red, 105°, 600/1000V , 1 x 91.4 m | 134.7 | 134.7 | 0 | 6100KDP01 | R57-P-1-KDP1_SEP | consumption | 2025-06-28 | LV |  | RY01-Riyadh Central Warehouse | 2025-11-30 | 2025-11-16 | 0 | [5 empty] | Miscellaneous issue | 6173890
4500592686-[60] | 908305009 : SWITCH,DISC,OVRHD,ABS,60HZ FREQ,200KV | LBS | ROH | SEP11146 | Cable, Control, 1 CORE CU/PVC, 2.5 Sq.mm, Black, 105°, 600/1000V , 1 x 91.4 m | 449 | 5 | 444 | 6100K008 | IFLR-1-1-MVBM_SEP | consumption | 2025-10-23 | LV |  | RY01-Riyadh Central Warehouse | 2025-11-30 | 2025-11-16 | 0 | [5 empty] | Work in Process Pick | 8270466
4500592686-[60] | 908305009 : SWITCH,DISC,OVRHD,ABS,60HZ FREQ,200KV | LBS | ROH | SEP11146 | Cable, Control, 1 CORE CU/PVC, 2.5 Sq.mm, Black, 105°, 600/1000V , 1 x 91.4 m | 444 | 89 | 355 | 6100K012B | IFLR-1-1-MVBM_SEP | consumption | 2025-10-25 | LV |  | RY01-Riyadh Central Warehouse | 2025-11-30 | 2025-11-16 | 0 | [5 empty] | Work in Process Pick | 8293608
4500592686-[60] | 908305009 : SWITCH,DISC,OVRHD,ABS,60HZ FREQ,200KV | LBS | ROH | SEP11146 | Cable, Control, 1 CORE CU/PVC, 2.5 Sq.mm, Black, 105°, 600/1000V , 1 x 91.4 m | 355 | 6 | 349 | 6100K017 | IFLR-1-1-MVBM_SEP | consumption | 2025-10-25 | LV |  | RY01-Riyadh Central Warehouse | 2025-11-30 | 2025-11-16 | 0 | [5 empty] | Work in Process Pick | 8299875
4500592686-[60] | 908305009 : SWITCH,DISC,OVRHD,ABS,60HZ FREQ,200KV | LBS | ROH | SEP11146 | Cable, Control, 1 CORE CU/PVC, 2.5 Sq.mm, Black, 105°, 600/1000V , 1 x 91.4 m | 349 | 349 | 0 | 6100KDP01 | R57-A-1-KDP1_SEP | consumption | 2025-06-28 | LV |  | RY01-Riyadh Central Warehouse | 2025-11-30 | 2025-11-16 | 0 | [5 empty] | Miscellaneous issue | 6173066
4500592686-[60] | 908305009 : SWITCH,DISC,OVRHD,ABS,60HZ FREQ,200KV | LBS | ROH | SFB220A24H300 | BEB OR DFE_SFB220A24H300/24VDC / BATTERY CHARGER INPUT 220VAC,OUTPUT 24VDC | 449 | 98 | 351 | free_stock | R56-P-1-K11B_SEP | inventory | 2025-10-28 | LV |  | RY01-Riyadh Central Warehouse | 2025-11-30 | 2025-11-16 | 0
4500592686-[60] | 908305009 : SWITCH,DISC,OVRHD,ABS,60HZ FREQ,200KV | LBS | ROH | SFB220A24H300 | BEB OR DFE_SFB220A24H300/24VDC / BATTERY CHARGER INPUT 220VAC,OUTPUT 24VDC | 351 | 93 | 258 | 6100K006 | 1-1-1-1 | inventory | 2025-10-28 | LV |  | RY01-Riyadh Central Warehouse | 2025-11-30 | 2025-11-16 | 0
4500592686-[60] | 908305009 : SWITCH,DISC,OVRHD,ABS,60HZ FREQ,200KV | LBS | ROH | SFB220A24H300 | BEB OR DFE_SFB220A24H300/24VDC / BATTERY CHARGER INPUT 220VAC,OUTPUT 24VDC | 258 | 93 | 165 | 6100K012B | 1-1-1-1 | inventory | 2025-10-28 | LV |  | RY01-Riyadh Central Warehouse | 2025-11-30 | 2025-11-16 | 0
4500592686-[60] | 908305009 : SWITCH,DISC,OVRHD,ABS,60HZ FREQ,200KV | LBS | ROH | SFB220A24H300 | BEB OR DFE_SFB220A24H300/24VDC / BATTERY CHARGER INPUT 220VAC,OUTPUT 24VDC | 165 | 75 | 90 | free_stock | R18-C-1-K006_SEP | inventory | 2025-10-28 | LV |  | RY01-Riyadh Central Warehouse | 2025-11-30 | 2025-11-16 | 0
4500592686-[60] | 908305009 : SWITCH,DISC,OVRHD,ABS,60HZ FREQ,200KV | LBS | ROH | SFB220A24H300 | BEB OR DFE_SFB220A24H300/24VDC / BATTERY CHARGER INPUT 220VAC,OUTPUT 24VDC | 90 | 72 | 18 | free_stock | R18-C-1-K017_SEP | inventory | 2025-10-28 | LV |  | RY01-Riyadh Central Warehouse | 2025-11-30 | 2025-11-16 | 0
4500592686-[60] | 908305009 : SWITCH,DISC,OVRHD,ABS,60HZ FREQ,200KV | LBS | ROH | SFB220A24H300 | BEB OR DFE_SFB220A24H300/24VDC / BATTERY CHARGER INPUT 220VAC,OUTPUT 24VDC | 18 | 18 | 0 | free_stock | 1-1-1-1 | inventory | 2025-10-28 | LV |  | RY01-Riyadh Central Warehouse | 2025-11-30 | 2025-11-16 | 0
4500592686-[60] | 908305009 : SWITCH,DISC,OVRHD,ABS,60HZ FREQ,200KV | LBS | ROH | VBC6-30-01-01 | ABB_VBC6-30-01-01 MINI REVERSING CONTACTOR | 449 | 116 | 333 | free_stock | 1-1-1-1 | inventory | 2025-10-28 | LV |  | RY01-Riyadh Central Warehouse | 2025-11-30 | 2025-11-16 | 0
4500592686-[60] | 908305009 : SWITCH,DISC,OVRHD,ABS,60HZ FREQ,200KV | LBS | ROH | VBC6-30-01-01 | ABB_VBC6-30-01-01 MINI REVERSING CONTACTOR | 333 | 115 | 218 | 6100K007 | 1-1-1-1 | inventory | 2025-10-28 | LV |  | RY01-Riyadh Central Warehouse | 2025-11-30 | 2025-11-16 | 0
4500592686-[60] | 908305009 : SWITCH,DISC,OVRHD,ABS,60HZ FREQ,200KV | LBS | ROH | VBC6-30-01-01 | ABB_VBC6-30-01-01 MINI REVERSING CONTACTOR | 218 | 103 | 115 | 6100K012B | 1-1-1-1 | inventory | 2025-10-28 | LV |  | RY01-Riyadh Central Warehouse | 2025-11-30 | 2025-11-16 | 0
4500592686-[60] | 908305009 : SWITCH,DISC,OVRHD,ABS,60HZ FREQ,200KV | LBS | ROH | VBC6-30-01-01 | ABB_VBC6-30-01-01 MINI REVERSING CONTACTOR | 115 | 82 | 33 | free_stock | R57-I-1-1 | inventory | 2025-10-28 | LV |  | RY01-Riyadh Central Warehouse | 2025-11-30 | 2025-11-16 | 0
4500592686-[60] | 908305009 : SWITCH,DISC,OVRHD,ABS,60HZ FREQ,200KV | LBS | ROH | VBC6-30-01-01 | ABB_VBC6-30-01-01 MINI REVERSING CONTACTOR | 33 | 33 | 0 | free_stock | R57-I-1-K017_SEP | inventory | 2025-10-28 | LV |  | RY01-Riyadh Central Warehouse | 2025-11-30 | 2025-11-16 | 0
4500592686-[60] | 908305009 : SWITCH,DISC,OVRHD,ABS,60HZ FREQ,200KV | LBS | ROH | RMU000000119 | BOLT SOCKET CAP HEAD M3x12 ¦ 9ABA450075F1014 ¦ Local | 5388 | 1454 | 3934 | 6100K006 | 1-1-1-1 | inventory | 2025-10-28 | LV | Automated: Replaced 9ABA450075F1014 by RMU000000119. | RY01-Riyadh Central Warehouse | 2025-11-30 | 2025-11-16 | 0
4500592686-[60] | 908305009 : SWITCH,DISC,OVRHD,ABS,60HZ FREQ,200KV | LBS | ROH | RMU000000119 | BOLT SOCKET CAP HEAD M3x12 ¦ 9ABA450075F1014 ¦ Local | 3934 | 1416 | 2518 | 6100K012B | 1-1-1-1 | inventory | 2025-10-28 | LV | Automated: Replaced 9ABA450075F1014 by RMU000000119. | RY01-Riyadh Central Warehouse | 2025-11-30 | 2025-11-16 | 0
4500592686-[60] | 908305009 : SWITCH,DISC,OVRHD,ABS,60HZ FREQ,200KV | LBS | ROH | RMU000000119 | BOLT SOCKET CAP HEAD M3x12 ¦ 9ABA450075F1014 ¦ Local | 2518 | 1338 | 1180 | free_stock | R58-A-1-K11B_SEP | inventory | 2025-10-28 | LV | Automated: Replaced 9ABA450075F1014 by RMU000000119. | RY01-Riyadh Central Warehouse | 2025-11-30 | 2025-11-16 | 0
4500592686-[60] | 908305009 : SWITCH,DISC,OVRHD,ABS,60HZ FREQ,200KV | LBS | ROH | RMU000000119 | BOLT SOCKET CAP HEAD M3x12 ¦ 9ABA450075F1014 ¦ Local | 1180 | 1180 | 0 | free_stock | R58-A-1-K12B_SEP | inventory | 2025-10-28 | LV | Automated: Replaced 9ABA450075F1014 by RMU000000119. | RY01-Riyadh Central Warehouse | 2025-11-30 | 2025-11-16 | 0
4500592686-[60] | 908305009 : SWITCH,DISC,OVRHD,ABS,60HZ FREQ,200KV | LBS | ROH | RMU000000120 | SEC Logo (Alminum 136x76) ¦ 9ABA450075F1015 ¦ Local | 449 | 141 | 308 | 6100K007 | 1-1-1-1 | inventory | 2025-10-28 | LV | Automated: Replaced 9ABA450075F1015 by RMU000000120. | RY01-Riyadh Central Warehouse | 2025-11-30 | 2025-11-16 | 0
4500592686-[60] | 908305009 : SWITCH,DISC,OVRHD,ABS,60HZ FREQ,200KV | LBS | ROH | RMU000000120 | SEC Logo (Alminum 136x76) ¦ 9ABA450075F1015 ¦ Local | 308 | 135 | 173 | 6100K006 | 1-1-1-1 | inventory | 2025-10-28 | LV | Automated: Replaced 9ABA450075F1015 by RMU000000120. | RY01-Riyadh Central Warehouse | 2025-11-30 | 2025-11-16 | 0
4500592686-[60] | 908305009 : SWITCH,DISC,OVRHD,ABS,60HZ FREQ,200KV | LBS | ROH | RMU000000120 | SEC Logo (Alminum 136x76) ¦ 9ABA450075F1015 ¦ Local | 173 | 134 | 39 | free_stock | INC-1-1-K11B_SEP | inventory | 2025-10-28 | LV | Automated: Replaced 9ABA450075F1015 by RMU000000120. | RY01-Riyadh Central Warehouse | 2025-11-30 | 2025-11-16 | 0
4500592686-[60] | 908305009 : SWITCH,DISC,OVRHD,ABS,60HZ FREQ,200KV | LBS | ROH | RMU000000120 | SEC Logo (Alminum 136x76) ¦ 9ABA450075F1015 ¦ Local | 39 | 39 | 0 | 6100K012B | 1-1-1-1 | inventory | 2025-10-28 | LV | Automated: Replaced 9ABA450075F1015 by RMU000000120. | RY01-Riyadh Central Warehouse | 2025-11-30 | 2025-11-16 | 0
4500592686-[60] | 908305009 : SWITCH,DISC,OVRHD,ABS,60HZ FREQ,200KV | LBS | ROH | RMU000000121 | Danger Sign (Alminum 136x76) ¦ 9ABA450075F1016 ¦ Local | 449 | 156 | 293 | free_stock | INC-1-1-K11A_SEP | inventory | 2025-10-28 | LV | Automated: Replaced 9ABA450075F1016 by RMU000000121. | RY01-Riyadh Central Warehouse | 2025-11-30 | 2025-11-16 | 0
4500592686-[60] | 908305009 : SWITCH,DISC,OVRHD,ABS,60HZ FREQ,200KV | LBS | ROH | RMU000000121 | Danger Sign (Alminum 136x76) ¦ 9ABA450075F1016 ¦ Local | 293 | 150 | 143 | free_stock | INC-1-1-K12B_SEP | inventory | 2025-10-28 | LV | Automated: Replaced 9ABA450075F1016 by RMU000000121. | RY01-Riyadh Central Warehouse | 2025-11-30 | 2025-11-16 | 0
4500592686-[60] | 908305009 : SWITCH,DISC,OVRHD,ABS,60HZ FREQ,200KV | LBS | ROH | RMU000000121 | Danger Sign (Alminum 136x76) ¦ 9ABA450075F1016 ¦ Local | 143 | 143 | 0 | free_stock | INC-1-1-K11B_SEP | inventory | 2025-10-28 | LV | Automated: Replaced 9ABA450075F1016 by RMU000000121. | RY01-Riyadh Central Warehouse | 2025-11-30 | 2025-11-16 | 0
4500592686-[60] | 908305009 : SWITCH,DISC,OVRHD,ABS,60HZ FREQ,200KV | LBS | ROH | RMU000000123 | LBS/Sectionalizer SEP Branding Label ¦ 9ABA450075F1018 ¦ Local | 449 | 184 | 265 | free_stock | 1-1-1-1 | inventory | 2025-10-28 | LV | Automated: Replaced 9ABA450075F1018 by RMU000000123. | RY01-Riyadh Central Warehouse | 2025-11-30 | 2025-11-16 | 0
4500592686-[60] | 908305009 : SWITCH,DISC,OVRHD,ABS,60HZ FREQ,200KV | LBS | ROH | RMU000000123 | LBS/Sectionalizer SEP Branding Label ¦ 9ABA450075F1018 ¦ Local | 265 | 182 | 83 | free_stock | INC-1-1-K11B_SEP | inventory | 2025-10-28 | LV | Automated: Replaced 9ABA450075F1018 by RMU000000123. | RY01-Riyadh Central Warehouse | 2025-11-30 | 2025-11-16 | 0
4500592686-[60] | 908305009 : SWITCH,DISC,OVRHD,ABS,60HZ FREQ,200KV | LBS | ROH | RMU000000123 | LBS/Sectionalizer SEP Branding Label ¦ 9ABA450075F1018 ¦ Local | 83 | 83 | 0 | free_stock | INC-1-1-K12B_SEP | inventory | 2025-10-28 | LV | Automated: Replaced 9ABA450075F1018 by RMU000000123. | RY01-Riyadh Central Warehouse | 2025-11-30 | 2025-11-16 | 0
4500592686-[60] | 908305009 : SWITCH,DISC,OVRHD,ABS,60HZ FREQ,200KV | LBS | ROH | DF240907005 | Flat Washers φ3 Stainless Steel | 7184 | 956 | 6228 | 6100K007 | 1-1-1-1 | inventory | 2025-10-28 | LV |  | RY01-Riyadh Central Warehouse | 2025-11-30 | 2025-11-16 | 0
4500592686-[60] | 908305009 : SWITCH,DISC,OVRHD,ABS,60HZ FREQ,200KV | LBS | ROH | DF240907005 | Flat Washers φ3 Stainless Steel | 6228 | 860 | 5368 | free_stock | 1-1-1-1 | inventory | 2025-10-28 | LV |  | RY01-Riyadh Central Warehouse | 2025-11-30 | 2025-11-16 | 0
4500592686-[60] | 908305009 : SWITCH,DISC,OVRHD,ABS,60HZ FREQ,200KV | LBS | ROH | DF240907005 | Flat Washers φ3 Stainless Steel | 5368 | 756 | 4612 | 6100K013 | BOX12-1-1-K013_SEP | inventory | 2025-10-28 | LV |  | RY01-Riyadh Central Warehouse | 2025-11-30 | 2025-11-16 | 0
4500592686-[60] | 908305009 : SWITCH,DISC,OVRHD,ABS,60HZ FREQ,200KV | LBS | ROH | DF240907005 | Flat Washers φ3 Stainless Steel | 4612 | 656 | 3956 | free_stock | R58-A-1-K008_SEP | inventory | 2025-10-28 | LV |  | RY01-Riyadh Central Warehouse | 2025-11-30 | 2025-11-16 | 0
4500592686-[60] | 908305009 : SWITCH,DISC,OVRHD,ABS,60HZ FREQ,200KV | LBS | ROH | DF240907005 | Flat Washers φ3 Stainless Steel | 3956 | 512 | 3444 | 6100K013 | R40-G-1-K013_SEP | inventory | 2025-10-28 | LV |  | RY01-Riyadh Central Warehouse | 2025-11-30 | 2025-11-16 | 0
4500592686-[60] | 908305009 : SWITCH,DISC,OVRHD,ABS,60HZ FREQ,200KV | LBS | ROH | DF240907005 | Flat Washers φ3 Stainless Steel | 3444 | 300 | 3144 | 6100KDP02 | BOX1-1-1-K013_SEP | inventory | 2025-10-28 | LV |  | RY01-Riyadh Central Warehouse | 2025-11-30 | 2025-11-16 | 0
4500592686-[60] | 908305009 : SWITCH,DISC,OVRHD,ABS,60HZ FREQ,200KV | LBS | ROH | DF240907005 | Flat Washers φ3 Stainless Steel | 3144 | 298 | 2846 | free_stock | R58-A-1-K006_SEP | inventory | 2025-10-28 | LV |  | RY01-Riyadh Central Warehouse | 2025-11-30 | 2025-11-16 | 0
4500592686-[60] | 908305009 : SWITCH,DISC,OVRHD,ABS,60HZ FREQ,200KV | LBS | ROH | DF240907005 | Flat Washers φ3 Stainless Steel | 2846 | 232 | 2614 | free_stock | R58-A-1-K017_SEP | inventory | 2025-10-28 | LV |  | RY01-Riyadh Central Warehouse | 2025-11-30 | 2025-11-16 | 0
4500592686-[60] | 908305009 : SWITCH,DISC,OVRHD,ABS,60HZ FREQ,200KV | LBS | ROH | DF240907005 | Flat Washers φ3 Stainless Steel | 2614 | 210 | 2404 | free_stock | R58-A-1-K12A_SEP | inventory | 2025-10-28 | LV |  | RY01-Riyadh Central Warehouse | 2025-11-30 | 2025-11-16 | 0
4500592686-[60] | 908305009 : SWITCH,DISC,OVRHD,ABS,60HZ FREQ,200KV | LBS | ROH | DF240907005 | Flat Washers φ3 Stainless Steel | 2404 | 182 | 2222 | 6100K013 | 1-1-1-1 | inventory | 2025-10-28 | LV |  | RY01-Riyadh Central Warehouse | 2025-11-30 | 2025-11-16 | 0
4500592686-[60] | 908305009 : SWITCH,DISC,OVRHD,ABS,60HZ FREQ,200KV | LBS | ROH | DF240907005 | Flat Washers φ3 Stainless Steel | 2222 | 160 | 2062 | free_stock | R58-A-1-K010_SEP | inventory | 2025-10-28 | LV |  | RY01-Riyadh Central Warehouse | 2025-11-30 | 2025-11-16 | 0
4500592686-[60] | 908305009 : SWITCH,DISC,OVRHD,ABS,60HZ FREQ,200KV | LBS | ROH | DF240907005 | Flat Washers φ3 Stainless Steel | 2062 | 98 | 1964 | free_stock | R58-A-1-K007_SEP | inventory | 2025-10-28 | LV |  | RY01-Riyadh Central Warehouse | 2025-11-30 | 2025-11-16 | 0
4500592686-[60] | 908305009 : SWITCH,DISC,OVRHD,ABS,60HZ FREQ,200KV | LBS | ROH | DF240907005 | Flat Washers φ3 Stainless Steel | 1964 | 1964 | 0 | 6100K013 | 1-1-1-1 | consumption | 2025-11-09 | LV |  | RY01-Riyadh Central Warehouse | 2025-11-30 | 2025-11-16 | 0 | [5 empty] | Work in Process Material Issue | 7226784
4500592686-[60] | 908305009 : SWITCH,DISC,OVRHD,ABS,60HZ FREQ,200KV | LBS | ROH | DMS 2126 2011-111 | NUT, HEX M3 | 7184 | 1766 | 5418 | free_stock | R58-A-1-K11B_SEP | inventory | 2025-10-28 | LV |  | RY01-Riyadh Central Warehouse | 2025-11-30 | 2025-11-16 | 0
4500592686-[60] | 908305009 : SWITCH,DISC,OVRHD,ABS,60HZ FREQ,200KV | LBS | ROH | DMS 2126 2011-111 | NUT, HEX M3 | 5418 | 1704 | 3714 | free_stock | R58-A-1-K11A_SEP | inventory | 2025-10-28 | LV |  | RY01-Riyadh Central Warehouse | 2025-11-30 | 2025-11-16 | 0
4500592686-[60] | 908305009 : SWITCH,DISC,OVRHD,ABS,60HZ FREQ,200KV | LBS | ROH | DMS 2126 2011-111 | NUT, HEX M3 | 3714 | 1694 | 2020 | 6100K007 | 1-1-1-1 | inventory | 2025-10-28 | LV |  | RY01-Riyadh Central Warehouse | 2025-11-30 | 2025-11-16 | 0
4500592686-[60] | 908305009 : SWITCH,DISC,OVRHD,ABS,60HZ FREQ,200KV | LBS | ROH | DMS 2126 2011-111 | NUT, HEX M3 | 2020 | 1346 | 674 | 6100K006 | 1-1-1-1 | inventory | 2025-10-28 | LV |  | RY01-Riyadh Central Warehouse | 2025-11-30 | 2025-11-16 | 0
4500592686-[60] | 908305009 : SWITCH,DISC,OVRHD,ABS,60HZ FREQ,200KV | LBS | ROH | DMS 2126 2011-111 | NUT, HEX M3 | 674 | 674 | 0 | free_stock | 1-1-1-1 | inventory | 2025-10-28 | LV |  | RY01-Riyadh Central Warehouse | 2025-11-30 | 2025-11-16 | 0
4500592686-[60] | 908305009 : SWITCH,DISC,OVRHD,ABS,60HZ FREQ,200KV | LBS | ROH | MV-CPT -CABL-ASSY | Cable Assembly - Outdoor flexible cable Black PVC 450/750 V, 95 °C heat & flame retardent, stranded annealed copper conductor, 4Cx 2.5 mm² of length 12 meter with connector type HQ-005-M (male connector) with H3A-MTG-M20 (hood) and DLX-M20 (gland) with H3A-KDBP (cover) terminated on one end (opposite end do not require processing), with steel cable tags on both cable ends, cable tag text "CPT cable" and loose supply of 1 base type H3A-MAG (base) with HQ-005-F (female connector) and H3A-KDTP (cover) - Used for OVR/LBS/Sectionalizer CPT connection | 449 | 45 | 404 | 6100K012B | BOX14-1-1-K11B_SEP | inventory | 2025-10-28 | Cable |  | RY01-Riyadh Central Warehouse | 2025-11-30 | 2025-11-16 | 0
4500592686-[60] | 908305009 : SWITCH,DISC,OVRHD,ABS,60HZ FREQ,200KV | LBS | ROH | MV-CPT -CABL-ASSY | Cable Assembly - Outdoor flexible cable Black PVC 450/750 V, 95 °C heat & flame retardent, stranded annealed copper conductor, 4Cx 2.5 mm² of length 12 meter with connector type HQ-005-M (male connector) with H3A-MTG-M20 (hood) and DLX-M20 (gland) with H3A-KDBP (cover) terminated on one end (opposite end do not require processing), with steel cable tags on both cable ends, cable tag text "CPT cable" and loose supply of 1 base type H3A-MAG (base) with HQ-005-F (female connector) and H3A-KDTP (cover) - Used for OVR/LBS/Sectionalizer CPT connection | 404 | 38 | 366 | free_stock | BOX14-1-1-K11B_SEP | inventory | 2025-10-28 | Cable |  | RY01-Riyadh Central Warehouse | 2025-11-30 | 2025-11-16 | 0
4500592686-[60] | 908305009 : SWITCH,DISC,OVRHD,ABS,60HZ FREQ,200KV | LBS | ROH | MV-CPT -CABL-ASSY | Cable Assembly - Outdoor flexible cable Black PVC 450/750 V, 95 °C heat & flame retardent, stranded annealed copper conductor, 4Cx 2.5 mm² of length 12 meter with connector type HQ-005-M (male connector) with H3A-MTG-M20 (hood) and DLX-M20 (gland) with H3A-KDBP (cover) terminated on one end (opposite end do not require processing), with steel cable tags on both cable ends, cable tag text "CPT cable" and loose supply of 1 base type H3A-MAG (base) with HQ-005-F (female connector) and H3A-KDTP (cover) - Used for OVR/LBS/Sectionalizer CPT connection | 366 | 38 | 328 | 6100K012B | 1-1-1-1 | inventory | 2025-10-28 | Cable |  | RY01-Riyadh Central Warehouse | 2025-11-30 | 2025-11-16 | 0
4500592686-[60] | 908305009 : SWITCH,DISC,OVRHD,ABS,60HZ FREQ,200KV | LBS | ROH | MV-CPT -CABL-ASSY | Cable Assembly - Outdoor flexible cable Black PVC 450/750 V, 95 °C heat & flame retardent, stranded annealed copper conductor, 4Cx 2.5 mm² of length 12 meter with connector type HQ-005-M (male connector) with H3A-MTG-M20 (hood) and DLX-M20 (gland) with H3A-KDBP (cover) terminated on one end (opposite end do not require processing), with steel cable tags on both cable ends, cable tag text "CPT cable" and loose supply of 1 base type H3A-MAG (base) with HQ-005-F (female connector) and H3A-KDTP (cover) - Used for OVR/LBS/Sectionalizer CPT connection | 328 | 31 | 297 | free_stock | 1-1-1-1 | inventory | 2025-10-28 | Cable |  | RY01-Riyadh Central Warehouse | 2025-11-30 | 2025-11-16 | 0
4500592686-[60] | 908305009 : SWITCH,DISC,OVRHD,ABS,60HZ FREQ,200KV | LBS | ROH | MV-CPT -CABL-ASSY | Cable Assembly - Outdoor flexible cable Black PVC 450/750 V, 95 °C heat & flame retardent, stranded annealed copper conductor, 4Cx 2.5 mm² of length 12 meter with connector type HQ-005-M (male connector) with H3A-MTG-M20 (hood) and DLX-M20 (gland) with H3A-KDBP (cover) terminated on one end (opposite end do not require processing), with steel cable tags on both cable ends, cable tag text "CPT cable" and loose supply of 1 base type H3A-MAG (base) with HQ-005-F (female connector) and H3A-KDTP (cover) - Used for OVR/LBS/Sectionalizer CPT connection | 297 | 24 | 273 | 6100K011B | NEW.FLR-1-1-K11B_SEP | inventory | 2025-10-28 | Cable |  | RY01-Riyadh Central Warehouse | 2025-11-30 | 2025-11-16 | 0
4500592686-[60] | 908305009 : SWITCH,DISC,OVRHD,ABS,60HZ FREQ,200KV | LBS | ROH | MV-CPT -CABL-ASSY | Cable Assembly - Outdoor flexible cable Black PVC 450/750 V, 95 °C heat & flame retardent, stranded annealed copper conductor, 4Cx 2.5 mm² of length 12 meter with connector type HQ-005-M (male connector) with H3A-MTG-M20 (hood) and DLX-M20 (gland) with H3A-KDBP (cover) terminated on one end (opposite end do not require processing), with steel cable tags on both cable ends, cable tag text "CPT cable" and loose supply of 1 base type H3A-MAG (base) with HQ-005-F (female connector) and H3A-KDTP (cover) - Used for OVR/LBS/Sectionalizer CPT connection | 273 | 11 | 262 | 6100K008 | NEW.FLR-1-1-K008_SEP | inventory | 2025-10-28 | Cable |  | RY01-Riyadh Central Warehouse | 2025-11-30 | 2025-11-16 | 0
4500592686-[60] | 908305009 : SWITCH,DISC,OVRHD,ABS,60HZ FREQ,200KV | LBS | ROH | MV-CPT -CABL-ASSY | Cable Assembly - Outdoor flexible cable Black PVC 450/750 V, 95 °C heat & flame retardent, stranded annealed copper conductor, 4Cx 2.5 mm² of length 12 meter with connector type HQ-005-M (male connector) with H3A-MTG-M20 (hood) and DLX-M20 (gland) with H3A-KDBP (cover) terminated on one end (opposite end do not require processing), with steel cable tags on both cable ends, cable tag text "CPT cable" and loose supply of 1 base type H3A-MAG (base) with HQ-005-F (female connector) and H3A-KDTP (cover) - Used for OVR/LBS/Sectionalizer CPT connection | 262 | 10 | 252 | 6100K010 | NEW.FLR-1-1-K010_SEP | inventory | 2025-10-28 | Cable |  | RY01-Riyadh Central Warehouse | 2025-11-30 | 2025-11-16 | 0
4500592686-[60] | 908305009 : SWITCH,DISC,OVRHD,ABS,60HZ FREQ,200KV | LBS | ROH | MV-CPT -CABL-ASSY | Cable Assembly - Outdoor flexible cable Black PVC 450/750 V, 95 °C heat & flame retardent, stranded annealed copper conductor, 4Cx 2.5 mm² of length 12 meter with connector type HQ-005-M (male connector) with H3A-MTG-M20 (hood) and DLX-M20 (gland) with H3A-KDBP (cover) terminated on one end (opposite end do not require processing), with steel cable tags on both cable ends, cable tag text "CPT cable" and loose supply of 1 base type H3A-MAG (base) with HQ-005-F (female connector) and H3A-KDTP (cover) - Used for OVR/LBS/Sectionalizer CPT connection | 252 | 6 | 246 | 6100K007 | 1-1-1-1 | inventory | 2025-10-28 | Cable |  | RY01-Riyadh Central Warehouse | 2025-11-30 | 2025-11-16 | 0
4500592686-[60] | 908305009 : SWITCH,DISC,OVRHD,ABS,60HZ FREQ,200KV | LBS | ROH | MV-CPT -CABL-ASSY | Cable Assembly - Outdoor flexible cable Black PVC 450/750 V, 95 °C heat & flame retardent, stranded annealed copper conductor, 4Cx 2.5 mm² of length 12 meter with connector type HQ-005-M (male connector) with H3A-MTG-M20 (hood) and DLX-M20 (gland) with H3A-KDBP (cover) terminated on one end (opposite end do not require processing), with steel cable tags on both cable ends, cable tag text "CPT cable" and loose supply of 1 base type H3A-MAG (base) with HQ-005-F (female connector) and H3A-KDTP (cover) - Used for OVR/LBS/Sectionalizer CPT connection | 246 | 4 | 242 | 6100K006 | 1-1-1-1 | inventory | 2025-10-28 | Cable |  | RY01-Riyadh Central Warehouse | 2025-11-30 | 2025-11-16 | 0
4500592686-[60] | 908305009 : SWITCH,DISC,OVRHD,ABS,60HZ FREQ,200KV | LBS | ROH | MV-CPT -CABL-ASSY | Cable Assembly - Outdoor flexible cable Black PVC 450/750 V, 95 °C heat & flame retardent, stranded annealed copper conductor, 4Cx 2.5 mm² of length 12 meter with connector type HQ-005-M (male connector) with H3A-MTG-M20 (hood) and DLX-M20 (gland) with H3A-KDBP (cover) terminated on one end (opposite end do not require processing), with steel cable tags on both cable ends, cable tag text "CPT cable" and loose supply of 1 base type H3A-MAG (base) with HQ-005-F (female connector) and H3A-KDTP (cover) - Used for OVR/LBS/Sectionalizer CPT connection | 242 | 62 | 180 | 6100K012B | BOX14-1-1-K11B_SEP | consumption | 2025-10-13 | Cable |  | RY01-Riyadh Central Warehouse | 2025-11-30 | 2025-11-16 | 0 | [5 empty] | Project Transfer | 8081113
4500592686-[60] | 908305009 : SWITCH,DISC,OVRHD,ABS,60HZ FREQ,200KV | LBS | ROH | MV-CPT -CABL-ASSY | Cable Assembly - Outdoor flexible cable Black PVC 450/750 V, 95 °C heat & flame retardent, stranded annealed copper conductor, 4Cx 2.5 mm² of length 12 meter with connector type HQ-005-M (male connector) with H3A-MTG-M20 (hood) and DLX-M20 (gland) with H3A-KDBP (cover) terminated on one end (opposite end do not require processing), with steel cable tags on both cable ends, cable tag text "CPT cable" and loose supply of 1 base type H3A-MAG (base) with HQ-005-F (female connector) and H3A-KDTP (cover) - Used for OVR/LBS/Sectionalizer CPT connection | 180 | 6 | 174 | 6100K006 | R67-R-1-K006_SEP | consumption | 2025-10-13 | Cable |  | RY01-Riyadh Central Warehouse | 2025-11-30 | 2025-11-16 | 0 | [5 empty] | Project Transfer | 8081111
4500592686-[60] | 908305009 : SWITCH,DISC,OVRHD,ABS,60HZ FREQ,200KV | LBS | ROH | MV-CPT -CABL-ASSY | Cable Assembly - Outdoor flexible cable Black PVC 450/750 V, 95 °C heat & flame retardent, stranded annealed copper conductor, 4Cx 2.5 mm² of length 12 meter with connector type HQ-005-M (male connector) with H3A-MTG-M20 (hood) and DLX-M20 (gland) with H3A-KDBP (cover) terminated on one end (opposite end do not require processing), with steel cable tags on both cable ends, cable tag text "CPT cable" and loose supply of 1 base type H3A-MAG (base) with HQ-005-F (female connector) and H3A-KDTP (cover) - Used for OVR/LBS/Sectionalizer CPT connection | 174 | 45 | 129 |  | BOX14-1-1-K11B_SEP | consumption | 2025-10-14 | Cable |  | RY01-Riyadh Central Warehouse | 2025-11-30 | 2025-11-16 | 0 | [5 empty] | Miscellaneous issue | 8104142
4500592686-[60] | 908305009 : SWITCH,DISC,OVRHD,ABS,60HZ FREQ,200KV | LBS | ROH | MV-CPT -CABL-ASSY | Cable Assembly - Outdoor flexible cable Black PVC 450/750 V, 95 °C heat & flame retardent, stranded annealed copper conductor, 4Cx 2.5 mm² of length 12 meter with connector type HQ-005-M (male connector) with H3A-MTG-M20 (hood) and DLX-M20 (gland) with H3A-KDBP (cover) terminated on one end (opposite end do not require processing), with steel cable tags on both cable ends, cable tag text "CPT cable" and loose supply of 1 base type H3A-MAG (base) with HQ-005-F (female connector) and H3A-KDTP (cover) - Used for OVR/LBS/Sectionalizer CPT connection | 129 | 45 | 84 | 6100K012B | 1-1-1-1 | consumption | 2025-10-14 | Cable |  | RY01-Riyadh Central Warehouse | 2025-11-30 | 2025-11-16 | 0 | [5 empty] | Material Transfer Order_MTO | 8103237
4500592686-[60] | 908305009 : SWITCH,DISC,OVRHD,ABS,60HZ FREQ,200KV | LBS | ROH | MV-CPT -CABL-ASSY | Cable Assembly - Outdoor flexible cable Black PVC 450/750 V, 95 °C heat & flame retardent, stranded annealed copper conductor, 4Cx 2.5 mm² of length 12 meter with connector type HQ-005-M (male connector) with H3A-MTG-M20 (hood) and DLX-M20 (gland) with H3A-KDBP (cover) terminated on one end (opposite end do not require processing), with steel cable tags on both cable ends, cable tag text "CPT cable" and loose supply of 1 base type H3A-MAG (base) with HQ-005-F (female connector) and H3A-KDTP (cover) - Used for OVR/LBS/Sectionalizer CPT connection | 84 | 24 | 60 | 6100K008 | BOX14-1-1-K11B_SEP | consumption | 2025-10-19 | Cable |  | RY01-Riyadh Central Warehouse | 2025-11-30 | 2025-11-16 | 0 | [5 empty] | Work in Process Pick | 8182188
4500592686-[60] | 908305009 : SWITCH,DISC,OVRHD,ABS,60HZ FREQ,200KV | LBS | ROH | MV-CPT -CABL-ASSY | Cable Assembly - Outdoor flexible cable Black PVC 450/750 V, 95 °C heat & flame retardent, stranded annealed copper conductor, 4Cx 2.5 mm² of length 12 meter with connector type HQ-005-M (male connector) with H3A-MTG-M20 (hood) and DLX-M20 (gland) with H3A-KDBP (cover) terminated on one end (opposite end do not require processing), with steel cable tags on both cable ends, cable tag text "CPT cable" and loose supply of 1 base type H3A-MAG (base) with HQ-005-F (female connector) and H3A-KDTP (cover) - Used for OVR/LBS/Sectionalizer CPT connection | 60 | 6 | 54 | 6100K008 | R67-R-1-K006_SEP | consumption | 2025-10-19 | Cable |  | RY01-Riyadh Central Warehouse | 2025-11-30 | 2025-11-16 | 0 | [5 empty] | Work in Process Pick | 8182185
4500592686-[60] | 908305009 : SWITCH,DISC,OVRHD,ABS,60HZ FREQ,200KV | LBS | ROH | MV-CPT -CABL-ASSY | Cable Assembly - Outdoor flexible cable Black PVC 450/750 V, 95 °C heat & flame retardent, stranded annealed copper conductor, 4Cx 2.5 mm² of length 12 meter with connector type HQ-005-M (male connector) with H3A-MTG-M20 (hood) and DLX-M20 (gland) with H3A-KDBP (cover) terminated on one end (opposite end do not require processing), with steel cable tags on both cable ends, cable tag text "CPT cable" and loose supply of 1 base type H3A-MAG (base) with HQ-005-F (female connector) and H3A-KDTP (cover) - Used for OVR/LBS/Sectionalizer CPT connection | 54 | 54 | 0 | 6100K011B | NEW.FLR-1-1-K11B_SEP | consumption | 2025-10-23 | Cable |  | RY01-Riyadh Central Warehouse | 2025-11-30 | 2025-11-16 | 0 | [5 empty] | Work in Process Pick | 8275467
4500592686-[60] | 908305009 : SWITCH,DISC,OVRHD,ABS,60HZ FREQ,200KV | LBS | ROH | MV-CT -C-CABL-ASSY-LBS | Cable Assembly - Outdoor flexible cable Black PVC 450/750 V, 95 °C heat & flame retardent, stranded annealed copper conductor, 10Cx 1.0 mm² of length 12 meter with connector type HQ-012-M (male connector) with H3A-MTG-M20 (hood) and DLX-M20 (gland) with H3A-KDBP (cover) terminated on one end (opposite end do not require processing), with steel cable tags on both cable ends, cable tag text "CT cable" and loose supply of 1 base type H3A-MAG (base) with HQ-012-F (female connector) and H3A-KDTP (cover) -Used for LBS/Sectionalizer CT connection | 449 | 46 | 403 | 6100K017 | NEW.FLR-1-1-K017_SEP | inventory | 2025-10-28 | Cable |  | RY01-Riyadh Central Warehouse | 2025-11-30 | 2025-11-16 | 0
4500592686-[60] | 908305009 : SWITCH,DISC,OVRHD,ABS,60HZ FREQ,200KV | LBS | ROH | MV-CT -C-CABL-ASSY-LBS | Cable Assembly - Outdoor flexible cable Black PVC 450/750 V, 95 °C heat & flame retardent, stranded annealed copper conductor, 10Cx 1.0 mm² of length 12 meter with connector type HQ-012-M (male connector) with H3A-MTG-M20 (hood) and DLX-M20 (gland) with H3A-KDBP (cover) terminated on one end (opposite end do not require processing), with steel cable tags on both cable ends, cable tag text "CT cable" and loose supply of 1 base type H3A-MAG (base) with HQ-012-F (female connector) and H3A-KDTP (cover) -Used for LBS/Sectionalizer CT connection | 403 | 46 | 357 | free_stock | BOX14-1-1-K11B_SEP | inventory | 2025-10-28 | Cable |  | RY01-Riyadh Central Warehouse | 2025-11-30 | 2025-11-16 | 0
4500592686-[60] | 908305009 : SWITCH,DISC,OVRHD,ABS,60HZ FREQ,200KV | LBS | ROH | MV-CT -C-CABL-ASSY-LBS | Cable Assembly - Outdoor flexible cable Black PVC 450/750 V, 95 °C heat & flame retardent, stranded annealed copper conductor, 10Cx 1.0 mm² of length 12 meter with connector type HQ-012-M (male connector) with H3A-MTG-M20 (hood) and DLX-M20 (gland) with H3A-KDBP (cover) terminated on one end (opposite end do not require processing), with steel cable tags on both cable ends, cable tag text "CT cable" and loose supply of 1 base type H3A-MAG (base) with HQ-012-F (female connector) and H3A-KDTP (cover) -Used for LBS/Sectionalizer CT connection | 357 | 41 | 316 | 6100K012B | 1-1-1-1 | inventory | 2025-10-28 | Cable |  | RY01-Riyadh Central Warehouse | 2025-11-30 | 2025-11-16 | 0
4500592686-[60] | 908305009 : SWITCH,DISC,OVRHD,ABS,60HZ FREQ,200KV | LBS | ROH | MV-CT -C-CABL-ASSY-LBS | Cable Assembly - Outdoor flexible cable Black PVC 450/750 V, 95 °C heat & flame retardent, stranded annealed copper conductor, 10Cx 1.0 mm² of length 12 meter with connector type HQ-012-M (male connector) with H3A-MTG-M20 (hood) and DLX-M20 (gland) with H3A-KDBP (cover) terminated on one end (opposite end do not require processing), with steel cable tags on both cable ends, cable tag text "CT cable" and loose supply of 1 base type H3A-MAG (base) with HQ-012-F (female connector) and H3A-KDTP (cover) -Used for LBS/Sectionalizer CT connection | 316 | 34 | 282 | free_stock | 1-1-1-1 | inventory | 2025-10-28 | Cable |  | RY01-Riyadh Central Warehouse | 2025-11-30 | 2025-11-16 | 0
4500592686-[60] | 908305009 : SWITCH,DISC,OVRHD,ABS,60HZ FREQ,200KV | LBS | ROH | MV-CT -C-CABL-ASSY-LBS | Cable Assembly - Outdoor flexible cable Black PVC 450/750 V, 95 °C heat & flame retardent, stranded annealed copper conductor, 10Cx 1.0 mm² of length 12 meter with connector type HQ-012-M (male connector) with H3A-MTG-M20 (hood) and DLX-M20 (gland) with H3A-KDBP (cover) terminated on one end (opposite end do not require processing), with steel cable tags on both cable ends, cable tag text "CT cable" and loose supply of 1 base type H3A-MAG (base) with HQ-012-F (female connector) and H3A-KDTP (cover) -Used for LBS/Sectionalizer CT connection | 282 | 24 | 258 | 6100K011B | NEW.FLR-1-1-K11B_SEP | inventory | 2025-10-28 | Cable |  | RY01-Riyadh Central Warehouse | 2025-11-30 | 2025-11-16 | 0
4500592686-[60] | 908305009 : SWITCH,DISC,OVRHD,ABS,60HZ FREQ,200KV | LBS | ROH | MV-CT -C-CABL-ASSY-LBS | Cable Assembly - Outdoor flexible cable Black PVC 450/750 V, 95 °C heat & flame retardent, stranded annealed copper conductor, 10Cx 1.0 mm² of length 12 meter with connector type HQ-012-M (male connector) with H3A-MTG-M20 (hood) and DLX-M20 (gland) with H3A-KDBP (cover) terminated on one end (opposite end do not require processing), with steel cable tags on both cable ends, cable tag text "CT cable" and loose supply of 1 base type H3A-MAG (base) with HQ-012-F (female connector) and H3A-KDTP (cover) -Used for LBS/Sectionalizer CT connection | 258 | 11 | 247 | 6100K008 | NEW.FLR-1-1-K008_SEP | inventory | 2025-10-28 | Cable |  | RY01-Riyadh Central Warehouse | 2025-11-30 | 2025-11-16 | 0
4500592686-[60] | 908305009 : SWITCH,DISC,OVRHD,ABS,60HZ FREQ,200KV | LBS | ROH | MV-CT -C-CABL-ASSY-LBS | Cable Assembly - Outdoor flexible cable Black PVC 450/750 V, 95 °C heat & flame retardent, stranded annealed copper conductor, 10Cx 1.0 mm² of length 12 meter with connector type HQ-012-M (male connector) with H3A-MTG-M20 (hood) and DLX-M20 (gland) with H3A-KDBP (cover) terminated on one end (opposite end do not require processing), with steel cable tags on both cable ends, cable tag text "CT cable" and loose supply of 1 base type H3A-MAG (base) with HQ-012-F (female connector) and H3A-KDTP (cover) -Used for LBS/Sectionalizer CT connection | 247 | 4 | 243 | 6100K012B | NEW.FLR-1-1-K12B_SEP | inventory | 2025-10-28 | Cable |  | RY01-Riyadh Central Warehouse | 2025-11-30 | 2025-11-16 | 0
4500592686-[60] | 908305009 : SWITCH,DISC,OVRHD,ABS,60HZ FREQ,200KV | LBS | ROH | MV-CT -C-CABL-ASSY-LBS | Cable Assembly - Outdoor flexible cable Black PVC 450/750 V, 95 °C heat & flame retardent, stranded annealed copper conductor, 10Cx 1.0 mm² of length 12 meter with connector type HQ-012-M (male connector) with H3A-MTG-M20 (hood) and DLX-M20 (gland) with H3A-KDBP (cover) terminated on one end (opposite end do not require processing), with steel cable tags on both cable ends, cable tag text "CT cable" and loose supply of 1 base type H3A-MAG (base) with HQ-012-F (female connector) and H3A-KDTP (cover) -Used for LBS/Sectionalizer CT connection | 243 | 114 | 129 | 6100K011B | BOX14-1-1-K11B_SEP | consumption | 2025-10-13 | Cable |  | RY01-Riyadh Central Warehouse | 2025-11-30 | 2025-11-16 | 0 | [5 empty] | Project Transfer | 8081115
4500592686-[60] | 908305009 : SWITCH,DISC,OVRHD,ABS,60HZ FREQ,200KV | LBS | ROH | MV-CT -C-CABL-ASSY-LBS | Cable Assembly - Outdoor flexible cable Black PVC 450/750 V, 95 °C heat & flame retardent, stranded annealed copper conductor, 10Cx 1.0 mm² of length 12 meter with connector type HQ-012-M (male connector) with H3A-MTG-M20 (hood) and DLX-M20 (gland) with H3A-KDBP (cover) terminated on one end (opposite end do not require processing), with steel cable tags on both cable ends, cable tag text "CT cable" and loose supply of 1 base type H3A-MAG (base) with HQ-012-F (female connector) and H3A-KDTP (cover) -Used for LBS/Sectionalizer CT connection | 129 | 38 | 91 |  | BOX14-1-1-K11B_SEP | consumption | 2025-10-13 | Cable |  | RY01-Riyadh Central Warehouse | 2025-11-30 | 2025-11-16 | 0 | [5 empty] | Material Transfer Order_MTO | 8083132
4500592686-[60] | 908305009 : SWITCH,DISC,OVRHD,ABS,60HZ FREQ,200KV | LBS | ROH | MV-CT -C-CABL-ASSY-LBS | Cable Assembly - Outdoor flexible cable Black PVC 450/750 V, 95 °C heat & flame retardent, stranded annealed copper conductor, 10Cx 1.0 mm² of length 12 meter with connector type HQ-012-M (male connector) with H3A-MTG-M20 (hood) and DLX-M20 (gland) with H3A-KDBP (cover) terminated on one end (opposite end do not require processing), with steel cable tags on both cable ends, cable tag text "CT cable" and loose supply of 1 base type H3A-MAG (base) with HQ-012-F (female connector) and H3A-KDTP (cover) -Used for LBS/Sectionalizer CT connection | 91 | 30 | 61 | 6100K008 | BOX14-1-1-K11B_SEP | consumption | 2025-10-19 | Cable |  | RY01-Riyadh Central Warehouse | 2025-11-30 | 2025-11-16 | 0 | [5 empty] | Work in Process Pick | 8182176
4500592686-[60] | 908305009 : SWITCH,DISC,OVRHD,ABS,60HZ FREQ,200KV | LBS | ROH | MV-CT -C-CABL-ASSY-LBS | Cable Assembly - Outdoor flexible cable Black PVC 450/750 V, 95 °C heat & flame retardent, stranded annealed copper conductor, 10Cx 1.0 mm² of length 12 meter with connector type HQ-012-M (male connector) with H3A-MTG-M20 (hood) and DLX-M20 (gland) with H3A-KDBP (cover) terminated on one end (opposite end do not require processing), with steel cable tags on both cable ends, cable tag text "CT cable" and loose supply of 1 base type H3A-MAG (base) with HQ-012-F (female connector) and H3A-KDTP (cover) -Used for LBS/Sectionalizer CT connection | 61 | 61 | 0 | 6100K011B | NEW.FLR-1-1-K11B_SEP | consumption | 2025-10-23 | Cable |  | RY01-Riyadh Central Warehouse | 2025-11-30 | 2025-11-16 | 0 | [5 empty] | Work in Process Pick | 8276336
4500592686-[60] | 908305009 : SWITCH,DISC,OVRHD,ABS,60HZ FREQ,200KV | LBS | ROH | MV-CVD-CABL-ASSY-LBS | Cable Assembly - Outdoor flexible cable Black PVC 450/750 V, 95 °C heat & flame retardent, stranded annealed copper conductor, 10C x 2 x 0.22 mm² of length 12 meter with connector type YD41-16TK-D20 terminated on one end (opposite end do not require processing), with steel cable tags on both cable ends, cable tag text "CVD cable" and loose supply of 1 base type YD41-16ZJ - Used for LBS/Sectionalizer CVD connection | 449 | 59 | 390 | 6100K006 | NEW.FLR-1-1-K006_SEP | inventory | 2025-10-28 | Cable |  | RY01-Riyadh Central Warehouse | 2025-11-30 | 2025-11-16 | 0
4500592686-[60] | 908305009 : SWITCH,DISC,OVRHD,ABS,60HZ FREQ,200KV | LBS | ROH | MV-CVD-CABL-ASSY-LBS | Cable Assembly - Outdoor flexible cable Black PVC 450/750 V, 95 °C heat & flame retardent, stranded annealed copper conductor, 10C x 2 x 0.22 mm² of length 12 meter with connector type YD41-16TK-D20 terminated on one end (opposite end do not require processing), with steel cable tags on both cable ends, cable tag text "CVD cable" and loose supply of 1 base type YD41-16ZJ - Used for LBS/Sectionalizer CVD connection | 390 | 53 | 337 | free_stock | BOX14-1-1-K11B_SEP | inventory | 2025-10-28 | Cable |  | RY01-Riyadh Central Warehouse | 2025-11-30 | 2025-11-16 | 0
4500592686-[60] | 908305009 : SWITCH,DISC,OVRHD,ABS,60HZ FREQ,200KV | LBS | ROH | MV-CVD-CABL-ASSY-LBS | Cable Assembly - Outdoor flexible cable Black PVC 450/750 V, 95 °C heat & flame retardent, stranded annealed copper conductor, 10C x 2 x 0.22 mm² of length 12 meter with connector type YD41-16TK-D20 terminated on one end (opposite end do not require processing), with steel cable tags on both cable ends, cable tag text "CVD cable" and loose supply of 1 base type YD41-16ZJ - Used for LBS/Sectionalizer CVD connection | 337 | 51 | 286 | 6100K012B | 1-1-1-1 | inventory | 2025-10-28 | Cable |  | RY01-Riyadh Central Warehouse | 2025-11-30 | 2025-11-16 | 0
4500592686-[60] | 908305009 : SWITCH,DISC,OVRHD,ABS,60HZ FREQ,200KV | LBS | ROH | MV-CVD-CABL-ASSY-LBS | Cable Assembly - Outdoor flexible cable Black PVC 450/750 V, 95 °C heat & flame retardent, stranded annealed copper conductor, 10C x 2 x 0.22 mm² of length 12 meter with connector type YD41-16TK-D20 terminated on one end (opposite end do not require processing), with steel cable tags on both cable ends, cable tag text "CVD cable" and loose supply of 1 base type YD41-16ZJ - Used for LBS/Sectionalizer CVD connection | 286 | 24 | 262 | 6100K011B | NEW.FLR-1-1-K11B_SEP | inventory | 2025-10-28 | Cable |  | RY01-Riyadh Central Warehouse | 2025-11-30 | 2025-11-16 | 0
4500592686-[60] | 908305009 : SWITCH,DISC,OVRHD,ABS,60HZ FREQ,200KV | LBS | ROH | MV-CVD-CABL-ASSY-LBS | Cable Assembly - Outdoor flexible cable Black PVC 450/750 V, 95 °C heat & flame retardent, stranded annealed copper conductor, 10C x 2 x 0.22 mm² of length 12 meter with connector type YD41-16TK-D20 terminated on one end (opposite end do not require processing), with steel cable tags on both cable ends, cable tag text "CVD cable" and loose supply of 1 base type YD41-16ZJ - Used for LBS/Sectionalizer CVD connection | 262 | 11 | 251 | 6100K008 | NEW.FLR-1-1-K008_SEP | inventory | 2025-10-28 | Cable |  | RY01-Riyadh Central Warehouse | 2025-11-30 | 2025-11-16 | 0
4500592686-[60] | 908305009 : SWITCH,DISC,OVRHD,ABS,60HZ FREQ,200KV | LBS | ROH | MV-CVD-CABL-ASSY-LBS | Cable Assembly - Outdoor flexible cable Black PVC 450/750 V, 95 °C heat & flame retardent, stranded annealed copper conductor, 10C x 2 x 0.22 mm² of length 12 meter with connector type YD41-16TK-D20 terminated on one end (opposite end do not require processing), with steel cable tags on both cable ends, cable tag text "CVD cable" and loose supply of 1 base type YD41-16ZJ - Used for LBS/Sectionalizer CVD connection | 251 | 4 | 247 | 6100K012B | NEW.FLR-1-1-K12B_SEP | inventory | 2025-10-28 | Cable |  | RY01-Riyadh Central Warehouse | 2025-11-30 | 2025-11-16 | 0
4500592686-[60] | 908305009 : SWITCH,DISC,OVRHD,ABS,60HZ FREQ,200KV | LBS | ROH | MV-CVD-CABL-ASSY-LBS | Cable Assembly - Outdoor flexible cable Black PVC 450/750 V, 95 °C heat & flame retardent, stranded annealed copper conductor, 10C x 2 x 0.22 mm² of length 12 meter with connector type YD41-16TK-D20 terminated on one end (opposite end do not require processing), with steel cable tags on both cable ends, cable tag text "CVD cable" and loose supply of 1 base type YD41-16ZJ - Used for LBS/Sectionalizer CVD connection | 247 | 3 | 244 | 6100K011B | 1-1-1-1 | inventory | 2025-10-28 | Cable |  | RY01-Riyadh Central Warehouse | 2025-11-30 | 2025-11-16 | 0
4500592686-[60] | 908305009 : SWITCH,DISC,OVRHD,ABS,60HZ FREQ,200KV | LBS | ROH | MV-CVD-CABL-ASSY-LBS | Cable Assembly - Outdoor flexible cable Black PVC 450/750 V, 95 °C heat & flame retardent, stranded annealed copper conductor, 10C x 2 x 0.22 mm² of length 12 meter with connector type YD41-16TK-D20 terminated on one end (opposite end do not require processing), with steel cable tags on both cable ends, cable tag text "CVD cable" and loose supply of 1 base type YD41-16ZJ - Used for LBS/Sectionalizer CVD connection | 244 | 1 | 243 | free_stock | 1-1-1-1 | inventory | 2025-10-28 | Cable |  | RY01-Riyadh Central Warehouse | 2025-11-30 | 2025-11-16 | 0
4500592686-[60] | 908305009 : SWITCH,DISC,OVRHD,ABS,60HZ FREQ,200KV | LBS | ROH | MV-CVD-CABL-ASSY-LBS | Cable Assembly - Outdoor flexible cable Black PVC 450/750 V, 95 °C heat & flame retardent, stranded annealed copper conductor, 10C x 2 x 0.22 mm² of length 12 meter with connector type YD41-16TK-D20 terminated on one end (opposite end do not require processing), with steel cable tags on both cable ends, cable tag text "CVD cable" and loose supply of 1 base type YD41-16ZJ - Used for LBS/Sectionalizer CVD connection | 243 | 116 | 127 | 6100K011B | BOX14-1-1-K11B_SEP | consumption | 2025-10-13 | Cable |  | RY01-Riyadh Central Warehouse | 2025-11-30 | 2025-11-16 | 0 | [5 empty] | Project Transfer | 8081105
4500592686-[60] | 908305009 : SWITCH,DISC,OVRHD,ABS,60HZ FREQ,200KV | LBS | ROH | MV-CVD-CABL-ASSY-LBS | Cable Assembly - Outdoor flexible cable Black PVC 450/750 V, 95 °C heat & flame retardent, stranded annealed copper conductor, 10C x 2 x 0.22 mm² of length 12 meter with connector type YD41-16TK-D20 terminated on one end (opposite end do not require processing), with steel cable tags on both cable ends, cable tag text "CVD cable" and loose supply of 1 base type YD41-16ZJ - Used for LBS/Sectionalizer CVD connection | 127 | 5 | 122 |  | BOX14-1-1-K11B_SEP | consumption | 2025-10-13 | Cable |  | RY01-Riyadh Central Warehouse | 2025-11-30 | 2025-11-16 | 0 | [5 empty] | Material Transfer Order_MTO | 8083128
4500592686-[60] | 908305009 : SWITCH,DISC,OVRHD,ABS,60HZ FREQ,200KV | LBS | ROH | MV-CVD-CABL-ASSY-LBS | Cable Assembly - Outdoor flexible cable Black PVC 450/750 V, 95 °C heat & flame retardent, stranded annealed copper conductor, 10C x 2 x 0.22 mm² of length 12 meter with connector type YD41-16TK-D20 terminated on one end (opposite end do not require processing), with steel cable tags on both cable ends, cable tag text "CVD cable" and loose supply of 1 base type YD41-16ZJ - Used for LBS/Sectionalizer CVD connection | 122 | 30 | 92 | 6100K008 | BOX14-1-1-K11B_SEP | consumption | 2025-10-19 | Cable |  | RY01-Riyadh Central Warehouse | 2025-11-30 | 2025-11-16 | 0 | [5 empty] | Work in Process Pick | 8182173
4500592686-[60] | 908305009 : SWITCH,DISC,OVRHD,ABS,60HZ FREQ,200KV | LBS | ROH | MV-CVD-CABL-ASSY-LBS | Cable Assembly - Outdoor flexible cable Black PVC 450/750 V, 95 °C heat & flame retardent, stranded annealed copper conductor, 10C x 2 x 0.22 mm² of length 12 meter with connector type YD41-16TK-D20 terminated on one end (opposite end do not require processing), with steel cable tags on both cable ends, cable tag text "CVD cable" and loose supply of 1 base type YD41-16ZJ - Used for LBS/Sectionalizer CVD connection | 92 | 92 | 0 | 6100K011B | NEW.FLR-1-1-K11B_SEP | consumption | 2025-10-23 | Cable |  | RY01-Riyadh Central Warehouse | 2025-11-30 | 2025-11-16 | 0 | [5 empty] | Work in Process Pick | 8275461
4500592686-[60] | 908305009 : SWITCH,DISC,OVRHD,ABS,60HZ FREQ,200KV | LBS | ROH | MV-MOT-C-CABL-ASSY-LBS | Cable Assembly | 449 | 72 | 377 | 6100K017 | NEW.FLR-1-1-K017_SEP | inventory | 2025-10-28 | Cable | Automated: Replaced MV-MOT -C-CABL-ASSY-LBS by MV-MOT-C-CABL-ASSY-LBS. | RY01-Riyadh Central Warehouse | 2025-11-30 | 2025-11-16 | 0
4500592686-[60] | 908305009 : SWITCH,DISC,OVRHD,ABS,60HZ FREQ,200KV | LBS | ROH | MV-MOT-C-CABL-ASSY-LBS | Cable Assembly | 377 | 59 | 318 | 6100K006 | NEW.FLR-1-1-K006_SEP | inventory | 2025-10-28 | Cable | Automated: Replaced MV-MOT -C-CABL-ASSY-LBS by MV-MOT-C-CABL-ASSY-LBS. | RY01-Riyadh Central Warehouse | 2025-11-30 | 2025-11-16 | 0
4500592686-[60] | 908305009 : SWITCH,DISC,OVRHD,ABS,60HZ FREQ,200KV | LBS | ROH | MV-MOT-C-CABL-ASSY-LBS | Cable Assembly | 318 | 51 | 267 | 6100K011B | 1-1-1-1 | inventory | 2025-10-28 | Cable | Automated: Replaced MV-MOT -C-CABL-ASSY-LBS by MV-MOT-C-CABL-ASSY-LBS. | RY01-Riyadh Central Warehouse | 2025-11-30 | 2025-11-16 | 0
4500592686-[60] | 908305009 : SWITCH,DISC,OVRHD,ABS,60HZ FREQ,200KV | LBS | ROH | MV-MOT-C-CABL-ASSY-LBS | Cable Assembly | 267 | 50 | 217 | free_stock | BOX14-1-1-K11B_SEP | inventory | 2025-10-28 | Cable | Automated: Replaced MV-MOT -C-CABL-ASSY-LBS by MV-MOT-C-CABL-ASSY-LBS. | RY01-Riyadh Central Warehouse | 2025-11-30 | 2025-11-16 | 0
4500592686-[60] | 908305009 : SWITCH,DISC,OVRHD,ABS,60HZ FREQ,200KV | LBS | ROH | MV-MOT-C-CABL-ASSY-LBS | Cable Assembly | 217 | 42 | 175 | 6100K007 | 1-1-1-1 | inventory | 2025-10-28 | Cable | Automated: Replaced MV-MOT -C-CABL-ASSY-LBS by MV-MOT-C-CABL-ASSY-LBS. | RY01-Riyadh Central Warehouse | 2025-11-30 | 2025-11-16 | 0
4500592686-[60] | 908305009 : SWITCH,DISC,OVRHD,ABS,60HZ FREQ,200KV | LBS | ROH | MV-MOT-C-CABL-ASSY-LBS | Cable Assembly | 175 | 24 | 151 | 6100K011B | NEW.FLR-1-1-K11B_SEP | inventory | 2025-10-28 | Cable | Automated: Replaced MV-MOT -C-CABL-ASSY-LBS by MV-MOT-C-CABL-ASSY-LBS. | RY01-Riyadh Central Warehouse | 2025-11-30 | 2025-11-16 | 0
4500592686-[60] | 908305009 : SWITCH,DISC,OVRHD,ABS,60HZ FREQ,200KV | LBS | ROH | MV-MOT-C-CABL-ASSY-LBS | Cable Assembly | 151 | 11 | 140 | 6100K008 | NEW.FLR-1-1-K008_SEP | inventory | 2025-10-28 | Cable | Automated: Replaced MV-MOT -C-CABL-ASSY-LBS by MV-MOT-C-CABL-ASSY-LBS. | RY01-Riyadh Central Warehouse | 2025-11-30 | 2025-11-16 | 0
4500592686-[60] | 908305009 : SWITCH,DISC,OVRHD,ABS,60HZ FREQ,200KV | LBS | ROH | MV-MOT-C-CABL-ASSY-LBS | Cable Assembly | 140 | 4 | 136 | 6100K012B | NEW.FLR-1-1-K12B_SEP | inventory | 2025-10-28 | Cable | Automated: Replaced MV-MOT -C-CABL-ASSY-LBS by MV-MOT-C-CABL-ASSY-LBS. | RY01-Riyadh Central Warehouse | 2025-11-30 | 2025-11-16 | 0
4500592686-[60] | 908305009 : SWITCH,DISC,OVRHD,ABS,60HZ FREQ,200KV | LBS | ROH | MV-MOT-C-CABL-ASSY-LBS | Cable Assembly | 136 | 1 | 135 | 6100K012B | 1-1-1-1 | inventory | 2025-10-28 | Cable | Automated: Replaced MV-MOT -C-CABL-ASSY-LBS by MV-MOT-C-CABL-ASSY-LBS. | RY01-Riyadh Central Warehouse | 2025-11-30 | 2025-11-16 | 0
4500592686-[60] | 908305009 : SWITCH,DISC,OVRHD,ABS,60HZ FREQ,200KV | LBS | ROH | MV-MOT-C-CABL-ASSY-LBS | Cable Assembly | 135 | 135 | 0 | 6100K011B | BOX14-1-1-K11B_SEP | consumption | 2025-10-13 | Cable | Automated: Replaced MV-MOT -C-CABL-ASSY-LBS by MV-MOT-C-CABL-ASSY-LBS. | RY01-Riyadh Central Warehouse | 2025-11-30 | 2025-11-16 | 0 | [5 empty] | Project Transfer | 8081109
4500595091-[30] | 908305011 : SWITCH,DISC,OVRHD,ABS,60HZ FREQ,110KV | LBS | ROH | 13-B100DY | GREEN PUSH BOTTON WITH START ADAPTER | 141 | 141 | 0 | free_stock | R57-G-1-1 | inventory | 2025-10-28 | LV |  | JB01-Jubail Industrial Warehouse | 2025-11-30 | 2025-11-16 | 0
4500595091-[30] | 908305011 : SWITCH,DISC,OVRHD,ABS,60HZ FREQ,110KV | LBS | ROH | 13-B200DK | RED PUSH BOTTON WITH ADAPTER STOP | 141 | 141 | 0 | 6100K013 | R56-J-1-1 | inventory | 2025-10-28 | LV |  | JB01-Jubail Industrial Warehouse | 2025-11-30 | 2025-11-16 | 0
4500595091-[30] | 908305011 : SWITCH,DISC,OVRHD,ABS,60HZ FREQ,110KV | LBS | ROH | 13-B3 | BA9S ILLUMINATION CONTACT BLOCK HOLDER | 282 | 282 | 0 | 6100K013 | R57-O-1-1 | inventory | 2025-10-28 | LV |  | JB01-Jubail Industrial Warehouse | 2025-11-30 | 2025-11-16 | 0
4500595091-[30] | 908305011 : SWITCH,DISC,OVRHD,ABS,60HZ FREQ,110KV | LBS | ROH | 13-LED24K | 24V BA9S LED LAMP RED | 141 | 141 | 0 | free_stock | 1-1-1-1 | inventory | 2025-10-28 | LV |  | JB01-Jubail Industrial Warehouse | 2025-11-30 | 2025-11-16 | 0
4500595091-[30] | 908305011 : SWITCH,DISC,OVRHD,ABS,60HZ FREQ,110KV | LBS | ROH | 13-LED24Y | 24V BA9S LED LAMP GREEN | 141 | 141 | 0 | free_stock | R57-G-1-1 | inventory | 2025-10-28 | LV |  | JB01-Jubail Industrial Warehouse | 2025-11-30 | 2025-11-16 | 0
4500595091-[30] | 908305011 : SWITCH,DISC,OVRHD,ABS,60HZ FREQ,110KV | LBS | ROH | 13-MBSD24S | INDICATION LIGHT YELLOW 24V AC/DC | 141 | 117 | 24 | 6100K012B | 1-1-1-1 | inventory | 2025-10-28 | LV |  | JB01-Jubail Industrial Warehouse | 2025-11-30 | 2025-11-16 | 0
4500595091-[30] | 908305011 : SWITCH,DISC,OVRHD,ABS,60HZ FREQ,110KV | LBS | ROH | 13-MBSD24S | INDICATION LIGHT YELLOW 24V AC/DC | 24 | 24 | 0 | 6100K007 | 1-1-1-1 | inventory | 2025-10-28 | LV |  | JB01-Jubail Industrial Warehouse | 2025-11-30 | 2025-11-16 | 0
4500595091-[30] | 908305011 : SWITCH,DISC,OVRHD,ABS,60HZ FREQ,110KV | LBS | ROH | LL10-W | ABB_LL10-W / LL10-W, AC/DC90-264V 50/60HZ | 141 | 104 | 37 | free_stock | R15-T-1-K006_SEP | inventory | 2025-10-28 | LV | Automated: Replaced 1YAB53301XIX0000 by LL10-W. | JB01-Jubail Industrial Warehouse | 2025-11-30 | 2025-11-16 | 0
4500595091-[30] | 908305011 : SWITCH,DISC,OVRHD,ABS,60HZ FREQ,110KV | LBS | ROH | LL10-W | ABB_LL10-W / LL10-W, AC/DC90-264V 50/60HZ | 37 | 37 | 0 | free_stock | 1-1-1-1 | inventory | 2025-10-28 | LV | Automated: Replaced 1YAB53301XIX0000 by LL10-W. | JB01-Jubail Industrial Warehouse | 2025-11-30 | 2025-11-16 | 0
4500595091-[30] | 908305011 : SWITCH,DISC,OVRHD,ABS,60HZ FREQ,110KV | LBS | ROH | RMU000000260 | Parition, Terminal, Current, D-OTTA6-T ¦ 0790459 ¦ PHOENIX | 141 | 141 | 0 | 6100K013 | R53-R-1-K013_SEP | inventory | 2025-10-28 | LV | Automated: Replaced 1YAB5355CAB0000 by RMU000000260. | JB01-Jubail Industrial Warehouse | 2025-11-30 | 2025-11-16 | 0
4500595091-[30] | 908305011 : SWITCH,DISC,OVRHD,ABS,60HZ FREQ,110KV | LBS | ROH | 1YAB5355DXB0000 | Marker, Terminal Strip, KLM-A ¦ 1004348 ¦ PHOENIX | 705 | 705 | 0 | 6100K011B | 1-1-1-1 | inventory | 2025-10-28 | LV |  | JB01-Jubail Industrial Warehouse | 2025-11-30 | 2025-11-16 | 0
4500595091-[30] | 908305011 : SWITCH,DISC,OVRHD,ABS,60HZ FREQ,110KV | LBS | ROH | 205036416 | Flat Washersφ4 | 846 | 846 | 0 | 6100K013 | 1-1-1-1 | consumption | 2025-11-09 | LV |  | JB01-Jubail Industrial Warehouse | 2025-11-30 | 2025-11-16 | 0 | [5 empty] | Work in Process Material Issue | 7227568
4500595091-[30] | 908305011 : SWITCH,DISC,OVRHD,ABS,60HZ FREQ,110KV | LBS | ROH | 205041920 | Flat Washersφ6 | 564 | 564 | 0 | 6100K007 | 1-1-1-1 | inventory | 2025-10-28 | LV |  | JB01-Jubail Industrial Warehouse | 2025-11-30 | 2025-11-16 | 0
4500595091-[30] | 908305011 : SWITCH,DISC,OVRHD,ABS,60HZ FREQ,110KV | LBS | ROH | 208004917 | 4G Communication Module, Make: China inhand, ,Ord:: Inhand IR302-FQ58 with Mushroom Antenna | 141 | 93 | 48 | free_stock | 1-1-1-1 | inventory | 2025-10-28 | LV |  | JB01-Jubail Industrial Warehouse | 2025-11-30 | 2025-11-16 | 0
4500595091-[30] | 908305011 : SWITCH,DISC,OVRHD,ABS,60HZ FREQ,110KV | LBS | ROH | 208004917 | 4G Communication Module, Make: China inhand, ,Ord:: Inhand IR302-FQ58 with Mushroom Antenna | 48 | 42 | 6 | 6100K015 | 1-1-1-1 | inventory | 2025-10-28 | LV |  | JB01-Jubail Industrial Warehouse | 2025-11-30 | 2025-11-16 | 0
4500595091-[30] | 908305011 : SWITCH,DISC,OVRHD,ABS,60HZ FREQ,110KV | LBS | ROH | 208004917 | 4G Communication Module, Make: China inhand, ,Ord:: Inhand IR302-FQ58 with Mushroom Antenna | 6 | 6 | 0 | 6100K012B | 1-1-1-1 | inventory | 2025-10-28 | LV |  | JB01-Jubail Industrial Warehouse | 2025-11-30 | 2025-11-16 | 0
4500595091-[30] | 908305011 : SWITCH,DISC,OVRHD,ABS,60HZ FREQ,110KV | LBS | ROH | SEP30183 | Nut, G.I, M6 | 564 | 564 | 0 | 6010J577 | PLT4-1-1-MBM_ISKAN | consumption | 2025-08-25 | LV | Automated: Replaced 211002077 by SEP30698. Automated: Replaced SEP30698 by SEP10851. Automated: Replaced SEP10851 by SEP30183. | JB01-Jubail Industrial Warehouse | 2025-11-30 | 2025-11-16 | 0 | [5 empty] | Material Issue Order_MIO | 6782240
4500595091-[30] | 908305011 : SWITCH,DISC,OVRHD,ABS,60HZ FREQ,110KV | LBS | ROH | 6-CNFJ-22 | ZHE_6-CNFJ-22 / 12V 22Ah STORAGE BATTERY | 282 | 118 | 164 | free_stock | WH2-1-1-K11B_SEP | inventory | 2025-10-28 | LV |  | JB01-Jubail Industrial Warehouse | 2025-11-30 | 2025-11-16 | 0
4500595091-[30] | 908305011 : SWITCH,DISC,OVRHD,ABS,60HZ FREQ,110KV | LBS | ROH | 6-CNFJ-22 | ZHE_6-CNFJ-22 / 12V 22Ah STORAGE BATTERY | 164 | 86 | 78 | free_stock | INC-1-1-K006_SEP | inventory | 2025-10-28 | LV |  | JB01-Jubail Industrial Warehouse | 2025-11-30 | 2025-11-16 | 0
4500595091-[30] | 908305011 : SWITCH,DISC,OVRHD,ABS,60HZ FREQ,110KV | LBS | ROH | 6-CNFJ-22 | ZHE_6-CNFJ-22 / 12V 22Ah STORAGE BATTERY | 78 | 56 | 22 | free_stock | INC-1-1-K017_SEP | inventory | 2025-10-28 | LV |  | JB01-Jubail Industrial Warehouse | 2025-11-30 | 2025-11-16 | 0
4500595091-[30] | 908305011 : SWITCH,DISC,OVRHD,ABS,60HZ FREQ,110KV | LBS | ROH | 6-CNFJ-22 | ZHE_6-CNFJ-22 / 12V 22Ah STORAGE BATTERY | 22 | 22 | 0 | free_stock | WH2-1-1-K12A_SEP | inventory | 2025-10-28 | LV |  | JB01-Jubail Industrial Warehouse | 2025-11-30 | 2025-11-16 | 0
4500595091-[30] | 908305011 : SWITCH,DISC,OVRHD,ABS,60HZ FREQ,110KV | LBS | ROH | RMU000000106 | BOLT SOCKET CAP HEAD M5x60 ¦ 9ABA450075F1001 ¦ Local | 564 | 564 | 0 | free_stock | R58-A-1-K11A_SEP | inventory | 2025-10-28 | LV | Automated: Replaced 9ABA450075F1001 by RMU000000106. | JB01-Jubail Industrial Warehouse | 2025-11-30 | 2025-11-16 | 0
4500595091-[30] | 908305011 : SWITCH,DISC,OVRHD,ABS,60HZ FREQ,110KV | LBS | ROH | RMU000000107 | Bush Inner Dia 7x49 ¦ 9ABA450075F1002 ¦ Local | 564 | 488 | 76 | 6100K012B | 1-1-1-1 | inventory | 2025-10-28 | LV | Automated: Replaced 9ABA450075F1002 by RMU000000107. | JB01-Jubail Industrial Warehouse | 2025-11-30 | 2025-11-16 | 0
4500595091-[30] | 908305011 : SWITCH,DISC,OVRHD,ABS,60HZ FREQ,110KV | LBS | ROH | RMU000000107 | Bush Inner Dia 7x49 ¦ 9ABA450075F1002 ¦ Local | 76 | 76 | 0 | free_stock | 1-1-1-1 | inventory | 2025-10-28 | LV | Automated: Replaced 9ABA450075F1002 by RMU000000107. | JB01-Jubail Industrial Warehouse | 2025-11-30 | 2025-11-16 | 0
4500595091-[30] | 908305011 : SWITCH,DISC,OVRHD,ABS,60HZ FREQ,110KV | LBS | ROH | RMU000000109 | BOLT SOCKET CAP HEAD M5x20 ¦ 9ABA450075F1004 ¦ Local | 1410 | 1210 | 200 | free_stock | R58-A-1-K11B_SEP | inventory | 2025-10-28 | LV | Automated: Replaced 9ABA450075F1004 by RMU000000109. | JB01-Jubail Industrial Warehouse | 2025-11-30 | 2025-11-16 | 0
4500595091-[30] | 908305011 : SWITCH,DISC,OVRHD,ABS,60HZ FREQ,110KV | LBS | ROH | RMU000000109 | BOLT SOCKET CAP HEAD M5x20 ¦ 9ABA450075F1004 ¦ Local | 200 | 200 | 0 | 6100K012B | 1-1-1-1 | inventory | 2025-10-28 | LV | Automated: Replaced 9ABA450075F1004 by RMU000000109. | JB01-Jubail Industrial Warehouse | 2025-11-30 | 2025-11-16 | 0
4500595091-[30] | 908305011 : SWITCH,DISC,OVRHD,ABS,60HZ FREQ,110KV | LBS | ROH | RMU000000110 | BOLT SOCKET CAP HEAD M4x45 ¦ 9ABA450075F1005 ¦ Local | 282 | 244 | 38 | 6100K012B | 1-1-1-1 | inventory | 2025-10-28 | LV | Automated: Replaced 9ABA450075F1005 by RMU000000110. | JB01-Jubail Industrial Warehouse | 2025-11-30 | 2025-11-16 | 0
4500595091-[30] | 908305011 : SWITCH,DISC,OVRHD,ABS,60HZ FREQ,110KV | LBS | ROH | RMU000000110 | BOLT SOCKET CAP HEAD M4x45 ¦ 9ABA450075F1005 ¦ Local | 38 | 38 | 0 | free_stock | R58-A-1-K11B_SEP | inventory | 2025-10-28 | LV | Automated: Replaced 9ABA450075F1005 by RMU000000110. | JB01-Jubail Industrial Warehouse | 2025-11-30 | 2025-11-16 | 0
4500595091-[30] | 908305011 : SWITCH,DISC,OVRHD,ABS,60HZ FREQ,110KV | LBS | ROH | RMU000000112 | BOLT SOCKET CAP HEAD M5x16 ¦ 9ABA450075F1007 ¦ Local | 1692 | 1428 | 264 | 6100K007 | 1-1-1-1 | inventory | 2025-10-28 | LV | Automated: Replaced 9ABA450075F1007 by RMU000000112. | JB01-Jubail Industrial Warehouse | 2025-11-30 | 2025-11-16 | 0
4500595091-[30] | 908305011 : SWITCH,DISC,OVRHD,ABS,60HZ FREQ,110KV | LBS | ROH | RMU000000112 | BOLT SOCKET CAP HEAD M5x16 ¦ 9ABA450075F1007 ¦ Local | 264 | 264 | 0 | free_stock | R58-A-1-K12B_SEP | inventory | 2025-10-28 | LV | Automated: Replaced 9ABA450075F1007 by RMU000000112. | JB01-Jubail Industrial Warehouse | 2025-11-30 | 2025-11-16 | 0
4500595091-[30] | 908305011 : SWITCH,DISC,OVRHD,ABS,60HZ FREQ,110KV | LBS | ROH | RMU000000113 | Lock Washer M5 ¦ 9ABA450075F1008 ¦ Local | 1692 | 840 | 852 | free_stock | R58-A-1-K11B_SEP | inventory | 2025-10-28 | LV | Automated: Replaced 9ABA450075F1008 by RMU000000113. | JB01-Jubail Industrial Warehouse | 2025-11-30 | 2025-11-16 | 0
4500595091-[30] | 908305011 : SWITCH,DISC,OVRHD,ABS,60HZ FREQ,110KV | LBS | ROH | RMU000000113 | Lock Washer M5 ¦ 9ABA450075F1008 ¦ Local | 852 | 552 | 300 | free_stock | 1-1-1-1 | inventory | 2025-10-28 | LV | Automated: Replaced 9ABA450075F1008 by RMU000000113. | JB01-Jubail Industrial Warehouse | 2025-11-30 | 2025-11-16 | 0
4500595091-[30] | 908305011 : SWITCH,DISC,OVRHD,ABS,60HZ FREQ,110KV | LBS | ROH | RMU000000113 | Lock Washer M5 ¦ 9ABA450075F1008 ¦ Local | 300 | 300 | 0 | 6100K007 | 1-1-1-1 | inventory | 2025-10-28 | LV | Automated: Replaced 9ABA450075F1008 by RMU000000113. | JB01-Jubail Industrial Warehouse | 2025-11-30 | 2025-11-16 | 0
4500595091-[30] | 908305011 : SWITCH,DISC,OVRHD,ABS,60HZ FREQ,110KV | LBS | ROH | RMU000000114 | BOLT SOCKET CAP HEAD M3x20 ¦ 9ABA450075F1009 ¦ Local | 564 | 476 | 88 | 6100K007 | 1-1-1-1 | inventory | 2025-10-28 | LV | Automated: Replaced 9ABA450075F1009 by RMU000000114. | JB01-Jubail Industrial Warehouse | 2025-11-30 | 2025-11-16 | 0
4500595091-[30] | 908305011 : SWITCH,DISC,OVRHD,ABS,60HZ FREQ,110KV | LBS | ROH | RMU000000114 | BOLT SOCKET CAP HEAD M3x20 ¦ 9ABA450075F1009 ¦ Local | 88 | 88 | 0 | free_stock | R58-A-1-K12B_SEP | inventory | 2025-10-28 | LV | Automated: Replaced 9ABA450075F1009 by RMU000000114. | JB01-Jubail Industrial Warehouse | 2025-11-30 | 2025-11-16 | 0
4500595091-[30] | 908305011 : SWITCH,DISC,OVRHD,ABS,60HZ FREQ,110KV | LBS | ROH | RMU000000115 | Lock Washer M3 ¦ 9ABA450075F1010 ¦ Local | 564 | 208 | 356 | free_stock | 1-1-1-1 | inventory | 2025-10-28 | LV | Automated: Replaced 9ABA450075F1010 by RMU000000115. | JB01-Jubail Industrial Warehouse | 2025-11-30 | 2025-11-16 | 0
4500595091-[30] | 908305011 : SWITCH,DISC,OVRHD,ABS,60HZ FREQ,110KV | LBS | ROH | RMU000000115 | Lock Washer M3 ¦ 9ABA450075F1010 ¦ Local | 356 | 160 | 196 | free_stock | OF1-1-1-K11B_SEP | inventory | 2025-10-28 | LV | Automated: Replaced 9ABA450075F1010 by RMU000000115. | JB01-Jubail Industrial Warehouse | 2025-11-30 | 2025-11-16 | 0
4500595091-[30] | 908305011 : SWITCH,DISC,OVRHD,ABS,60HZ FREQ,110KV | LBS | ROH | RMU000000115 | Lock Washer M3 ¦ 9ABA450075F1010 ¦ Local | 196 | 116 | 80 | free_stock | INC-1-1-K12B_SEP | inventory | 2025-10-28 | LV | Automated: Replaced 9ABA450075F1010 by RMU000000115. | JB01-Jubail Industrial Warehouse | 2025-11-30 | 2025-11-16 | 0
4500595091-[30] | 908305011 : SWITCH,DISC,OVRHD,ABS,60HZ FREQ,110KV | LBS | ROH | RMU000000115 | Lock Washer M3 ¦ 9ABA450075F1010 ¦ Local | 80 | 36 | 44 | 6100K006 | 1-1-1-1 | inventory | 2025-10-28 | LV | Automated: Replaced 9ABA450075F1010 by RMU000000115. | JB01-Jubail Industrial Warehouse | 2025-11-30 | 2025-11-16 | 0
4500595091-[30] | 908305011 : SWITCH,DISC,OVRHD,ABS,60HZ FREQ,110KV | LBS | ROH | RMU000000115 | Lock Washer M3 ¦ 9ABA450075F1010 ¦ Local | 44 | 44 | 0 | 6100K008 | R58-A-1-K11B_SEP | consumption | 2025-10-18 | LV | Automated: Replaced 9ABA450075F1010 by RMU000000115. | JB01-Jubail Industrial Warehouse | 2025-11-30 | 2025-11-16 | 0 | [5 empty] | Work in Process Pick | 8161264
4500595091-[30] | 908305011 : SWITCH,DISC,OVRHD,ABS,60HZ FREQ,110KV | LBS | ROH | RMU000000116 | Polycarbonate for limit switch ¦ 9ABA450075F1011 ¦ Local | 141 | 124 | 17 | free_stock | R56-R-1-K11B_SEP | inventory | 2025-10-28 | LV | Automated: Replaced 9ABA450075F1011 by RMU000000116. | JB01-Jubail Industrial Warehouse | 2025-11-30 | 2025-11-16 | 0
4500595091-[30] | 908305011 : SWITCH,DISC,OVRHD,ABS,60HZ FREQ,110KV | LBS | ROH | RMU000000116 | Polycarbonate for limit switch ¦ 9ABA450075F1011 ¦ Local | 17 | 17 | 0 | 6100K012B | 1-1-1-1 | inventory | 2025-10-28 | LV | Automated: Replaced 9ABA450075F1011 by RMU000000116. | JB01-Jubail Industrial Warehouse | 2025-11-30 | 2025-11-16 | 0
4500595091-[30] | 908305011 : SWITCH,DISC,OVRHD,ABS,60HZ FREQ,110KV | LBS | ROH | RMU000000117 | BOLT SOCKET CAP HEAD M4x40 ¦ 9ABA450075F1012 ¦ Local | 282 | 244 | 38 | 6100K012B | 1-1-1-1 | inventory | 2025-10-28 | LV | Automated: Replaced 9ABA450075F1012 by RMU000000117. | JB01-Jubail Industrial Warehouse | 2025-11-30 | 2025-11-16 | 0
4500595091-[30] | 908305011 : SWITCH,DISC,OVRHD,ABS,60HZ FREQ,110KV | LBS | ROH | RMU000000117 | BOLT SOCKET CAP HEAD M4x40 ¦ 9ABA450075F1012 ¦ Local | 38 | 38 | 0 | 6100K007 | 1-1-1-1 | inventory | 2025-10-28 | LV | Automated: Replaced 9ABA450075F1012 by RMU000000117. | JB01-Jubail Industrial Warehouse | 2025-11-30 | 2025-11-16 | 0
4500595091-[30] | 908305011 : SWITCH,DISC,OVRHD,ABS,60HZ FREQ,110KV | LBS | ROH | RMU000000118 | Bush Inner Dia 7x25 ¦ 9ABA450075F1013 ¦ Local | 282 | 244 | 38 | 6100K012B | 1-1-1-1 | inventory | 2025-10-28 | LV | Automated: Replaced 9ABA450075F1013 by RMU000000118. | JB01-Jubail Industrial Warehouse | 2025-11-30 | 2025-11-16 | 0
4500595091-[30] | 908305011 : SWITCH,DISC,OVRHD,ABS,60HZ FREQ,110KV | LBS | ROH | RMU000000118 | Bush Inner Dia 7x25 ¦ 9ABA450075F1013 ¦ Local | 38 | 38 | 0 | free_stock | R58-A-1-K11B_SEP | inventory | 2025-10-28 | LV | Automated: Replaced 9ABA450075F1013 by RMU000000118. | JB01-Jubail Industrial Warehouse | 2025-11-30 | 2025-11-16 | 0
4500595091-[30] | 908305011 : SWITCH,DISC,OVRHD,ABS,60HZ FREQ,110KV | LBS | ROH | AX3122 | CHINT_AUXILIARY CONTACT FOR MCB 1NO 1NC AC | 141 | 141 | 0 | 6100K006 | 1-1-1-1 | inventory | 2025-10-28 | LV |  | JB01-Jubail Industrial Warehouse | 2025-11-30 | 2025-11-16 | 0
4500595091-[30] | 908305011 : SWITCH,DISC,OVRHD,ABS,60HZ FREQ,110KV | LBS | ROH | DF205040971 | φ4*12 Waterproof blind rivets Stainless steel | 2820 | 2820 | 0 | 6100K013 | 1-1-1-1 | consumption | 2025-09-24 | LV |  | JB01-Jubail Industrial Warehouse | 2025-11-30 | 2025-11-16 | 0 | [5 empty] | Work in Process Material Issue | 7562518
4500595091-[30] | 908305011 : SWITCH,DISC,OVRHD,ABS,60HZ FREQ,110KV | LBS | ROH | DF240510009 | Self-locking nuts M4 | 282 | 282 | 0 | 6100K013 | 1-1-1-1 | consumption | 2025-11-09 | LV |  | JB01-Jubail Industrial Warehouse | 2025-11-30 | 2025-11-16 | 0 | [5 empty] | Work in Process Material Issue | 7226771
4500595091-[30] | 908305011 : SWITCH,DISC,OVRHD,ABS,60HZ FREQ,110KV | LBS | ROH | DF240612003 | KSS-CV-150BK CABLE TIES 150X3.6 BALCK | 3525 | 3525 | 0 | 6100K013 | 1-1-1-1 | inventory | 2025-10-28 | LV |  | JB01-Jubail Industrial Warehouse | 2025-11-30 | 2025-11-16 | 0
4500595091-[30] | 908305011 : SWITCH,DISC,OVRHD,ABS,60HZ FREQ,110KV | LBS | ROH | DF240612005 | HT-EXS32 EXPANDABLE SLEEVE - 32MM 100MTR/ROL | 141 | 141 | 0 | free_stock | NEW.FLR-1-1-K11A_SEP | inventory | 2025-10-28 | LV |  | JB01-Jubail Industrial Warehouse | 2025-11-30 | 2025-11-16 | 0
4500595091-[30] | 908305011 : SWITCH,DISC,OVRHD,ABS,60HZ FREQ,110KV | LBS | ROH | DF240612007 | KSS-KS-12B 12MM SPIRAL 20-65 WRAPPING BAND 10MTR/BAG | 141 | 141 | 0 | 6100K013 | 1-1-1-1 | inventory | 2025-10-28 | LV |  | JB01-Jubail Industrial Warehouse | 2025-11-30 | 2025-11-16 | 0
4500595091-[30] | 908305011 : SWITCH,DISC,OVRHD,ABS,60HZ FREQ,110KV | LBS | ROH | DF241124003 | Spring washersφ6 Stainless steel | 564 | 564 | 0 | 6100K013 | R55-I-1-K013_SEP | inventory | 2025-10-28 | LV |  | JB01-Jubail Industrial Warehouse | 2025-11-30 | 2025-11-16 | 0
4500595091-[30] | 908305011 : SWITCH,DISC,OVRHD,ABS,60HZ FREQ,110KV | LBS | ROH | DF241126013 | KSS-CV-200MBK BLACK NYLON CABLE TIES (200MMX2.5MM) | 3525 | 3275 | 250 | 6100K006 | 1-1-1-1 | inventory | 2025-10-28 | LV |  | JB01-Jubail Industrial Warehouse | 2025-11-30 | 2025-11-16 | 0
4500595091-[30] | 908305011 : SWITCH,DISC,OVRHD,ABS,60HZ FREQ,110KV | LBS | ROH | DF241126013 | KSS-CV-200MBK BLACK NYLON CABLE TIES (200MMX2.5MM) | 250 | 250 | 0 | free_stock | R58-R-1-K12B_SEP | inventory | 2025-10-28 | LV |  | JB01-Jubail Industrial Warehouse | 2025-11-30 | 2025-11-16 | 0
4500595091-[30] | 908305011 : SWITCH,DISC,OVRHD,ABS,60HZ FREQ,110KV | LBS | ROH | DF241128001 | spring washerφ4 Stainless Steel | 564 | 92 | 472 | 6100K007 | 1-1-1-1 | inventory | 2025-10-28 | LV |  | JB01-Jubail Industrial Warehouse | 2025-11-30 | 2025-11-16 | 0
4500595091-[30] | 908305011 : SWITCH,DISC,OVRHD,ABS,60HZ FREQ,110KV | LBS | ROH | DF241128001 | spring washerφ4 Stainless Steel | 472 | 50 | 422 | free_stock | R58-A-1-K12B_SEP | inventory | 2025-10-28 | LV |  | JB01-Jubail Industrial Warehouse | 2025-11-30 | 2025-11-16 | 0
4500595091-[30] | 908305011 : SWITCH,DISC,OVRHD,ABS,60HZ FREQ,110KV | LBS | ROH | DF241128001 | spring washerφ4 Stainless Steel | 422 | 50 | 372 | 6100K013 | BOX5-1-1-K013_SEP | inventory | 2025-10-28 | LV |  | JB01-Jubail Industrial Warehouse | 2025-11-30 | 2025-11-16 | 0
4500595091-[30] | 908305011 : SWITCH,DISC,OVRHD,ABS,60HZ FREQ,110KV | LBS | ROH | DF241128001 | spring washerφ4 Stainless Steel | 372 | 40 | 332 | free_stock | R58-A-1-K010_SEP | inventory | 2025-10-28 | LV |  | JB01-Jubail Industrial Warehouse | 2025-11-30 | 2025-11-16 | 0
4500595091-[30] | 908305011 : SWITCH,DISC,OVRHD,ABS,60HZ FREQ,110KV | LBS | ROH | DF241128001 | spring washerφ4 Stainless Steel | 332 | 36 | 296 | 6100K013 | R54-I-1-K013_SEP | inventory | 2025-10-28 | LV |  | JB01-Jubail Industrial Warehouse | 2025-11-30 | 2025-11-16 | 0
4500595091-[30] | 908305011 : SWITCH,DISC,OVRHD,ABS,60HZ FREQ,110KV | LBS | ROH | DF241128001 | spring washerφ4 Stainless Steel | 296 | 4 | 292 | free_stock | R58-A-1-K008_SEP | inventory | 2025-10-28 | LV |  | JB01-Jubail Industrial Warehouse | 2025-11-30 | 2025-11-16 | 0
4500595091-[30] | 908305011 : SWITCH,DISC,OVRHD,ABS,60HZ FREQ,110KV | LBS | ROH | DF241128001 | spring washerφ4 Stainless Steel | 292 | 292 | 0 | 6100K013 | 1-1-1-1 | consumption | 2025-11-09 | LV |  | JB01-Jubail Industrial Warehouse | 2025-11-30 | 2025-11-16 | 0 | [5 empty] | Work in Process Material Issue | 7226786
4500595091-[30] | 908305011 : SWITCH,DISC,OVRHD,ABS,60HZ FREQ,110KV | LBS | ROH | DF241128002 | Hex nuts M4 | 564 | 70 | 494 | 6100K007 | 1-1-1-1 | inventory | 2025-10-28 | LV |  | JB01-Jubail Industrial Warehouse | 2025-11-30 | 2025-11-16 | 0
4500595091-[30] | 908305011 : SWITCH,DISC,OVRHD,ABS,60HZ FREQ,110KV | LBS | ROH | DF241128002 | Hex nuts M4 | 494 | 60 | 434 | 6100K013 | R54-I-1-K013_SEP | inventory | 2025-10-28 | LV |  | JB01-Jubail Industrial Warehouse | 2025-11-30 | 2025-11-16 | 0
4500595091-[30] | 908305011 : SWITCH,DISC,OVRHD,ABS,60HZ FREQ,110KV | LBS | ROH | DF241128002 | Hex nuts M4 | 434 | 50 | 384 | 6100K013 | BOX5-1-1-K013_SEP | inventory | 2025-10-28 | LV |  | JB01-Jubail Industrial Warehouse | 2025-11-30 | 2025-11-16 | 0
4500595091-[30] | 908305011 : SWITCH,DISC,OVRHD,ABS,60HZ FREQ,110KV | LBS | ROH | DF241128002 | Hex nuts M4 | 384 | 40 | 344 | free_stock | R58-A-1-K010_SEP | inventory | 2025-10-28 | LV |  | JB01-Jubail Industrial Warehouse | 2025-11-30 | 2025-11-16 | 0
4500595091-[30] | 908305011 : SWITCH,DISC,OVRHD,ABS,60HZ FREQ,110KV | LBS | ROH | DF241128002 | Hex nuts M4 | 344 | 30 | 314 | free_stock | R58-A-1-K11B_SEP | inventory | 2025-10-28 | LV |  | JB01-Jubail Industrial Warehouse | 2025-11-30 | 2025-11-16 | 0
4500595091-[30] | 908305011 : SWITCH,DISC,OVRHD,ABS,60HZ FREQ,110KV | LBS | ROH | DF241128002 | Hex nuts M4 | 314 | 22 | 292 | 6100K012B | 1-1-1-1 | inventory | 2025-10-28 | LV |  | JB01-Jubail Industrial Warehouse | 2025-11-30 | 2025-11-16 | 0
4500595091-[30] | 908305011 : SWITCH,DISC,OVRHD,ABS,60HZ FREQ,110KV | LBS | ROH | DF241128002 | Hex nuts M4 | 292 | 292 | 0 | 6100K013 | 1-1-1-1 | consumption | 2025-11-09 | LV |  | JB01-Jubail Industrial Warehouse | 2025-11-30 | 2025-11-16 | 0 | [5 empty] | Work in Process Material Issue | 7226787
4500595091-[30] | 908305011 : SWITCH,DISC,OVRHD,ABS,60HZ FREQ,110KV | LBS | ROH | DMS 2121 2467-366 | SCREW SELF TAPPING TORX M6 X 12 | 2820 | 1924 | 896 | 6100K006 | 1-1-1-1 | inventory | 2025-10-28 | LV |  | JB01-Jubail Industrial Warehouse | 2025-11-30 | 2025-11-16 | 0
4500595091-[30] | 908305011 : SWITCH,DISC,OVRHD,ABS,60HZ FREQ,110KV | LBS | ROH | DMS 2121 2467-366 | SCREW SELF TAPPING TORX M6 X 12 | 896 | 820 | 76 | free_stock | R58-A-1-K008_SEP | inventory | 2025-10-28 | LV |  | JB01-Jubail Industrial Warehouse | 2025-11-30 | 2025-11-16 | 0
4500595091-[30] | 908305011 : SWITCH,DISC,OVRHD,ABS,60HZ FREQ,110KV | LBS | ROH | DMS 2121 2467-366 | SCREW SELF TAPPING TORX M6 X 12 | 76 | 76 | 0 | free_stock | R58-A-1-K11A_SEP | inventory | 2025-10-28 | LV |  | JB01-Jubail Industrial Warehouse | 2025-11-30 | 2025-11-16 | 0
4500595091-[30] | 908305011 : SWITCH,DISC,OVRHD,ABS,60HZ FREQ,110KV | LBS | ROH | DMS 2121 2519-295 | BOLT SOCKET HEAD M4X20 | 282 | 82 | 200 | free_stock | R58-A-1-K008_SEP | inventory | 2025-10-28 | LV |  | JB01-Jubail Industrial Warehouse | 2025-11-30 | 2025-11-16 | 0
4500595091-[30] | 908305011 : SWITCH,DISC,OVRHD,ABS,60HZ FREQ,110KV | LBS | ROH | DMS 2121 2519-295 | BOLT SOCKET HEAD M4X20 | 200 | 80 | 120 | free_stock | R58-A-1-K11B_SEP | inventory | 2025-10-28 | LV |  | JB01-Jubail Industrial Warehouse | 2025-11-30 | 2025-11-16 | 0
4500595091-[30] | 908305011 : SWITCH,DISC,OVRHD,ABS,60HZ FREQ,110KV | LBS | ROH | DMS 2121 2519-295 | BOLT SOCKET HEAD M4X20 | 120 | 20 | 100 | free_stock | R58-A-1-K010_SEP | inventory | 2025-10-28 | LV |  | JB01-Jubail Industrial Warehouse | 2025-11-30 | 2025-11-16 | 0
4500595091-[30] | 908305011 : SWITCH,DISC,OVRHD,ABS,60HZ FREQ,110KV | LBS | ROH | DMS 2121 2519-295 | BOLT SOCKET HEAD M4X20 | 100 | 60 | 40 | 6100K008 | R58-A-1-K12B_SEP | consumption | 2025-10-18 | LV |  | JB01-Jubail Industrial Warehouse | 2025-11-30 | 2025-11-16 | 0 | [5 empty] | Work in Process Pick | 8161219
4500595091-[30] | 908305011 : SWITCH,DISC,OVRHD,ABS,60HZ FREQ,110KV | LBS | ROH | DMS 2121 2519-295 | BOLT SOCKET HEAD M4X20 | 40 | 40 | 0 | 6100K011B | PLT-1-1-K017_SEP | consumption | 2025-10-18 | LV |  | JB01-Jubail Industrial Warehouse | 2025-11-30 | 2025-11-16 | 0 | [5 empty] | Work in Process Pick | 8162043
4500595091-[30] | 908305011 : SWITCH,DISC,OVRHD,ABS,60HZ FREQ,110KV | LBS | ROH | DMS 2121 2519-368 | BOLT SOCKET CAP HEAD M6X16 | 564 | 264 | 300 | 6100K006 | 1-1-1-1 | inventory | 2025-10-28 | LV |  | JB01-Jubail Industrial Warehouse | 2025-11-30 | 2025-11-16 | 0
4500595091-[30] | 908305011 : SWITCH,DISC,OVRHD,ABS,60HZ FREQ,110KV | LBS | ROH | DMS 2121 2519-368 | BOLT SOCKET CAP HEAD M6X16 | 300 | 164 | 136 | free_stock | R58-A-1-K008_SEP | inventory | 2025-10-28 | LV |  | JB01-Jubail Industrial Warehouse | 2025-11-30 | 2025-11-16 | 0
4500595091-[30] | 908305011 : SWITCH,DISC,OVRHD,ABS,60HZ FREQ,110KV | LBS | ROH | DMS 2121 2519-368 | BOLT SOCKET CAP HEAD M6X16 | 136 | 128 | 8 | free_stock | R66-P-1-KDP1_SEP | inventory | 2025-10-28 | LV |  | JB01-Jubail Industrial Warehouse | 2025-11-30 | 2025-11-16 | 0
4500595091-[30] | 908305011 : SWITCH,DISC,OVRHD,ABS,60HZ FREQ,110KV | LBS | ROH | DMS 2121 2519-368 | BOLT SOCKET CAP HEAD M6X16 | 8 | 8 | 0 | free_stock | R58-A-1-K11B_SEP | inventory | 2025-10-28 | LV |  | JB01-Jubail Industrial Warehouse | 2025-11-30 | 2025-11-16 | 0
4500595091-[30] | 908305011 : SWITCH,DISC,OVRHD,ABS,60HZ FREQ,110KV | LBS | ROH | DMS 2126 2011-114 | NUT, HEX M5 | 3384 | 3384 | 0 | 6100K013 | NEW.FLR-1-1-K013_SEP | inventory | 2025-10-28 | LV |  | JB01-Jubail Industrial Warehouse | 2025-11-30 | 2025-11-16 | 0
4500595091-[30] | 908305011 : SWITCH,DISC,OVRHD,ABS,60HZ FREQ,110KV | LBS | ROH | EC-DIODE-BY255 | Flash light BY255_EC-DIODE-BY255 / EC-DIODE-BY255 Urrm=1300V In=3A | 705 | 575 | 130 | 6100K011B | R14-L-1-K017_SEP | consumption | 2025-10-19 | LV |  | JB01-Jubail Industrial Warehouse | 2025-11-30 | 2025-11-16 | 0 | [5 empty] | Work in Process Pick | 8171586
4500595091-[30] | 908305011 : SWITCH,DISC,OVRHD,ABS,60HZ FREQ,110KV | LBS | ROH | EC-DIODE-BY255 | Flash light BY255_EC-DIODE-BY255 / EC-DIODE-BY255 Urrm=1300V In=3A | 130 | 50 | 80 | 6100K011B | R14-L-1-K010_SEP | consumption | 2025-10-19 | LV |  | JB01-Jubail Industrial Warehouse | 2025-11-30 | 2025-11-16 | 0 | [5 empty] | Work in Process Pick | 8171583
4500595091-[30] | 908305011 : SWITCH,DISC,OVRHD,ABS,60HZ FREQ,110KV | LBS | ROH | EC-DIODE-BY255 | Flash light BY255_EC-DIODE-BY255 / EC-DIODE-BY255 Urrm=1300V In=3A | 80 | 80 | 0 | 6100K017 | R14-L-1-K017_SEP | consumption | 2025-10-25 | LV |  | JB01-Jubail Industrial Warehouse | 2025-11-30 | 2025-11-16 | 0 | [5 empty] | Work in Process Pick | 8303496
4500595091-[30] | 908305011 : SWITCH,DISC,OVRHD,ABS,60HZ FREQ,110KV | LBS | ROH | HBCBABNCBD1BBBD21G | REC615 2.0- HBCBABNCBD1BBBD21G | 141 | 19 | 122 | free_stock | R57-S-1-K017_SEP | inventory | 2025-10-28 | LV |  | JB01-Jubail Industrial Warehouse | 2025-11-30 | 2025-11-16 | 0
4500595091-[30] | 908305011 : SWITCH,DISC,OVRHD,ABS,60HZ FREQ,110KV | LBS | ROH | HBCBABNCBD1BBBD21G | REC615 2.0- HBCBABNCBD1BBBD21G | 122 | 16 | 106 | free_stock | R15-Q-1-K11B_SEP | inventory | 2025-10-28 | LV |  | JB01-Jubail Industrial Warehouse | 2025-11-30 | 2025-11-16 | 0
4500595091-[30] | 908305011 : SWITCH,DISC,OVRHD,ABS,60HZ FREQ,110KV | LBS | ROH | HBCBABNCBD1BBBD21G | REC615 2.0- HBCBABNCBD1BBBD21G | 106 | 14 | 92 | free_stock | R15-Q-1-K12B_SEP | inventory | 2025-10-28 | LV |  | JB01-Jubail Industrial Warehouse | 2025-11-30 | 2025-11-16 | 0
4500595091-[30] | 908305011 : SWITCH,DISC,OVRHD,ABS,60HZ FREQ,110KV | LBS | ROH | HBCBABNCBD1BBBD21G | REC615 2.0- HBCBABNCBD1BBBD21G | 92 | 60 | 32 |  | R57-N-1-K017_SEP | consumption | 2025-10-14 | LV |  | JB01-Jubail Industrial Warehouse | 2025-11-30 | 2025-11-16 | 0 | [5 empty] | Subinventory Transfer | 8109409
4500595091-[30] | 908305011 : SWITCH,DISC,OVRHD,ABS,60HZ FREQ,110KV | LBS | ROH | HBCBABNCBD1BBBD21G | REC615 2.0- HBCBABNCBD1BBBD21G | 32 | 30 | 2 | 6100K008 | R57-H-1-K017_SEP | consumption | 2025-10-18 | LV |  | JB01-Jubail Industrial Warehouse | 2025-11-30 | 2025-11-16 | 0 | [5 empty] | Work in Process Pick | 8161285
4500595091-[30] | 908305011 : SWITCH,DISC,OVRHD,ABS,60HZ FREQ,110KV | LBS | ROH | HBCBABNCBD1BBBD21G | REC615 2.0- HBCBABNCBD1BBBD21G | 2 | 2 | 0 | 6100K011B | INC-1-1-K11B_SEP | consumption | 2025-10-19 | LV |  | JB01-Jubail Industrial Warehouse | 2025-11-30 | 2025-11-16 | 0 | [5 empty] | Work in Process Pick | 8171832
4500595091-[30] | 908305011 : SWITCH,DISC,OVRHD,ABS,60HZ FREQ,110KV | LBS | ROH | IN76350001-2 | APT_THERMOSTAT WITHOUT STEM,SETTING: 0-60 DEG.CENTIGRADE | 141 | 60 | 81 | free_stock | R57-B-1-K11A_SEP | inventory | 2025-10-28 | LV |  | JB01-Jubail Industrial Warehouse | 2025-11-30 | 2025-11-16 | 0
4500595091-[30] | 908305011 : SWITCH,DISC,OVRHD,ABS,60HZ FREQ,110KV | LBS | ROH | IN76350001-2 | APT_THERMOSTAT WITHOUT STEM,SETTING: 0-60 DEG.CENTIGRADE | 81 | 23 | 58 | free_stock | INC-1-1-K11A_SEP | inventory | 2025-10-28 | LV |  | JB01-Jubail Industrial Warehouse | 2025-11-30 | 2025-11-16 | 0
4500595091-[30] | 908305011 : SWITCH,DISC,OVRHD,ABS,60HZ FREQ,110KV | LBS | ROH | IN76350001-2 | APT_THERMOSTAT WITHOUT STEM,SETTING: 0-60 DEG.CENTIGRADE | 58 | 18 | 40 | free_stock | INC-1-1-K006_SEP | inventory | 2025-10-28 | LV |  | JB01-Jubail Industrial Warehouse | 2025-11-30 | 2025-11-16 | 0
4500595091-[30] | 908305011 : SWITCH,DISC,OVRHD,ABS,60HZ FREQ,110KV | LBS | ROH | IN76350001-2 | APT_THERMOSTAT WITHOUT STEM,SETTING: 0-60 DEG.CENTIGRADE | 40 | 15 | 25 | free_stock | R57-B-1-K12A_SEP | inventory | 2025-10-28 | LV |  | JB01-Jubail Industrial Warehouse | 2025-11-30 | 2025-11-16 | 0
4500595091-[30] | 908305011 : SWITCH,DISC,OVRHD,ABS,60HZ FREQ,110KV | LBS | ROH | IN76350001-2 | APT_THERMOSTAT WITHOUT STEM,SETTING: 0-60 DEG.CENTIGRADE | 25 | 12 | 13 | 6100K006 | 1-1-1-1 | inventory | 2025-10-28 | LV |  | JB01-Jubail Industrial Warehouse | 2025-11-30 | 2025-11-16 | 0
4500595091-[30] | 908305011 : SWITCH,DISC,OVRHD,ABS,60HZ FREQ,110KV | LBS | ROH | IN76350001-2 | APT_THERMOSTAT WITHOUT STEM,SETTING: 0-60 DEG.CENTIGRADE | 13 | 10 | 3 | free_stock | R57-B-1-K010_SEP | inventory | 2025-10-28 | LV |  | JB01-Jubail Industrial Warehouse | 2025-11-30 | 2025-11-16 | 0
4500595091-[30] | 908305011 : SWITCH,DISC,OVRHD,ABS,60HZ FREQ,110KV | LBS | ROH | IN76350001-2 | APT_THERMOSTAT WITHOUT STEM,SETTING: 0-60 DEG.CENTIGRADE | 3 | 3 | 0 | free_stock | R57-B-1-K008_SEP | inventory | 2025-10-28 | LV |  | JB01-Jubail Industrial Warehouse | 2025-11-30 | 2025-11-16 | 0
4500595091-[30] | 908305011 : SWITCH,DISC,OVRHD,ABS,60HZ FREQ,110KV | LBS | ROH | LSA-AD11J50CA | R&Y_AD11-J50CA/LXR23 RED ALARM LAMP 24VDC | 141 | 41 | 100 | free_stock | R58-B-1-K008_SEP | inventory | 2025-10-28 | LV |  | JB01-Jubail Industrial Warehouse | 2025-11-30 | 2025-11-16 | 0
4500595091-[30] | 908305011 : SWITCH,DISC,OVRHD,ABS,60HZ FREQ,110KV | LBS | ROH | LSA-AD11J50CA | R&Y_AD11-J50CA/LXR23 RED ALARM LAMP 24VDC | 100 | 33 | 67 | free_stock | R58-B-1-K006_SEP | inventory | 2025-10-28 | LV |  | JB01-Jubail Industrial Warehouse | 2025-11-30 | 2025-11-16 | 0
4500595091-[30] | 908305011 : SWITCH,DISC,OVRHD,ABS,60HZ FREQ,110KV | LBS | ROH | LSA-AD11J50CA | R&Y_AD11-J50CA/LXR23 RED ALARM LAMP 24VDC | 67 | 10 | 57 | free_stock | R58-B-1-K010_SEP | inventory | 2025-10-28 | LV |  | JB01-Jubail Industrial Warehouse | 2025-11-30 | 2025-11-16 | 0
4500595091-[30] | 908305011 : SWITCH,DISC,OVRHD,ABS,60HZ FREQ,110KV | LBS | ROH | LSA-AD11J50CA | R&Y_AD11-J50CA/LXR23 RED ALARM LAMP 24VDC | 57 | 42 | 15 | 6100K012B | 1-1-1-1 | consumption | 2025-10-13 | LV |  | JB01-Jubail Industrial Warehouse | 2025-11-30 | 2025-11-16 | 0 | [5 empty] | Work in Process Pick | 8077336
4500595091-[30] | 908305011 : SWITCH,DISC,OVRHD,ABS,60HZ FREQ,110KV | LBS | ROH | LSA-AD11J50CA | R&Y_AD11-J50CA/LXR23 RED ALARM LAMP 24VDC | 15 | 15 | 0 | 6100K008 | NEW.FLR-1-1-K017_SEP | consumption | 2025-10-18 | LV |  | JB01-Jubail Industrial Warehouse | 2025-11-30 | 2025-11-16 | 0 | [5 empty] | Work in Process Pick | 8161309
4500595091-[30] | 908305011 : SWITCH,DISC,OVRHD,ABS,60HZ FREQ,110KV | LBS | ROH | LXW18-11B | SHF_LXW18-11B / LIMIT SWITCH 1NO+1NC | 282 | 70 | 212 | 6100K012B | 1-1-1-1 | inventory | 2025-10-28 | LV |  | JB01-Jubail Industrial Warehouse | 2025-11-30 | 2025-11-16 | 0
4500595091-[30] | 908305011 : SWITCH,DISC,OVRHD,ABS,60HZ FREQ,110KV | LBS | ROH | LXW18-11B | SHF_LXW18-11B / LIMIT SWITCH 1NO+1NC | 212 | 28 | 184 | free_stock | R56-O-1-K017_SEP | inventory | 2025-10-28 | LV |  | JB01-Jubail Industrial Warehouse | 2025-11-30 | 2025-11-16 | 0
4500595091-[30] | 908305011 : SWITCH,DISC,OVRHD,ABS,60HZ FREQ,110KV | LBS | ROH | LXW18-11B | SHF_LXW18-11B / LIMIT SWITCH 1NO+1NC | 184 | 60 | 124 | 6100K008 | R56-O-1-K017_SEP | consumption | 2025-10-18 | LV |  | JB01-Jubail Industrial Warehouse | 2025-11-30 | 2025-11-16 | 0 | [5 empty] | Work in Process Pick | 8161315
4500595091-[30] | 908305011 : SWITCH,DISC,OVRHD,ABS,60HZ FREQ,110KV | LBS | ROH | LXW18-11B | SHF_LXW18-11B / LIMIT SWITCH 1NO+1NC | 124 | 124 | 0 | 6100K011B | R56-O-1-K017_SEP | consumption | 2025-10-19 | LV |  | JB01-Jubail Industrial Warehouse | 2025-11-30 | 2025-11-16 | 0 | [5 empty] | Work in Process Pick | 8173321
4500595091-[30] | 908305011 : SWITCH,DISC,OVRHD,ABS,60HZ FREQ,110KV | LBS | ROH | MMCM-C4/2 | CHINT_AC MINIATURE CIRCUIT BREAKER 2P 4A mMCM-C4/2 | 141 | 90 | 51 | free_stock | R62-G-1-K017_SEP | inventory | 2025-10-28 | LV |  | JB01-Jubail Industrial Warehouse | 2025-11-30 | 2025-11-16 | 0
4500595091-[30] | 908305011 : SWITCH,DISC,OVRHD,ABS,60HZ FREQ,110KV | LBS | ROH | MMCM-C4/2 | CHINT_AC MINIATURE CIRCUIT BREAKER 2P 4A mMCM-C4/2 | 51 | 51 | 0 | free_stock | 1-1-1-1 | inventory | 2025-10-28 | LV |  | JB01-Jubail Industrial Warehouse | 2025-11-30 | 2025-11-16 | 0
4500595091-[30] | 908305011 : SWITCH,DISC,OVRHD,ABS,60HZ FREQ,110KV | LBS | ROH | MV-OHL-CPT-13.8KV-DP | Double Pole Control PT . Primary 13.8 kV : secondary 0.23kV, 200VA, Class 1. 500VAth .Frequency 60Hz . Out door type . Ambient 55 Degree C. Insulation level 17.5/50/110kV , Voltage factor :1.2Un Cont, As per IEC 61869-1&3. Class E .Primary terminal suitable for cable connection (clamp type) .Colour Grey for out door installation.Type test and routine test reports will be required .Laser printed name plate required.As per SEC Distribution standard Specification. | 141 | 88 | 53 | 6100K017 | NEW.FLR-1-1-K017_SEP | consumption | 2025-10-25 | CPT |  | JB01-Jubail Industrial Warehouse | 2025-11-30 | 2025-11-16 | 0 | [5 empty] | Work in Process Pick | 8292120
4500595091-[30] | 908305011 : SWITCH,DISC,OVRHD,ABS,60HZ FREQ,110KV | LBS | ROH | MV2000-1685-06-W | WHITE TUBE, INNER DIA 3.5MM (1.5 WIRE) | 2820 | 1440 | 1380 | 6100K007 | R58-G-1-K010_SEP | consumption | 2025-10-20 | LV |  | JB01-Jubail Industrial Warehouse | 2025-11-30 | 2025-11-16 | 0 | [5 empty] | Work in Process Pick | 8212406
4500595091-[30] | 908305011 : SWITCH,DISC,OVRHD,ABS,60HZ FREQ,110KV | LBS | ROH | MV2000-1685-06-W | WHITE TUBE, INNER DIA 3.5MM (1.5 WIRE) | 1380 | 260 | 1120 | 6100K007 | R58-G-1-K010_SEP | consumption | 2025-10-20 | LV |  | JB01-Jubail Industrial Warehouse | 2025-11-30 | 2025-11-16 | 0 | [5 empty] | Work in Process Pick | 8215107
4500595091-[30] | 908305011 : SWITCH,DISC,OVRHD,ABS,60HZ FREQ,110KV | LBS | ROH | MV2000-1685-06-W | WHITE TUBE, INNER DIA 3.5MM (1.5 WIRE) | 1120 | 600 | 520 | 6100K008 | R58-G-1-K010_SEP | consumption | 2025-10-21 | LV |  | JB01-Jubail Industrial Warehouse | 2025-11-30 | 2025-11-16 | 0 | [5 empty] | Work in Process Pick | 8233881
4500595091-[30] | 908305011 : SWITCH,DISC,OVRHD,ABS,60HZ FREQ,110KV | LBS | ROH | MV2000-1685-06-W | WHITE TUBE, INNER DIA 3.5MM (1.5 WIRE) | 520 | 520 | 0 | 6100K013 | INC-1-1-MVBM_SEP | consumption | 2025-09-22 | LV |  | JB01-Jubail Industrial Warehouse | 2025-11-30 | 2025-11-16 | 0 | [5 empty] | Material Issue Order_MIO | 7506468
4500595091-[30] | 908305011 : SWITCH,DISC,OVRHD,ABS,60HZ FREQ,110KV | LBS | ROH | NB1-10DC 1P | Miniature Circuit Breaker, MCB, 10A, 1P, C Type, DC | 282 | 150 | 132 | free_stock | R62-G-1-K12B_SEP | inventory | 2025-10-28 | LV |  | JB01-Jubail Industrial Warehouse | 2025-11-30 | 2025-11-16 | 0
4500595091-[30] | 908305011 : SWITCH,DISC,OVRHD,ABS,60HZ FREQ,110KV | LBS | ROH | NB1-10DC 1P | Miniature Circuit Breaker, MCB, 10A, 1P, C Type, DC | 132 | 102 | 30 | 6100K007 | 1-1-1-1 | inventory | 2025-10-28 | LV |  | JB01-Jubail Industrial Warehouse | 2025-11-30 | 2025-11-16 | 0
4500595091-[30] | 908305011 : SWITCH,DISC,OVRHD,ABS,60HZ FREQ,110KV | LBS | ROH | NB1-10DC 1P | Miniature Circuit Breaker, MCB, 10A, 1P, C Type, DC | 30 | 22 | 8 | free_stock | R62-G-1-K008_SEP | inventory | 2025-10-28 | LV |  | JB01-Jubail Industrial Warehouse | 2025-11-30 | 2025-11-16 | 0
4500595091-[30] | 908305011 : SWITCH,DISC,OVRHD,ABS,60HZ FREQ,110KV | LBS | ROH | NB1-10DC 1P | Miniature Circuit Breaker, MCB, 10A, 1P, C Type, DC | 8 | 8 | 0 | 6100K006 | 1-1-1-1 | inventory | 2025-10-28 | LV |  | JB01-Jubail Industrial Warehouse | 2025-11-30 | 2025-11-16 | 0
4500595091-[30] | 908305011 : SWITCH,DISC,OVRHD,ABS,60HZ FREQ,110KV | LBS | ROH | NB1-6DC 1P | Miniature Circuit Breaker, MCB, 6A, 1P, C Type, DC | 141 | 69 | 72 | free_stock | R62-G-1-K12B_SEP | inventory | 2025-10-28 | LV |  | JB01-Jubail Industrial Warehouse | 2025-11-30 | 2025-11-16 | 0
4500595091-[30] | 908305011 : SWITCH,DISC,OVRHD,ABS,60HZ FREQ,110KV | LBS | ROH | NB1-6DC 1P | Miniature Circuit Breaker, MCB, 6A, 1P, C Type, DC | 72 | 60 | 12 | free_stock | R62-G-1-K017_SEP | inventory | 2025-10-28 | LV |  | JB01-Jubail Industrial Warehouse | 2025-11-30 | 2025-11-16 | 0
4500595091-[30] | 908305011 : SWITCH,DISC,OVRHD,ABS,60HZ FREQ,110KV | LBS | ROH | NB1-6DC 1P | Miniature Circuit Breaker, MCB, 6A, 1P, C Type, DC | 12 | 11 | 1 | free_stock | R62-G-1-K008_SEP | inventory | 2025-10-28 | LV |  | JB01-Jubail Industrial Warehouse | 2025-11-30 | 2025-11-16 | 0
4500595091-[30] | 908305011 : SWITCH,DISC,OVRHD,ABS,60HZ FREQ,110KV | LBS | ROH | NB1-6DC 1P | Miniature Circuit Breaker, MCB, 6A, 1P, C Type, DC | 1 | 1 | 0 | 6100K006 | 1-1-1-1 | inventory | 2025-10-28 | LV |  | JB01-Jubail Industrial Warehouse | 2025-11-30 | 2025-11-16 | 0
4500595091-[30] | 908305011 : SWITCH,DISC,OVRHD,ABS,60HZ FREQ,110KV | LBS | ROH | NXB24CK630AM4 | Smart Outdoor LBS or Sectionalizer, 13.8kV,3P,600A,60Hz,110kV Bil,PM,SF6,543MM MV-13.8kV /110KV BIL - SEC Item # SW Disc. (90830512),(90830511)LBS & Sectionalizer (908334005) NXB24CK630AM4/Manual-Lock/Gauge/3CT/terminal-Cap-G/SA-Bracket/Painting/Counter | 141 | 33 | 108 | 6100K006 | 1-1-1-1 | inventory | 2025-10-28 | Gas Tank |  | JB01-Jubail Industrial Warehouse | 2025-11-30 | 2025-11-16 | 0
4500595091-[30] | 908305011 : SWITCH,DISC,OVRHD,ABS,60HZ FREQ,110KV | LBS | ROH | NXB24CK630AM4 | Smart Outdoor LBS or Sectionalizer, 13.8kV,3P,600A,60Hz,110kV Bil,PM,SF6,543MM MV-13.8kV /110KV BIL - SEC Item # SW Disc. (90830512),(90830511)LBS & Sectionalizer (908334005) NXB24CK630AM4/Manual-Lock/Gauge/3CT/terminal-Cap-G/SA-Bracket/Painting/Counter | 108 | 24 | 84 | 6100K017 | INC-1-1-K017_SEP | inventory | 2025-10-28 | Gas Tank |  | JB01-Jubail Industrial Warehouse | 2025-11-30 | 2025-11-16 | 0
4500595091-[30] | 908305011 : SWITCH,DISC,OVRHD,ABS,60HZ FREQ,110KV | LBS | ROH | NXB24CK630AM4 | Smart Outdoor LBS or Sectionalizer, 13.8kV,3P,600A,60Hz,110kV Bil,PM,SF6,543MM MV-13.8kV /110KV BIL - SEC Item # SW Disc. (90830512),(90830511)LBS & Sectionalizer (908334005) NXB24CK630AM4/Manual-Lock/Gauge/3CT/terminal-Cap-G/SA-Bracket/Painting/Counter | 84 | 19 | 65 | 6100K008 | INC-1-1-K006_SEP | inventory | 2025-10-28 | Gas Tank |  | JB01-Jubail Industrial Warehouse | 2025-11-30 | 2025-11-16 | 0
4500595091-[30] | 908305011 : SWITCH,DISC,OVRHD,ABS,60HZ FREQ,110KV | LBS | ROH | OP-PLT-SEC-T3-230-2907919 | C&J_CJ-T2-AC 10-20kA T2 2P, Ur=230VAC,Uo=255VAC (SURGE PROTECTION UNIT) | 141 | 28 | 113 | 6100K006 | 1-1-1-1 | inventory | 2025-10-28 | LV |  | JB01-Jubail Industrial Warehouse | 2025-11-30 | 2025-11-16 | 0
4500595091-[30] | 908305011 : SWITCH,DISC,OVRHD,ABS,60HZ FREQ,110KV | LBS | ROH | OP-PLT-SEC-T3-230-2907919 | C&J_CJ-T2-AC 10-20kA T2 2P, Ur=230VAC,Uo=255VAC (SURGE PROTECTION UNIT) | 113 | 28 | 85 | free_stock | 1-1-1-1 | inventory | 2025-10-28 | LV |  | JB01-Jubail Industrial Warehouse | 2025-11-30 | 2025-11-16 | 0
4500595091-[30] | 908305011 : SWITCH,DISC,OVRHD,ABS,60HZ FREQ,110KV | LBS | ROH | OP-PLT-SEC-T3-230-2907919 | C&J_CJ-T2-AC 10-20kA T2 2P, Ur=230VAC,Uo=255VAC (SURGE PROTECTION UNIT) | 85 | 85 | 0 |  | R57-J-1-K017_SEP | consumption | 2025-10-14 | LV |  | JB01-Jubail Industrial Warehouse | 2025-11-30 | 2025-11-16 | 0 | [5 empty] | Subinventory Transfer | 8109273
4500595091-[30] | 908305011 : SWITCH,DISC,OVRHD,ABS,60HZ FREQ,110KV | LBS | ROH | PL.AC30 | WZAZURE_PL.AC30 / THREE PIN SOCKET DIN RAIL MOUNTED | 141 | 41 | 100 | free_stock | R56-O-1-K008_SEP | inventory | 2025-10-28 | LV |  | JB01-Jubail Industrial Warehouse | 2025-11-30 | 2025-11-16 | 0
4500595091-[30] | 908305011 : SWITCH,DISC,OVRHD,ABS,60HZ FREQ,110KV | LBS | ROH | PL.AC30 | WZAZURE_PL.AC30 / THREE PIN SOCKET DIN RAIL MOUNTED | 100 | 38 | 62 | free_stock | R56-O-1-K11A_SEP | inventory | 2025-10-28 | LV |  | JB01-Jubail Industrial Warehouse | 2025-11-30 | 2025-11-16 | 0
4500595091-[30] | 908305011 : SWITCH,DISC,OVRHD,ABS,60HZ FREQ,110KV | LBS | ROH | PL.AC30 | WZAZURE_PL.AC30 / THREE PIN SOCKET DIN RAIL MOUNTED | 62 | 22 | 40 | free_stock | R56-O-1-K017_SEP | inventory | 2025-10-28 | LV |  | JB01-Jubail Industrial Warehouse | 2025-11-30 | 2025-11-16 | 0
4500595091-[30] | 908305011 : SWITCH,DISC,OVRHD,ABS,60HZ FREQ,110KV | LBS | ROH | PL.AC30 | WZAZURE_PL.AC30 / THREE PIN SOCKET DIN RAIL MOUNTED | 40 | 19 | 21 | free_stock | R56-O-1-K006_SEP | inventory | 2025-10-28 | LV |  | JB01-Jubail Industrial Warehouse | 2025-11-30 | 2025-11-16 | 0
4500595091-[30] | 908305011 : SWITCH,DISC,OVRHD,ABS,60HZ FREQ,110KV | LBS | ROH | PL.AC30 | WZAZURE_PL.AC30 / THREE PIN SOCKET DIN RAIL MOUNTED | 21 | 15 | 6 | free_stock | R56-O-1-K12A_SEP | inventory | 2025-10-28 | LV |  | JB01-Jubail Industrial Warehouse | 2025-11-30 | 2025-11-16 | 0
4500595091-[30] | 908305011 : SWITCH,DISC,OVRHD,ABS,60HZ FREQ,110KV | LBS | ROH | PL.AC30 | WZAZURE_PL.AC30 / THREE PIN SOCKET DIN RAIL MOUNTED | 6 | 6 | 0 | free_stock | R56-O-1-K010_SEP | inventory | 2025-10-28 | LV |  | JB01-Jubail Industrial Warehouse | 2025-11-30 | 2025-11-16 | 0
4500595091-[30] | 908305011 : SWITCH,DISC,OVRHD,ABS,60HZ FREQ,110KV | LBS | ROH | PXC.3246023 | PHOENIX CONTACT_TB 4 EI / SCREW TERMINAL, 2PTS, 4 SQMM GREY | 8460 | 8460 | 0 | 6100K007 | 1-1-1-1 | inventory | 2025-10-28 | LV |  | JB01-Jubail Industrial Warehouse | 2025-11-30 | 2025-11-16 | 0
4500595091-[30] | 908305011 : SWITCH,DISC,OVRHD,ABS,60HZ FREQ,110KV | LBS | ROH | PXC.5775287 | PHOENIX CONTACT_TB6-RTK-02 / DISCONNECT TERMINAL BLOCK 6 SQMM | 3384 | 3384 | 0 | 6100K007 | 1-1-1-1 | inventory | 2025-10-28 | LV |  | JB01-Jubail Industrial Warehouse | 2025-11-30 | 2025-11-16 | 0
4500595091-[30] | 908305011 : SWITCH,DISC,OVRHD,ABS,60HZ FREQ,110KV | LBS | ROH | RH050 | VISHAY_HEATER RH050, 50W 4.7KOHM, 120-240V AC/DC | 141 | 15 | 126 | free_stock | R16-B-1-K12A_SEP | inventory | 2025-10-28 | LV |  | JB01-Jubail Industrial Warehouse | 2025-11-30 | 2025-11-16 | 0
4500595091-[30] | 908305011 : SWITCH,DISC,OVRHD,ABS,60HZ FREQ,110KV | LBS | ROH | RH050 | VISHAY_HEATER RH050, 50W 4.7KOHM, 120-240V AC/DC | 126 | 12 | 114 | free_stock | R16-B-1-K11B_SEP | inventory | 2025-10-28 | LV |  | JB01-Jubail Industrial Warehouse | 2025-11-30 | 2025-11-16 | 0
4500595091-[30] | 908305011 : SWITCH,DISC,OVRHD,ABS,60HZ FREQ,110KV | LBS | ROH | RH050 | VISHAY_HEATER RH050, 50W 4.7KOHM, 120-240V AC/DC | 114 | 10 | 104 | free_stock | R14-J-1-K007_SEP | inventory | 2025-10-28 | LV |  | JB01-Jubail Industrial Warehouse | 2025-11-30 | 2025-11-16 | 0
4500595091-[30] | 908305011 : SWITCH,DISC,OVRHD,ABS,60HZ FREQ,110KV | LBS | ROH | RH050 | VISHAY_HEATER RH050, 50W 4.7KOHM, 120-240V AC/DC | 104 | 30 | 74 | 6100K008 | R14-J-1-K007_SEP | consumption | 2025-10-18 | LV |  | JB01-Jubail Industrial Warehouse | 2025-11-30 | 2025-11-16 | 0 | [5 empty] | Work in Process Pick | 8161321
4500595091-[30] | 908305011 : SWITCH,DISC,OVRHD,ABS,60HZ FREQ,110KV | LBS | ROH | RH050 | VISHAY_HEATER RH050, 50W 4.7KOHM, 120-240V AC/DC | 74 | 74 | 0 | 6100K011B | R16-B-1-K017_SEP | consumption | 2025-10-19 | LV |  | JB01-Jubail Industrial Warehouse | 2025-11-30 | 2025-11-16 | 0 | [5 empty] | Work in Process Pick | 8173327
4500595091-[30] | 908305011 : SWITCH,DISC,OVRHD,ABS,60HZ FREQ,110KV | LBS | ROH | RMU000000108 | Plain Washer M5 ¦ 9ABA450075F1003 ¦ Local | 3807 | 99 | 3708 | 6100K007 | INC-1-1-K017_SEP | consumption | 2025-10-13 | LV |  | JB01-Jubail Industrial Warehouse | 2025-11-30 | 2025-11-16 | 0 | [5 empty] | Work in Process Pick | 8079380
4500595091-[30] | 908305011 : SWITCH,DISC,OVRHD,ABS,60HZ FREQ,110KV | LBS | ROH | RMU000000108 | Plain Washer M5 ¦ 9ABA450075F1003 ¦ Local | 3708 | 780 | 2928 | 6100K013 | 1-1-1-1 | consumption | 2025-10-16 | LV |  | JB01-Jubail Industrial Warehouse | 2025-11-30 | 2025-11-16 | 0 | [5 empty] | Work in Process Pick | 8151149
4500595091-[30] | 908305011 : SWITCH,DISC,OVRHD,ABS,60HZ FREQ,110KV | LBS | ROH | RMU000000108 | Plain Washer M5 ¦ 9ABA450075F1003 ¦ Local | 2928 | 720 | 2208 | 6100K008 | INC-1-1-K017_SEP | consumption | 2025-10-18 | LV |  | JB01-Jubail Industrial Warehouse | 2025-11-30 | 2025-11-16 | 0 | [5 empty] | Work in Process Pick | 8161246
4500595091-[30] | 908305011 : SWITCH,DISC,OVRHD,ABS,60HZ FREQ,110KV | LBS | ROH | RMU000000108 | Plain Washer M5 ¦ 9ABA450075F1003 ¦ Local | 2208 | 2208 | 0 | 6100K011B | INC-1-1-K017_SEP | consumption | 2025-10-19 | LV |  | JB01-Jubail Industrial Warehouse | 2025-11-30 | 2025-11-16 | 0 | [5 empty] | Work in Process Pick | 8171458
4500595091-[30] | 908305011 : SWITCH,DISC,OVRHD,ABS,60HZ FREQ,110KV | LBS | ROH | RMU000000113 | Lock Washer M5 ¦ 9ABA450075F1008 ¦ Local | 423 | 423 | 0 | free_stock | 1-1-1-1 | inventory | 2025-10-28 | LV |  | JB01-Jubail Industrial Warehouse | 2025-11-30 | 2025-11-16 | 0
4500595091-[30] | 908305011 : SWITCH,DISC,OVRHD,ABS,60HZ FREQ,110KV | LBS | ROH | RMU000000298 | CHINT_AUXILIARY CONTACT FOR MCB 1NO 1NC DC (XF9) | 141 | 141 | 0 | 6100K012B | 1-1-1-1 | inventory | 2025-10-28 | LV |  | JB01-Jubail Industrial Warehouse | 2025-11-30 | 2025-11-16 | 0
4500595091-[30] | 908305011 : SWITCH,DISC,OVRHD,ABS,60HZ FREQ,110KV | LBS | ROH | SEP10052 | ‭DISCONNECTING TB FOR CT, OTTA 6-T, BOLT W/O SPRING/0790462/OTTA 6-T P/P‬ | 846 | 84 | 762 | free_stock | R67-O-1-K12A_SEP | inventory | 2025-10-28 | LV |  | JB01-Jubail Industrial Warehouse | 2025-11-30 | 2025-11-16 | 0
4500595091-[30] | 908305011 : SWITCH,DISC,OVRHD,ABS,60HZ FREQ,110KV | LBS | ROH | SEP10052 | ‭DISCONNECTING TB FOR CT, OTTA 6-T, BOLT W/O SPRING/0790462/OTTA 6-T P/P‬ | 762 | 78 | 684 | 6100K006 | 1-1-1-1 | inventory | 2025-10-28 | LV |  | JB01-Jubail Industrial Warehouse | 2025-11-30 | 2025-11-16 | 0
4500595091-[30] | 908305011 : SWITCH,DISC,OVRHD,ABS,60HZ FREQ,110KV | LBS | ROH | SEP10052 | ‭DISCONNECTING TB FOR CT, OTTA 6-T, BOLT W/O SPRING/0790462/OTTA 6-T P/P‬ | 684 | 14 | 670 | free_stock | R67-O-1-K010_SEP | inventory | 2025-10-28 | LV |  | JB01-Jubail Industrial Warehouse | 2025-11-30 | 2025-11-16 | 0
4500595091-[30] | 908305011 : SWITCH,DISC,OVRHD,ABS,60HZ FREQ,110KV | LBS | ROH | SEP10052 | ‭DISCONNECTING TB FOR CT, OTTA 6-T, BOLT W/O SPRING/0790462/OTTA 6-T P/P‬ | 670 | 180 | 490 | 6100K008 | R57-G-1-K11B_SEP | consumption | 2025-10-18 | LV |  | JB01-Jubail Industrial Warehouse | 2025-11-30 | 2025-11-16 | 0 | [5 empty] | Work in Process Pick | 8161345
4500595091-[30] | 908305011 : SWITCH,DISC,OVRHD,ABS,60HZ FREQ,110KV | LBS | ROH | SEP10052 | ‭DISCONNECTING TB FOR CT, OTTA 6-T, BOLT W/O SPRING/0790462/OTTA 6-T P/P‬ | 490 | 490 | 0 | 6100K011B | R57-G-1-K11B_SEP | consumption | 2025-10-19 | LV |  | JB01-Jubail Industrial Warehouse | 2025-11-30 | 2025-11-16 | 0 | [5 empty] | Work in Process Pick | 8171911
4500595091-[30] | 908305011 : SWITCH,DISC,OVRHD,ABS,60HZ FREQ,110KV | LBS | ROH | SEP10120 | ‭TIE MOUNT FOR SPARE TIE/HC-102/HC-102‬ | 1410 | 1410 | 0 | free_stock | R58-R-1-K006_SEP | inventory | 2025-10-28 | LV |  | JB01-Jubail Industrial Warehouse | 2025-11-30 | 2025-11-16 | 0
4500595091-[30] | 908305011 : SWITCH,DISC,OVRHD,ABS,60HZ FREQ,110KV | LBS | ROH | SEP10128 | ‭DIN RAIL SLOTTED/35X15X1.5X2 - HOLE/DIN RAIL‬ | 70.5 | 70.5 | 0 | free_stock | R63-H-1-K11B_SEP | inventory | 2025-10-28 | LV |  | JB01-Jubail Industrial Warehouse | 2025-11-30 | 2025-11-16 | 0
4500595091-[30] | 908305011 : SWITCH,DISC,OVRHD,ABS,60HZ FREQ,110KV | LBS | ROH | SEP10481 | End Cover, D-URTK ¦ 310020 ¦ PHOENIX | 141 | 54 | 87 | 6100K012B | R59-G-1-MVBM_SEP | consumption | 2025-10-19 | LV |  | JB01-Jubail Industrial Warehouse | 2025-11-30 | 2025-11-16 | 0 | [5 empty] | Work in Process Pick | 8186243
4500595091-[30] | 908305011 : SWITCH,DISC,OVRHD,ABS,60HZ FREQ,110KV | LBS | ROH | SEP10481 | End Cover, D-URTK ¦ 310020 ¦ PHOENIX | 87 | 87 | 0 | 6100K007 | R59-G-1-MVBM_SEP | consumption | 2025-10-20 | LV |  | JB01-Jubail Industrial Warehouse | 2025-11-30 | 2025-11-16 | 0 | [5 empty] | Project Transfer | 8212398
4500595091-[30] | 908305011 : SWITCH,DISC,OVRHD,ABS,60HZ FREQ,110KV | LBS | ROH | SEP10555 | TB NUMBERING MARKER (BLANK), UCT-TM 6 / 0828736 | 1410 | 342 | 1068 | 6100K011B | R15-B-1-K006_SEP | consumption | 2025-10-19 | LV |  | JB01-Jubail Industrial Warehouse | 2025-11-30 | 2025-11-16 | 0 | [5 empty] | Work in Process Pick | 8171881
4500595091-[30] | 908305011 : SWITCH,DISC,OVRHD,ABS,60HZ FREQ,110KV | LBS | ROH | SEP10555 | TB NUMBERING MARKER (BLANK), UCT-TM 6 / 0828736 | 1068 | 448 | 620 | 6100K006 | 1-1-1-1 | consumption | 2025-10-25 | LV |  | JB01-Jubail Industrial Warehouse | 2025-11-30 | 2025-11-16 | 0 | [5 empty] | Work in Process Material Issue | 8296733
4500595091-[30] | 908305011 : SWITCH,DISC,OVRHD,ABS,60HZ FREQ,110KV | LBS | ROH | SEP10555 | TB NUMBERING MARKER (BLANK), UCT-TM 6 / 0828736 | 620 | 190 | 430 | 6100K006 | 1-1-1-1 | consumption | 2025-10-25 | LV |  | JB01-Jubail Industrial Warehouse | 2025-11-30 | 2025-11-16 | 0 | [5 empty] | Work in Process Material Issue | 8298538
4500595091-[30] | 908305011 : SWITCH,DISC,OVRHD,ABS,60HZ FREQ,110KV | LBS | ROH | SEP10555 | TB NUMBERING MARKER (BLANK), UCT-TM 6 / 0828736 | 430 | 430 | 0 | 6100K017 | R57-R-1-K017_SEP | consumption | 2025-10-26 | LV |  | JB01-Jubail Industrial Warehouse | 2025-11-30 | 2025-11-16 | 0 | [5 empty] | Work in Process Pick | 8314449
4500595091-[30] | 908305011 : SWITCH,DISC,OVRHD,ABS,60HZ FREQ,110KV | LBS | ROH | SEP10556 | TB NUMBERING MARKER (BLANK), UCT-TM 8 / 0828740 | 846 | 58 | 788 | 6100K011B | R57-A-1-K006_SEP | consumption | 2025-10-19 | LV |  | JB01-Jubail Industrial Warehouse | 2025-11-30 | 2025-11-16 | 0 | [5 empty] | Work in Process Pick | 8171884
4500595091-[30] | 908305011 : SWITCH,DISC,OVRHD,ABS,60HZ FREQ,110KV | LBS | ROH | SEP10556 | TB NUMBERING MARKER (BLANK), UCT-TM 8 / 0828740 | 788 | 788 | 0 | 6010J577 | R51-H-1-RCP\-BULK_SEP | consumption | 2025-08-21 | LV |  | JB01-Jubail Industrial Warehouse | 2025-11-30 | 2025-11-16 | 0 | [5 empty] | Material Issue Order_MIO | 6730347
4500595091-[30] | 908305011 : SWITCH,DISC,OVRHD,ABS,60HZ FREQ,110KV | LBS | ROH | SEP10962 | TB, Terminal block, plastic, for 2.5mm wires, 12 connections per set | 23.5 | 23.5 | 0 | 6100K006 | IFLR-1-1-K006_SEP | consumption | 2025-10-18 | LV |  | JB01-Jubail Industrial Warehouse | 2025-11-30 | 2025-11-16 | 0 | [5 empty] | Material Issue Order_MIO | 8162883
4500595091-[30] | 908305011 : SWITCH,DISC,OVRHD,ABS,60HZ FREQ,110KV | LBS | ROH | SEP11143 | Cable, Control, 1 CORE CU/PVC, 2.5 Sq.mm, Red, 105°, 600/1000V , 1 x 91.4 m | 42.3 | 42.3 | 0 | 6100KDP01 | R57-P-1-KDP1_SEP | consumption | 2025-06-28 | LV |  | JB01-Jubail Industrial Warehouse | 2025-11-30 | 2025-11-16 | 0 | [5 empty] | Miscellaneous issue | 6173890
4500595091-[30] | 908305011 : SWITCH,DISC,OVRHD,ABS,60HZ FREQ,110KV | LBS | ROH | SEP11146 | Cable, Control, 1 CORE CU/PVC, 2.5 Sq.mm, Black, 105°, 600/1000V , 1 x 91.4 m | 141 | 141 | 0 | 6100KDP01 | R57-A-1-KDP1_SEP | consumption | 2025-06-28 | LV |  | JB01-Jubail Industrial Warehouse | 2025-11-30 | 2025-11-16 | 0 | [5 empty] | Miscellaneous issue | 6173066
4500595091-[30] | 908305011 : SWITCH,DISC,OVRHD,ABS,60HZ FREQ,110KV | LBS | ROH | SFB220A24H300 | BEB OR DFE_SFB220A24H300/24VDC / BATTERY CHARGER INPUT 220VAC,OUTPUT 24VDC | 141 | 54 | 87 | free_stock | R56-P-1-K12B_SEP | inventory | 2025-10-28 | LV |  | JB01-Jubail Industrial Warehouse | 2025-11-30 | 2025-11-16 | 0
4500595091-[30] | 908305011 : SWITCH,DISC,OVRHD,ABS,60HZ FREQ,110KV | LBS | ROH | SFB220A24H300 | BEB OR DFE_SFB220A24H300/24VDC / BATTERY CHARGER INPUT 220VAC,OUTPUT 24VDC | 87 | 42 | 45 | 6100K007 | 1-1-1-1 | inventory | 2025-10-28 | LV |  | JB01-Jubail Industrial Warehouse | 2025-11-30 | 2025-11-16 | 0
4500595091-[30] | 908305011 : SWITCH,DISC,OVRHD,ABS,60HZ FREQ,110KV | LBS | ROH | SFB220A24H300 | BEB OR DFE_SFB220A24H300/24VDC / BATTERY CHARGER INPUT 220VAC,OUTPUT 24VDC | 45 | 37 | 8 | free_stock | 1-1-1-1 | inventory | 2025-10-28 | LV |  | JB01-Jubail Industrial Warehouse | 2025-11-30 | 2025-11-16 | 0
4500595091-[30] | 908305011 : SWITCH,DISC,OVRHD,ABS,60HZ FREQ,110KV | LBS | ROH | SFB220A24H300 | BEB OR DFE_SFB220A24H300/24VDC / BATTERY CHARGER INPUT 220VAC,OUTPUT 24VDC | 8 | 8 | 0 | free_stock | R18-C-1-K007_SEP | inventory | 2025-10-28 | LV |  | JB01-Jubail Industrial Warehouse | 2025-11-30 | 2025-11-16 | 0
4500595091-[30] | 908305011 : SWITCH,DISC,OVRHD,ABS,60HZ FREQ,110KV | LBS | ROH | VBC6-30-01-01 | ABB_VBC6-30-01-01 MINI REVERSING CONTACTOR | 141 | 41 | 100 | free_stock | R57-I-1-K12B_SEP | inventory | 2025-10-28 | LV |  | JB01-Jubail Industrial Warehouse | 2025-11-30 | 2025-11-16 | 0
4500595091-[30] | 908305011 : SWITCH,DISC,OVRHD,ABS,60HZ FREQ,110KV | LBS | ROH | VBC6-30-01-01 | ABB_VBC6-30-01-01 MINI REVERSING CONTACTOR | 100 | 8 | 92 | free_stock | R57-I-1-K017_SEP | inventory | 2025-10-28 | LV |  | JB01-Jubail Industrial Warehouse | 2025-11-30 | 2025-11-16 | 0
4500595091-[30] | 908305011 : SWITCH,DISC,OVRHD,ABS,60HZ FREQ,110KV | LBS | ROH | VBC6-30-01-01 | ABB_VBC6-30-01-01 MINI REVERSING CONTACTOR | 92 | 92 | 0 |  | R13-J-1-K12B_SEP | consumption | 2025-10-14 | LV |  | JB01-Jubail Industrial Warehouse | 2025-11-30 | 2025-11-16 | 0 | [5 empty] | Subinventory Transfer | 8109271
4500595091-[30] | 908305011 : SWITCH,DISC,OVRHD,ABS,60HZ FREQ,110KV | LBS | ROH | RMU000000119 | BOLT SOCKET CAP HEAD M3x12 ¦ 9ABA450075F1014 ¦ Local | 1692 | 1416 | 276 | 6100K012B | 1-1-1-1 | inventory | 2025-10-28 | LV | Automated: Replaced 9ABA450075F1014 by RMU000000119. | JB01-Jubail Industrial Warehouse | 2025-11-30 | 2025-11-16 | 0
4500595091-[30] | 908305011 : SWITCH,DISC,OVRHD,ABS,60HZ FREQ,110KV | LBS | ROH | RMU000000119 | BOLT SOCKET CAP HEAD M3x12 ¦ 9ABA450075F1014 ¦ Local | 276 | 276 | 0 | free_stock | R58-A-1-K11B_SEP | inventory | 2025-10-28 | LV | Automated: Replaced 9ABA450075F1014 by RMU000000119. | JB01-Jubail Industrial Warehouse | 2025-11-30 | 2025-11-16 | 0
4500595091-[30] | 908305011 : SWITCH,DISC,OVRHD,ABS,60HZ FREQ,110KV | LBS | ROH | RMU000000120 | SEC Logo (Alminum 136x76) ¦ 9ABA450075F1015 ¦ Local | 141 | 135 | 6 | 6100K006 | 1-1-1-1 | inventory | 2025-10-28 | LV | Automated: Replaced 9ABA450075F1015 by RMU000000120. | JB01-Jubail Industrial Warehouse | 2025-11-30 | 2025-11-16 | 0
4500595091-[30] | 908305011 : SWITCH,DISC,OVRHD,ABS,60HZ FREQ,110KV | LBS | ROH | RMU000000120 | SEC Logo (Alminum 136x76) ¦ 9ABA450075F1015 ¦ Local | 6 | 6 | 0 | free_stock | INC-1-1-K11B_SEP | inventory | 2025-10-28 | LV | Automated: Replaced 9ABA450075F1015 by RMU000000120. | JB01-Jubail Industrial Warehouse | 2025-11-30 | 2025-11-16 | 0
4500595091-[30] | 908305011 : SWITCH,DISC,OVRHD,ABS,60HZ FREQ,110KV | LBS | ROH | RMU000000121 | Danger Sign (Alminum 136x76) ¦ 9ABA450075F1016 ¦ Local | 141 | 141 | 0 | free_stock | INC-1-1-K12B_SEP | inventory | 2025-10-28 | LV | Automated: Replaced 9ABA450075F1016 by RMU000000121. | JB01-Jubail Industrial Warehouse | 2025-11-30 | 2025-11-16 | 0
4500595091-[30] | 908305011 : SWITCH,DISC,OVRHD,ABS,60HZ FREQ,110KV | LBS | ROH | RMU000000123 | LBS/Sectionalizer SEP Branding Label ¦ 9ABA450075F1018 ¦ Local | 141 | 141 | 0 | free_stock | INC-1-1-K11B_SEP | inventory | 2025-10-28 | LV | Automated: Replaced 9ABA450075F1018 by RMU000000123. | JB01-Jubail Industrial Warehouse | 2025-11-30 | 2025-11-16 | 0
4500595091-[30] | 908305011 : SWITCH,DISC,OVRHD,ABS,60HZ FREQ,110KV | LBS | ROH | DF240907005 | Flat Washers φ3 Stainless Steel | 2256 | 2036 | 220 | 6100K013 | 1-1-1-1 | consumption | 2025-11-09 | LV |  | JB01-Jubail Industrial Warehouse | 2025-11-30 | 2025-11-16 | 0 | [5 empty] | Work in Process Material Issue | 7226784
4500595091-[30] | 908305011 : SWITCH,DISC,OVRHD,ABS,60HZ FREQ,110KV | LBS | ROH | DF240907005 | Flat Washers φ3 Stainless Steel | 220 | 220 | 0 | 6100K007 | R58-A-1-K11B_SEP | consumption | 2025-10-13 | LV |  | JB01-Jubail Industrial Warehouse | 2025-11-30 | 2025-11-16 | 0 | [5 empty] | Work in Process Pick | 8079383
4500595091-[30] | 908305011 : SWITCH,DISC,OVRHD,ABS,60HZ FREQ,110KV | LBS | ROH | DMS 2126 2011-111 | NUT, HEX M3 | 2256 | 971 | 1285 | free_stock | R58-A-1-K017_SEP | inventory | 2025-10-28 | LV |  | JB01-Jubail Industrial Warehouse | 2025-11-30 | 2025-11-16 | 0
4500595091-[30] | 908305011 : SWITCH,DISC,OVRHD,ABS,60HZ FREQ,110KV | LBS | ROH | DMS 2126 2011-111 | NUT, HEX M3 | 1285 | 772 | 513 | 6100K012B | 1-1-1-1 | inventory | 2025-10-28 | LV |  | JB01-Jubail Industrial Warehouse | 2025-11-30 | 2025-11-16 | 0
4500595091-[30] | 908305011 : SWITCH,DISC,OVRHD,ABS,60HZ FREQ,110KV | LBS | ROH | DMS 2126 2011-111 | NUT, HEX M3 | 513 | 513 | 0 | free_stock | R58-A-1-K008_SEP | inventory | 2025-10-28 | LV |  | JB01-Jubail Industrial Warehouse | 2025-11-30 | 2025-11-16 | 0
4500595091-[30] | 908305011 : SWITCH,DISC,OVRHD,ABS,60HZ FREQ,110KV | LBS | ROH | MV-CPT -CABL-ASSY | Cable Assembly - Outdoor flexible cable Black PVC 450/750 V, 95 °C heat & flame retardent, stranded annealed copper conductor, 4Cx 2.5 mm² of length 12 meter with connector type HQ-005-M (male connector) with H3A-MTG-M20 (hood) and DLX-M20 (gland) with H3A-KDBP (cover) terminated on one end (opposite end do not require processing), with steel cable tags on both cable ends, cable tag text "CPT cable" and loose supply of 1 base type H3A-MAG (base) with HQ-005-F (female connector) and H3A-KDTP (cover) - Used for OVR/LBS/Sectionalizer CPT connection | 141 | 121 | 20 | 6100K011B | NEW.FLR-1-1-K11B_SEP | consumption | 2025-10-23 | Cable |  | JB01-Jubail Industrial Warehouse | 2025-11-30 | 2025-11-16 | 0 | [5 empty] | Work in Process Pick | 8275467
4500595091-[30] | 908305011 : SWITCH,DISC,OVRHD,ABS,60HZ FREQ,110KV | LBS | ROH | MV-CPT -CABL-ASSY | Cable Assembly - Outdoor flexible cable Black PVC 450/750 V, 95 °C heat & flame retardent, stranded annealed copper conductor, 4Cx 2.5 mm² of length 12 meter with connector type HQ-005-M (male connector) with H3A-MTG-M20 (hood) and DLX-M20 (gland) with H3A-KDBP (cover) terminated on one end (opposite end do not require processing), with steel cable tags on both cable ends, cable tag text "CPT cable" and loose supply of 1 base type H3A-MAG (base) with HQ-005-F (female connector) and H3A-KDTP (cover) - Used for OVR/LBS/Sectionalizer CPT connection | 20 | 20 | 0 | 6100K017 | NEW.FLR-1-1-K017_SEP | consumption | 2025-10-26 | Cable |  | JB01-Jubail Industrial Warehouse | 2025-11-30 | 2025-11-16 | 0 | [5 empty] | Project Transfer | 8314111
4500595091-[30] | 908305011 : SWITCH,DISC,OVRHD,ABS,60HZ FREQ,110KV | LBS | ROH | MV-CT -C-CABL-ASSY-LBS | Cable Assembly - Outdoor flexible cable Black PVC 450/750 V, 95 °C heat & flame retardent, stranded annealed copper conductor, 10Cx 1.0 mm² of length 12 meter with connector type HQ-012-M (male connector) with H3A-MTG-M20 (hood) and DLX-M20 (gland) with H3A-KDBP (cover) terminated on one end (opposite end do not require processing), with steel cable tags on both cable ends, cable tag text "CT cable" and loose supply of 1 base type H3A-MAG (base) with HQ-012-F (female connector) and H3A-KDTP (cover) -Used for LBS/Sectionalizer CT connection | 141 | 114 | 27 | 6100K011B | NEW.FLR-1-1-K11B_SEP | consumption | 2025-10-23 | Cable |  | JB01-Jubail Industrial Warehouse | 2025-11-30 | 2025-11-16 | 0 | [5 empty] | Work in Process Pick | 8276336
4500595091-[30] | 908305011 : SWITCH,DISC,OVRHD,ABS,60HZ FREQ,110KV | LBS | ROH | MV-CT -C-CABL-ASSY-LBS | Cable Assembly - Outdoor flexible cable Black PVC 450/750 V, 95 °C heat & flame retardent, stranded annealed copper conductor, 10Cx 1.0 mm² of length 12 meter with connector type HQ-012-M (male connector) with H3A-MTG-M20 (hood) and DLX-M20 (gland) with H3A-KDBP (cover) terminated on one end (opposite end do not require processing), with steel cable tags on both cable ends, cable tag text "CT cable" and loose supply of 1 base type H3A-MAG (base) with HQ-012-F (female connector) and H3A-KDTP (cover) -Used for LBS/Sectionalizer CT connection | 27 | 27 | 0 | 6100K006 | 1-1-1-1 | consumption | 2025-10-25 | Cable |  | JB01-Jubail Industrial Warehouse | 2025-11-30 | 2025-11-16 | 0 | [5 empty] | Work in Process Material Issue | 8298174
4500595091-[30] | 908305011 : SWITCH,DISC,OVRHD,ABS,60HZ FREQ,110KV | LBS | ROH | MV-CVD-CABL-ASSY-LBS | Cable Assembly - Outdoor flexible cable Black PVC 450/750 V, 95 °C heat & flame retardent, stranded annealed copper conductor, 10C x 2 x 0.22 mm² of length 12 meter with connector type YD41-16TK-D20 terminated on one end (opposite end do not require processing), with steel cable tags on both cable ends, cable tag text "CVD cable" and loose supply of 1 base type YD41-16ZJ - Used for LBS/Sectionalizer CVD connection | 141 | 83 | 58 | 6100K011B | NEW.FLR-1-1-K11B_SEP | consumption | 2025-10-23 | Cable |  | JB01-Jubail Industrial Warehouse | 2025-11-30 | 2025-11-16 | 0 | [5 empty] | Work in Process Pick | 8275461
4500595091-[30] | 908305011 : SWITCH,DISC,OVRHD,ABS,60HZ FREQ,110KV | LBS | ROH | MV-CVD-CABL-ASSY-LBS | Cable Assembly - Outdoor flexible cable Black PVC 450/750 V, 95 °C heat & flame retardent, stranded annealed copper conductor, 10C x 2 x 0.22 mm² of length 12 meter with connector type YD41-16TK-D20 terminated on one end (opposite end do not require processing), with steel cable tags on both cable ends, cable tag text "CVD cable" and loose supply of 1 base type YD41-16ZJ - Used for LBS/Sectionalizer CVD connection | 58 | 35 | 23 | 6100K006 | 1-1-1-1 | consumption | 2025-10-25 | Cable |  | JB01-Jubail Industrial Warehouse | 2025-11-30 | 2025-11-16 | 0 | [5 empty] | Work in Process Material Issue | 8298173
4500595091-[30] | 908305011 : SWITCH,DISC,OVRHD,ABS,60HZ FREQ,110KV | LBS | ROH | MV-CVD-CABL-ASSY-LBS | Cable Assembly - Outdoor flexible cable Black PVC 450/750 V, 95 °C heat & flame retardent, stranded annealed copper conductor, 10C x 2 x 0.22 mm² of length 12 meter with connector type YD41-16TK-D20 terminated on one end (opposite end do not require processing), with steel cable tags on both cable ends, cable tag text "CVD cable" and loose supply of 1 base type YD41-16ZJ - Used for LBS/Sectionalizer CVD connection | 23 | 23 | 0 | 6100K017 | NEW.FLR-1-1-K017_SEP | consumption | 2025-10-26 | Cable |  | JB01-Jubail Industrial Warehouse | 2025-11-30 | 2025-11-16 | 0 | [5 empty] | Project Transfer | 8314107
4500595091-[30] | 908305011 : SWITCH,DISC,OVRHD,ABS,60HZ FREQ,110KV | LBS | ROH | MV-MOT-C-CABL-ASSY-LBS | Cable Assembly | 141 | 59 | 82 | 6100K006 | NEW.FLR-1-1-K006_SEP | inventory | 2025-10-28 | Cable | Automated: Replaced MV-MOT -C-CABL-ASSY-LBS by MV-MOT-C-CABL-ASSY-LBS. | JB01-Jubail Industrial Warehouse | 2025-11-30 | 2025-11-16 | 0
4500595091-[30] | 908305011 : SWITCH,DISC,OVRHD,ABS,60HZ FREQ,110KV | LBS | ROH | MV-MOT-C-CABL-ASSY-LBS | Cable Assembly | 82 | 51 | 31 | 6100K011B | 1-1-1-1 | inventory | 2025-10-28 | Cable | Automated: Replaced MV-MOT -C-CABL-ASSY-LBS by MV-MOT-C-CABL-ASSY-LBS. | JB01-Jubail Industrial Warehouse | 2025-11-30 | 2025-11-16 | 0
4500595091-[30] | 908305011 : SWITCH,DISC,OVRHD,ABS,60HZ FREQ,110KV | LBS | ROH | MV-MOT-C-CABL-ASSY-LBS | Cable Assembly | 31 | 31 | 0 | free_stock | BOX14-1-1-K11B_SEP | inventory | 2025-10-28 | Cable | Automated: Replaced MV-MOT -C-CABL-ASSY-LBS by MV-MOT-C-CABL-ASSY-LBS. | JB01-Jubail Industrial Warehouse | 2025-11-30 | 2025-11-16 | 0
6100K024 | 3L - 908321124 : SWGR,SMART RMU OD,3LBS,13.8 KV,400 | sRMU | ROH | 205036416 | Flat Washer φ4 | 4298 | 1734 | 2564 | 6100K013 | 1-1-1-1 | consumption | 2025-11-09 | DFE-LV |  | JB01-Jubail Industrial Warehouse | 2025-12-31 | 2025-12-17 | 0 | [5 empty] | Work in Process Material Issue | 7227568
6100K024 | 3L - 908321124 : SWGR,SMART RMU OD,3LBS,13.8 KV,400 | sRMU | ROH | 205036416 | Flat Washer φ4 | 2564 | 2564 | 0 | 6100K013 | BOX12-1-1-K013_SEP | consumption | 2025-10-16 | DFE-LV |  | JB01-Jubail Industrial Warehouse | 2025-12-31 | 2025-12-17 | 0 | [5 empty] | Work in Process Pick | 8149349
6100K024 | 3L - 908321124 : SWGR,SMART RMU OD,3LBS,13.8 KV,400 | sRMU | ROH | 205039200 | Hex Bolt M6*20 | 3991 | 1044 | 2947 | 6100K013 | 1-1-1-1 | consumption | 2025-11-09 | DFE-LV |  | JB01-Jubail Industrial Warehouse | 2025-12-31 | 2025-12-17 | 0 | [5 empty] | Work in Process Material Issue | 7226789
6100K024 | 3L - 908321124 : SWGR,SMART RMU OD,3LBS,13.8 KV,400 | sRMU | ROH | 205039200 | Hex Bolt M6*20 | 2947 | 2947 | 0 | 6100K013 | 1-1-1-1 | consumption | 2025-10-16 | DFE-LV |  | JB01-Jubail Industrial Warehouse | 2025-12-31 | 2025-12-17 | 0 | [5 empty] | Work in Process Pick | 8149364
6100K024 | 3L - 908321124 : SWGR,SMART RMU OD,3LBS,13.8 KV,400 | sRMU | ROH | 205041912 | Spring Washer φ10 | 8370 | 3447 | 4923 | 6100K013 | 1-1-1-1 | consumption | 2025-09-18 | DFE - Gas Tank |  | JB01-Jubail Industrial Warehouse | 2025-12-31 | 2025-12-17 | 0 | [5 empty] | Work in Process Material Issue | 7419902
6100K024 | 3L - 908321124 : SWGR,SMART RMU OD,3LBS,13.8 KV,400 | sRMU | ROH | 205041912 | Spring Washer φ10 | 4923 | 4923 | 0 | 6100K013 | 1-1-1-1 | consumption | 2025-09-21 | DFE - Gas Tank |  | JB01-Jubail Industrial Warehouse | 2025-12-31 | 2025-12-17 | 0 | [5 empty] | Work in Process Material Issue | 7452495
6100K024 | 3L - 908321124 : SWGR,SMART RMU OD,3LBS,13.8 KV,400 | sRMU | ROH | 205041916 | Spring washer φ8 | 14725 | 14725 | 0 | 6100K013 | 1-1-1-1 | consumption | 2025-09-14 | DFE - Gas Tank |  | JB01-Jubail Industrial Warehouse | 2025-12-31 | 2025-12-17 | 0 | [5 empty] | Work in Process Material Issue | 7272408
6100K024 | 3L - 908321124 : SWGR,SMART RMU OD,3LBS,13.8 KV,400 | sRMU | ROH | 205041921 | Flat Washer φ8 | 15500 | 15500 | 0 | 6100K013 | 1-1-1-1 | consumption | 2025-09-14 | DFE - Gas Tank |  | JB01-Jubail Industrial Warehouse | 2025-12-31 | 2025-12-17 | 0 | [5 empty] | Work in Process Material Issue | 7272394
6100K024 | 3L - 908321124 : SWGR,SMART RMU OD,3LBS,13.8 KV,400 | sRMU | ROH | 205041926 | Hex Nut M10 | 6975 | 6975 | 0 | 6100K013 | 1-1-1-1 | consumption | 2025-09-21 | DFE - Gas Tank |  | JB01-Jubail Industrial Warehouse | 2025-12-31 | 2025-12-17 | 0 | [5 empty] | Work in Process Material Issue | 7452498
6100K024 | 3L - 908321124 : SWGR,SMART RMU OD,3LBS,13.8 KV,400 | sRMU | ROH | 205042585 | Hex Nut M8 | 14725 | 14725 | 0 | 6100K013 | 1-1-1-1 | consumption | 2025-09-14 | DFE - Gas Tank |  | JB01-Jubail Industrial Warehouse | 2025-12-31 | 2025-12-17 | 0 | [5 empty] | Work in Process Material Issue | 7272395
6100K024 | 3L - 908321124 : SWGR,SMART RMU OD,3LBS,13.8 KV,400 | sRMU | ROH | 205042589 | Hex Bolt M8*25 | 620 | 620 | 0 | 6100K013 | R41-A-1-K013_SEP | inventory | 2025-10-28 | DFE - Gas Tank |  | JB01-Jubail Industrial Warehouse | 2025-12-31 | 2025-12-17 | 0
6100K024 | 3L - 908321124 : SWGR,SMART RMU OD,3LBS,13.8 KV,400 | sRMU | ROH | 205046789 | Spring Washer φ6 | 8903 | 5393 | 3510 | 6100K013 | 1-1-1-1 | consumption | 2025-09-17 | DFE-LV |  | JB01-Jubail Industrial Warehouse | 2025-12-31 | 2025-12-17 | 0 | [5 empty] | Work in Process Material Issue | 7370435
6100K024 | 3L - 908321124 : SWGR,SMART RMU OD,3LBS,13.8 KV,400 | sRMU | ROH | 205046789 | Spring Washer φ6 | 3510 | 3510 | 0 | 6100K013 | 1-1-1-1 | consumption | 2025-09-18 | DFE-LV |  | JB01-Jubail Industrial Warehouse | 2025-12-31 | 2025-12-17 | 0 | [5 empty] | Work in Process Material Issue | 7419943
6100K024 | 3L - 908321124 : SWGR,SMART RMU OD,3LBS,13.8 KV,400 | sRMU | ROH | 208004917 | Communication Module, 4G, Ord: IR302-LQ28, with Mushroom Antenna ¦ ¦ China inhand | 307 | 15 | 292 | free_stock | INC-1-1-K12A_SEP | inventory | 2025-10-28 | Electrical |  | JB01-Jubail Industrial Warehouse | 2025-12-31 | 2025-12-17 | 0
6100K024 | 3L - 908321124 : SWGR,SMART RMU OD,3LBS,13.8 KV,400 | sRMU | ROH | 208004917 | Communication Module, 4G, Ord: IR302-LQ28, with Mushroom Antenna ¦ ¦ China inhand | 292 | 11 | 281 | 6100K012B | 1-1-1-1 | inventory | 2025-10-28 | Electrical |  | JB01-Jubail Industrial Warehouse | 2025-12-31 | 2025-12-17 | 0
6100K024 | 3L - 908321124 : SWGR,SMART RMU OD,3LBS,13.8 KV,400 | sRMU | ROH | 208004917 | Communication Module, 4G, Ord: IR302-LQ28, with Mushroom Antenna ¦ ¦ China inhand | 281 | 6 | 275 | 6100K013 | 1-1-1-1 | inventory | 2025-10-28 | Electrical |  | JB01-Jubail Industrial Warehouse | 2025-12-31 | 2025-12-17 | 0
6100K024 | 3L - 908321124 : SWGR,SMART RMU OD,3LBS,13.8 KV,400 | sRMU | ROH | 208004917 | Communication Module, 4G, Ord: IR302-LQ28, with Mushroom Antenna ¦ ¦ China inhand | 275 | 8 | 267 | 6100K012B | 1-1-1-1 | consumption | 2025-10-13 | Electrical |  | JB01-Jubail Industrial Warehouse | 2025-12-31 | 2025-12-17 | 0 | [5 empty] | Work in Process Pick | 8077330
6100K024 | 3L - 908321124 : SWGR,SMART RMU OD,3LBS,13.8 KV,400 | sRMU | ROH | 208004917 | Communication Module, 4G, Ord: IR302-LQ28, with Mushroom Antenna ¦ ¦ China inhand | 267 | 267 | 0 | 6100K013 | 1-1-1-1 | consumption | 2025-09-15 | Electrical |  | JB01-Jubail Industrial Warehouse | 2025-12-31 | 2025-12-17 | 0 | [5 empty] | Work in Process Material Issue | 7323496
6100K024 | 3L - 908321124 : SWGR,SMART RMU OD,3LBS,13.8 KV,400 | sRMU | ROH | 211001962 | Flat Washer φ6 | 4298 | 4298 | 0 | 6100K013 | 1-1-1-1 | consumption | 2025-09-21 | DFE-LV |  | JB01-Jubail Industrial Warehouse | 2025-12-31 | 2025-12-17 | 0 | [5 empty] | Work in Process Material Issue | 7452551
6100K024 | 3L - 908321124 : SWGR,SMART RMU OD,3LBS,13.8 KV,400 | sRMU | ROH | 211001963 | Large Flat Washer φ6-18 | 3192 | 3192 | 0 | 6100K013 | R50-A-1-K013_SEP | inventory | 2025-10-28 | DFE-LV |  | JB01-Jubail Industrial Warehouse | 2025-12-31 | 2025-12-17 | 0
6100K024 | 3L - 908321124 : SWGR,SMART RMU OD,3LBS,13.8 KV,400 | sRMU | ROH | SEP30183 | Nut, G.I, M6 | 5526 | 86 | 5440 | 6010J577 | PLT4-1-1-MBM_ISKAN | consumption | 2025-08-25 | DFE-LV | Automated: Replaced 211002077 by SEP30698. Automated: Replaced SEP30698 by SEP10851. Automated: Replaced SEP10851 by SEP30183. | JB01-Jubail Industrial Warehouse | 2025-12-31 | 2025-12-17 | 0 | [5 empty] | Material Issue Order_MIO | 6782240
6100K024 | 3L - 908321124 : SWGR,SMART RMU OD,3LBS,13.8 KV,400 | sRMU | ROH | SEP30183 | Nut, G.I, M6 | 5440 | 40 | 5400 | 6010J584 | PLT4-1-1-MBM_ISKAN | consumption | 2025-08-25 | DFE-LV | Automated: Replaced 211002077 by SEP30698. Automated: Replaced SEP30698 by SEP10851. Automated: Replaced SEP10851 by SEP30183. | JB01-Jubail Industrial Warehouse | 2025-12-31 | 2025-12-17 | 0 | [5 empty] | Material Issue Order_MIO | 6782173
6100K024 | 3L - 908321124 : SWGR,SMART RMU OD,3LBS,13.8 KV,400 | sRMU | ROH | SEP30183 | Nut, G.I, M6 | 5400 | 40 | 5360 | 6010J592 | PLT4-1-1-MBM_ISKAN | consumption | 2025-08-25 | DFE-LV | Automated: Replaced 211002077 by SEP30698. Automated: Replaced SEP30698 by SEP10851. Automated: Replaced SEP10851 by SEP30183. | JB01-Jubail Industrial Warehouse | 2025-12-31 | 2025-12-17 | 0 | [5 empty] | Material Issue Order_MIO | 6782186
6100K024 | 3L - 908321124 : SWGR,SMART RMU OD,3LBS,13.8 KV,400 | sRMU | ROH | SEP30183 | Nut, G.I, M6 | 5360 | 5000 | 360 |  | R34-A-1-MVBM_SEP | consumption | 2025-10-26 | DFE-LV | Automated: Replaced 211002077 by SEP30698. Automated: Replaced SEP30698 by SEP10851. Automated: Replaced SEP10851 by SEP30183. | JB01-Jubail Industrial Warehouse | 2025-12-31 | 2025-12-17 | 0 | [5 empty] | Miscellaneous issue | 8326282
6100K024 | 3L - 908321124 : SWGR,SMART RMU OD,3LBS,13.8 KV,400 | sRMU | ROH | SEP30183 | Nut, G.I, M6 | 360 | 360 | 0 | 6020Z091 | R26-T-1-LV\-BULK_SEP | consumption | 2025-08-30 | DFE-LV | Automated: Replaced 211002077 by SEP30698. Automated: Replaced SEP30698 by SEP10851. Automated: Replaced SEP10851 by SEP30183. | JB01-Jubail Industrial Warehouse | 2025-12-31 | 2025-12-17 | 0 | [5 empty] | Material Issue Order_MIO | 6895675
6100K024 | 3L - 908321124 : SWGR,SMART RMU OD,3LBS,13.8 KV,400 | sRMU | ROH | 211002912 | Welded Stud M8*20 | 12245 | 12245 | 0 | 6100K013 | 1-1-1-1 | inventory | 2025-10-28 | DFE - Gas Tank |  | JB01-Jubail Industrial Warehouse | 2025-12-31 | 2025-12-17 | 0
6100K024 | 3L - 908321124 : SWGR,SMART RMU OD,3LBS,13.8 KV,400 | sRMU | ROH | 5DF.0815.0002 | Three-station Load Switch | 465 | 48 | 417 | 6100KDP02 | BOX42-1-1-K013_SEP | consumption | 2025-10-13 | DFE - Gas Tank |  | JB01-Jubail Industrial Warehouse | 2025-12-31 | 2025-12-17 | 0 | [5 empty] | Project Transfer | 8080609
6100K024 | 3L - 908321124 : SWGR,SMART RMU OD,3LBS,13.8 KV,400 | sRMU | ROH | 5DF.0815.0002 | Three-station Load Switch | 417 | 417 | 0 | 6100K013 | 1-1-1-1 | consumption | 2025-09-21 | DFE - Gas Tank |  | JB01-Jubail Industrial Warehouse | 2025-12-31 | 2025-12-17 | 0 | [5 empty] | Work in Process Material Issue | 7452517
6100K024 | 3L - 908321124 : SWGR,SMART RMU OD,3LBS,13.8 KV,400 | sRMU | ROH | 5DF.0815.0202 | Load Switching Mechanism | 465 | 76 | 389 | 6100KDP02 | BOX42-1-1-K013_SEP | consumption | 2025-10-13 | DFE - Gas Tank |  | JB01-Jubail Industrial Warehouse | 2025-12-31 | 2025-12-17 | 0 | [5 empty] | Project Transfer | 8080369
6100K024 | 3L - 908321124 : SWGR,SMART RMU OD,3LBS,13.8 KV,400 | sRMU | ROH | 5DF.0815.0202 | Load Switching Mechanism | 389 | 389 | 0 | 6100K013 | 1-1-1-1 | consumption | 2025-09-21 | DFE - Gas Tank |  | JB01-Jubail Industrial Warehouse | 2025-12-31 | 2025-12-17 | 0 | [5 empty] | Work in Process Material Issue | 7452528
6100K024 | 3L - 908321124 : SWGR,SMART RMU OD,3LBS,13.8 KV,400 | sRMU | ROH | 5DF.0816.0029 | Three-station Load Switch Sealing Assembly | 465 | 19 | 446 | 6100KDP02 | BOX42-1-1-K013_SEP | consumption | 2025-10-13 | DFE - Gas Tank |  | JB01-Jubail Industrial Warehouse | 2025-12-31 | 2025-12-17 | 0 | [5 empty] | Project Transfer | 8080669
6100K024 | 3L - 908321124 : SWGR,SMART RMU OD,3LBS,13.8 KV,400 | sRMU | ROH | 5DF.0816.0029 | Three-station Load Switch Sealing Assembly | 446 | 446 | 0 | 6100K013 | 1-1-1-1 | consumption | 2025-09-21 | DFE - Gas Tank |  | JB01-Jubail Industrial Warehouse | 2025-12-31 | 2025-12-17 | 0 | [5 empty] | Work in Process Material Issue | 7452529
6100K024 | 3L - 908321124 : SWGR,SMART RMU OD,3LBS,13.8 KV,400 | sRMU | ROH | 5DF.0816.0046 | V Strut Welding | 310 | 310 | 0 | 6100K013 | 1-1-1-1 | consumption | 2025-09-21 | DFE - Gas Tank |  | JB01-Jubail Industrial Warehouse | 2025-12-31 | 2025-12-17 | 0 | [5 empty] | Work in Process Material Issue | 7452554
6100K024 | 3L - 908321124 : SWGR,SMART RMU OD,3LBS,13.8 KV,400 | sRMU | ROH | 5DF.0816.0230 | Pressure Relief Valve | 155 | 153 | 2 | 6100KDP02 | BOX42-1-1-K013_SEP | consumption | 2025-10-13 | DFE - Gas Tank |  | JB01-Jubail Industrial Warehouse | 2025-12-31 | 2025-12-17 | 0 | [5 empty] | Project Transfer | 8080507
6100K024 | 3L - 908321124 : SWGR,SMART RMU OD,3LBS,13.8 KV,400 | sRMU | ROH | 5DF.0816.0230 | Pressure Relief Valve | 2 | 2 | 0 | 6100K013 | 1-1-1-1 | consumption | 2025-09-21 | DFE - Gas Tank |  | JB01-Jubail Industrial Warehouse | 2025-12-31 | 2025-12-17 | 0 | [5 empty] | Work in Process Material Issue | 7452503
6100K024 | 3L - 908321124 : SWGR,SMART RMU OD,3LBS,13.8 KV,400 | sRMU | ROH | 6GDEP.198.025 | 198 Bushing | 1860 | 228 | 1632 | 6100KDP02 | BOX42-1-1-K013_SEP | consumption | 2025-10-13 | DFE - Gas Tank |  | JB01-Jubail Industrial Warehouse | 2025-12-31 | 2025-12-17 | 0 | [5 empty] | Project Transfer | 8080645
6100K024 | 3L - 908321124 : SWGR,SMART RMU OD,3LBS,13.8 KV,400 | sRMU | ROH | 6GDEP.198.025 | 198 Bushing | 1632 | 1632 | 0 | 6100K013 | 1-1-1-1 | consumption | 2025-09-21 | DFE - Gas Tank |  | JB01-Jubail Industrial Warehouse | 2025-12-31 | 2025-12-17 | 0 | [5 empty] | Work in Process Material Issue | 7452523
6100K024 | 3L - 908321124 : SWGR,SMART RMU OD,3LBS,13.8 KV,400 | sRMU | ROH | 6GDEP.220.012 | 220 Bushing | 1395 | 228 | 1167 | 6100KDP02 | BOX42-1-1-K013_SEP | consumption | 2025-10-13 | DFE - Gas Tank |  | JB01-Jubail Industrial Warehouse | 2025-12-31 | 2025-12-17 | 0 | [5 empty] | Project Transfer | 8080633
6100K024 | 3L - 908321124 : SWGR,SMART RMU OD,3LBS,13.8 KV,400 | sRMU | ROH | 6GDEP.220.012 | 220 Bushing | 1167 | 1167 | 0 | 6100K013 | 1-1-1-1 | consumption | 2025-09-21 | DFE - Gas Tank |  | JB01-Jubail Industrial Warehouse | 2025-12-31 | 2025-12-17 | 0 | [5 empty] | Work in Process Material Issue | 7452521
6100K024 | 3L - 908321124 : SWGR,SMART RMU OD,3LBS,13.8 KV,400 | sRMU | ROH | 8DF-580-0046 | C-A Phase Bus | 465 | 76 | 389 | 6100KDP02 | BOX42-1-1-K013_SEP | consumption | 2025-10-13 | DFE - Gas Tank |  | JB01-Jubail Industrial Warehouse | 2025-12-31 | 2025-12-17 | 0 | [5 empty] | Project Transfer | 8080705
6100K024 | 3L - 908321124 : SWGR,SMART RMU OD,3LBS,13.8 KV,400 | sRMU | ROH | 8DF-580-0046 | C-A Phase Bus | 389 | 389 | 0 | 6100K013 | 1-1-1-1 | consumption | 2025-09-21 | DFE - Gas Tank |  | JB01-Jubail Industrial Warehouse | 2025-12-31 | 2025-12-17 | 0 | [5 empty] | Work in Process Material Issue | 7452536
6100K024 | 3L - 908321124 : SWGR,SMART RMU OD,3LBS,13.8 KV,400 | sRMU | ROH | 8DF-580-0047 | C-A Phase Grounding Bar | 465 | 76 | 389 | 6100KDP02 | BOX42-1-1-K013_SEP | consumption | 2025-10-13 | DFE - Gas Tank |  | JB01-Jubail Industrial Warehouse | 2025-12-31 | 2025-12-17 | 0 | [5 empty] | Project Transfer | 8080723
6100K024 | 3L - 908321124 : SWGR,SMART RMU OD,3LBS,13.8 KV,400 | sRMU | ROH | 8DF-580-0047 | C-A Phase Grounding Bar | 389 | 389 | 0 | 6100K013 | 1-1-1-1 | consumption | 2025-09-21 | DFE - Gas Tank |  | JB01-Jubail Industrial Warehouse | 2025-12-31 | 2025-12-17 | 0 | [5 empty] | Work in Process Material Issue | 7452539
6100K024 | 3L - 908321124 : SWGR,SMART RMU OD,3LBS,13.8 KV,400 | sRMU | ROH | 8DF-580-0048 | C-B Phase Bus | 465 | 76 | 389 | 6100KDP02 | BOX42-1-1-K013_SEP | consumption | 2025-10-13 | DFE - Gas Tank |  | JB01-Jubail Industrial Warehouse | 2025-12-31 | 2025-12-17 | 0 | [5 empty] | Project Transfer | 8080711
6100K024 | 3L - 908321124 : SWGR,SMART RMU OD,3LBS,13.8 KV,400 | sRMU | ROH | 8DF-580-0048 | C-B Phase Bus | 389 | 389 | 0 | 6100K013 | 1-1-1-1 | consumption | 2025-09-21 | DFE - Gas Tank |  | JB01-Jubail Industrial Warehouse | 2025-12-31 | 2025-12-17 | 0 | [5 empty] | Work in Process Material Issue | 7452537
6100K024 | 3L - 908321124 : SWGR,SMART RMU OD,3LBS,13.8 KV,400 | sRMU | ROH | 8DF-580-0049 | C-B Phase Grounding Bar | 465 | 76 | 389 | 6100KDP02 | BOX42-1-1-K013_SEP | consumption | 2025-10-13 | DFE - Gas Tank |  | JB01-Jubail Industrial Warehouse | 2025-12-31 | 2025-12-17 | 0 | [5 empty] | Project Transfer | 8080729
6100K024 | 3L - 908321124 : SWGR,SMART RMU OD,3LBS,13.8 KV,400 | sRMU | ROH | 8DF-580-0049 | C-B Phase Grounding Bar | 389 | 389 | 0 | 6100K013 | 1-1-1-1 | consumption | 2025-09-21 | DFE - Gas Tank |  | JB01-Jubail Industrial Warehouse | 2025-12-31 | 2025-12-17 | 0 | [5 empty] | Work in Process Material Issue | 7452540
6100K024 | 3L - 908321124 : SWGR,SMART RMU OD,3LBS,13.8 KV,400 | sRMU | ROH | 8DF-580-0050 | C-C Phase Bus | 465 | 76 | 389 | 6100KDP02 | BOX42-1-1-K013_SEP | consumption | 2025-10-13 | DFE - Gas Tank |  | JB01-Jubail Industrial Warehouse | 2025-12-31 | 2025-12-17 | 0 | [5 empty] | Project Transfer | 8080717
6100K024 | 3L - 908321124 : SWGR,SMART RMU OD,3LBS,13.8 KV,400 | sRMU | ROH | 8DF-580-0050 | C-C Phase Bus | 389 | 389 | 0 | 6100K013 | 1-1-1-1 | consumption | 2025-09-21 | DFE - Gas Tank |  | JB01-Jubail Industrial Warehouse | 2025-12-31 | 2025-12-17 | 0 | [5 empty] | Work in Process Material Issue | 7452538
6100K024 | 3L - 908321124 : SWGR,SMART RMU OD,3LBS,13.8 KV,400 | sRMU | ROH | 8DF-580-0051 | C-C Phase Grounding Bar | 465 | 76 | 389 | 6100KDP02 | BOX42-1-1-K013_SEP | consumption | 2025-10-13 | DFE - Gas Tank |  | JB01-Jubail Industrial Warehouse | 2025-12-31 | 2025-12-17 | 0 | [5 empty] | Project Transfer | 8080735
6100K024 | 3L - 908321124 : SWGR,SMART RMU OD,3LBS,13.8 KV,400 | sRMU | ROH | 8DF-580-0051 | C-C Phase Grounding Bar | 389 | 389 | 0 | 6100K013 | 1-1-1-1 | consumption | 2025-09-21 | DFE - Gas Tank |  | JB01-Jubail Industrial Warehouse | 2025-12-31 | 2025-12-17 | 0 | [5 empty] | Work in Process Material Issue | 7452541
6100K024 | 3L - 908321124 : SWGR,SMART RMU OD,3LBS,13.8 KV,400 | sRMU | ROH | 8DF-580-0056 | Phase-to-phase Bonding | 1395 | 228 | 1167 | 6100KDP02 | BOX42-1-1-K013_SEP | consumption | 2025-10-13 | DFE - Gas Tank |  | JB01-Jubail Industrial Warehouse | 2025-12-31 | 2025-12-17 | 0 | [5 empty] | Project Transfer | 8080741
6100K024 | 3L - 908321124 : SWGR,SMART RMU OD,3LBS,13.8 KV,400 | sRMU | ROH | 8DF-580-0056 | Phase-to-phase Bonding | 1167 | 1167 | 0 | 6100K013 | 1-1-1-1 | consumption | 2025-09-21 | DFE - Gas Tank |  | JB01-Jubail Industrial Warehouse | 2025-12-31 | 2025-12-17 | 0 | [5 empty] | Work in Process Material Issue | 7452542
6100K024 | 3L - 908321124 : SWGR,SMART RMU OD,3LBS,13.8 KV,400 | sRMU | ROH | 8DF.0815.0132 | Grounding Bar 1 | 465 | 76 | 389 | 6100KDP02 | BOX42-1-1-K013_SEP | consumption | 2025-10-13 | DFE - Gas Tank |  | JB01-Jubail Industrial Warehouse | 2025-12-31 | 2025-12-17 | 0 | [5 empty] | Project Transfer | 8080381
6100K024 | 3L - 908321124 : SWGR,SMART RMU OD,3LBS,13.8 KV,400 | sRMU | ROH | 8DF.0815.0132 | Grounding Bar 1 | 389 | 389 | 0 | 6100K013 | 1-1-1-1 | consumption | 2025-09-21 | DFE - Gas Tank |  | JB01-Jubail Industrial Warehouse | 2025-12-31 | 2025-12-17 | 0 | [5 empty] | Work in Process Material Issue | 7452543
6100K024 | 3L - 908321124 : SWGR,SMART RMU OD,3LBS,13.8 KV,400 | sRMU | ROH | 8DF.0815.0153 | CVC Common Enclosure Bottom Bar | 310 | 86 | 224 | 6100KDP02 | BOX42-1-1-K013_SEP | consumption | 2025-10-13 | DFE - Gas Tank |  | JB01-Jubail Industrial Warehouse | 2025-12-31 | 2025-12-17 | 0 | [5 empty] | Project Transfer | 8080351
6100K024 | 3L - 908321124 : SWGR,SMART RMU OD,3LBS,13.8 KV,400 | sRMU | ROH | 8DF.0815.0153 | CVC Common Enclosure Bottom Bar | 224 | 224 | 0 | 6100K013 | 1-1-1-1 | consumption | 2025-09-14 | DFE - Gas Tank |  | JB01-Jubail Industrial Warehouse | 2025-12-31 | 2025-12-17 | 0 | [5 empty] | Work in Process Material Issue | 7272402
6100K024 | 3L - 908321124 : SWGR,SMART RMU OD,3LBS,13.8 KV,400 | sRMU | ROH | 8DF.0815.0157 | Common Enclosure Roof Bar | 465 | 19 | 446 | 6100KDP02 | BOX42-1-1-K013_SEP | consumption | 2025-10-13 | DFE - Gas Tank |  | JB01-Jubail Industrial Warehouse | 2025-12-31 | 2025-12-17 | 0 | [5 empty] | Project Transfer | 8080603
6100K024 | 3L - 908321124 : SWGR,SMART RMU OD,3LBS,13.8 KV,400 | sRMU | ROH | 8DF.0815.0157 | Common Enclosure Roof Bar | 446 | 446 | 0 | 6100K013 | 1-1-1-1 | consumption | 2025-09-21 | DFE - Gas Tank |  | JB01-Jubail Industrial Warehouse | 2025-12-31 | 2025-12-17 | 0 | [5 empty] | Work in Process Material Issue | 7449945
6100K024 | 3L - 908321124 : SWGR,SMART RMU OD,3LBS,13.8 KV,400 | sRMU | ROH | 8DF.0815.1085 | CCC Ground bar 5 | 155 | 105 | 50 | 6100K013 | BOX42-1-1-K013_SEP | inventory | 2025-10-28 | DFE - Gas Tank |  | JB01-Jubail Industrial Warehouse | 2025-12-31 | 2025-12-17 | 0
6100K024 | 3L - 908321124 : SWGR,SMART RMU OD,3LBS,13.8 KV,400 | sRMU | ROH | 8DF.0815.1085 | CCC Ground bar 5 | 50 | 10 | 40 | 6100KDP02 | BOX6-1-1-K013_SEP | inventory | 2025-10-28 | DFE - Gas Tank |  | JB01-Jubail Industrial Warehouse | 2025-12-31 | 2025-12-17 | 0
6100K024 | 3L - 908321124 : SWGR,SMART RMU OD,3LBS,13.8 KV,400 | sRMU | ROH | 8DF.0815.1085 | CCC Ground bar 5 | 40 | 40 | 0 | 6100KDP02 | BOX42-1-1-K013_SEP | consumption | 2025-10-13 | DFE - Gas Tank |  | JB01-Jubail Industrial Warehouse | 2025-12-31 | 2025-12-17 | 0 | [5 empty] | Project Transfer | 8080435
6100K024 | 3L - 908321124 : SWGR,SMART RMU OD,3LBS,13.8 KV,400 | sRMU | ROH | 8DF.0816.0442 | Side Plate Transverse Tar | 310 | 310 | 0 | 6100K013 | 1-1-1-1 | consumption | 2025-09-14 | DFE - Gas Tank |  | JB01-Jubail Industrial Warehouse | 2025-12-31 | 2025-12-17 | 0 | [5 empty] | Work in Process Material Issue | 7272396
6100K024 | 3L - 908321124 : SWGR,SMART RMU OD,3LBS,13.8 KV,400 | sRMU | ROH | 8DF.0816.1201 | Grounding identification 2 φ10 | 620 | 479 | 141 | 6100K013 | R60-B-1-K013_SEP | inventory | 2025-10-28 | DFE - Gas Tank |  | JB01-Jubail Industrial Warehouse | 2025-12-31 | 2025-12-17 | 0
6100K024 | 3L - 908321124 : SWGR,SMART RMU OD,3LBS,13.8 KV,400 | sRMU | ROH | 8DF.0816.1201 | Grounding identification 2 φ10 | 141 | 141 | 0 | 6100K013 | 1-1-1-1 | inventory | 2025-10-28 | DFE - Gas Tank |  | JB01-Jubail Industrial Warehouse | 2025-12-31 | 2025-12-17 | 0
6100K024 | 3L - 908321124 : SWGR,SMART RMU OD,3LBS,13.8 KV,400 | sRMU | ROH | 8DF.0816.1202 | Grounding identification 3 φ6 | 921 | 864 | 57 | 6100K013 | NEW.FLR-1-1-K013_SEP | inventory | 2025-10-28 | DFE-LV |  | JB01-Jubail Industrial Warehouse | 2025-12-31 | 2025-12-17 | 0
6100K024 | 3L - 908321124 : SWGR,SMART RMU OD,3LBS,13.8 KV,400 | sRMU | ROH | 8DF.0816.1202 | Grounding identification 3 φ6 | 57 | 57 | 0 | 6100K013 | 1-1-1-1 | inventory | 2025-10-28 | DFE-LV |  | JB01-Jubail Industrial Warehouse | 2025-12-31 | 2025-12-17 | 0
6100K024 | 3L - 908321124 : SWGR,SMART RMU OD,3LBS,13.8 KV,400 | sRMU | ROH | 8DF.0816.2651 | Lifting Lug | 310 | 310 | 0 | 6100K013 | 1-1-1-1 | consumption | 2025-09-14 | DFE - Gas Tank |  | JB01-Jubail Industrial Warehouse | 2025-12-31 | 2025-12-17 | 0 | [5 empty] | Work in Process Material Issue | 7272397
6100K024 | 3L - 908321124 : SWGR,SMART RMU OD,3LBS,13.8 KV,400 | sRMU | ROH | 8DF.0816.2652 | Lifting Lug Holder | 310 | 310 | 0 | 6100K013 | 1-1-1-1 | consumption | 2025-09-14 | DFE - Gas Tank |  | JB01-Jubail Industrial Warehouse | 2025-12-31 | 2025-12-17 | 0 | [5 empty] | Work in Process Material Issue | 7272398
6100K024 | 3L - 908321124 : SWGR,SMART RMU OD,3LBS,13.8 KV,400 | sRMU | ROH | 8DF.0816.3126 | Stator | 310 | 310 | 0 | 6100K013 | 1-1-1-1 | consumption | 2025-09-14 | DFE - Gas Tank |  | JB01-Jubail Industrial Warehouse | 2025-12-31 | 2025-12-17 | 0 | [5 empty] | Work in Process Material Issue | 7272399
6100K024 | 3L - 908321124 : SWGR,SMART RMU OD,3LBS,13.8 KV,400 | sRMU | ROH | 8DF.0818.0009 | Front Reinforcing Rib | 310 | 310 | 0 | 6100K013 | 1-1-1-1 | consumption | 2025-09-14 | DFE - Gas Tank |  | JB01-Jubail Industrial Warehouse | 2025-12-31 | 2025-12-17 | 0 | [5 empty] | Work in Process Material Issue | 7272405
6100K024 | 3L - 908321124 : SWGR,SMART RMU OD,3LBS,13.8 KV,400 | sRMU | ROH | 8DF.LS01.0066 | Isolation Indicator | 465 | 19 | 446 | 6100KDP02 | BOX42-1-1-K013_SEP | consumption | 2025-10-13 | DFE - Gas Tank |  | JB01-Jubail Industrial Warehouse | 2025-12-31 | 2025-12-17 | 0 | [5 empty] | Project Transfer | 8080375
6100K024 | 3L - 908321124 : SWGR,SMART RMU OD,3LBS,13.8 KV,400 | sRMU | ROH | 8DF.LS01.0066 | Isolation Indicator | 446 | 446 | 0 | 6100K013 | 1-1-1-1 | consumption | 2025-09-21 | DFE - Gas Tank |  | JB01-Jubail Industrial Warehouse | 2025-12-31 | 2025-12-17 | 0 | [5 empty] | Work in Process Material Issue | 7452535
6100K024 | 3L - 908321124 : SWGR,SMART RMU OD,3LBS,13.8 KV,400 | sRMU | ROH | DF211001965 | Large flat washer φ8-24 | 465 | 465 | 0 | 6100K013 | 1-1-1-1 | consumption | 2025-09-21 | DFE - Gas Tank |  | JB01-Jubail Industrial Warehouse | 2025-12-31 | 2025-12-17 | 0 | [5 empty] | Work in Process Material Issue | 7452553
6100K024 | 3L - 908321124 : SWGR,SMART RMU OD,3LBS,13.8 KV,400 | sRMU | ROH | DF240311001 | Welded Stud M8*35 | 7440 | 7440 | 0 | free_stock | NEW.FLR-1-1-MVBM_SEP | inventory | 2025-10-28 | DFE - Gas Tank |  | JB01-Jubail Industrial Warehouse | 2025-12-31 | 2025-12-17 | 0
6100K024 | 3L - 908321124 : SWGR,SMART RMU OD,3LBS,13.8 KV,400 | sRMU | ROH | DF240424001 | SF6 Gas Density Meter | 155 | 155 | 0 | 6100K013 | 1-1-1-1 | consumption | 2025-09-21 | DFE - Gas Tank |  | JB01-Jubail Industrial Warehouse | 2025-12-31 | 2025-12-17 | 0 | [5 empty] | Work in Process Material Issue | 7452519
6100K024 | 3L - 908321124 : SWGR,SMART RMU OD,3LBS,13.8 KV,400 | sRMU | ROH | DF240424002 | Self-sealing Valve | 310 | 310 | 0 | 6100K013 | 1-1-1-1 | consumption | 2025-09-21 | DFE - Gas Tank |  | JB01-Jubail Industrial Warehouse | 2025-12-31 | 2025-12-17 | 0 | [5 empty] | Work in Process Material Issue | 7452520
6100K024 | 3L - 908321124 : SWGR,SMART RMU OD,3LBS,13.8 KV,400 | sRMU | ROH | DF240424005 | Load Switch Mechanism Mechanical Interlocking | 465 | 76 | 389 | 6100KDP02 | BOX42-1-1-K013_SEP | consumption | 2025-10-13 | DFE - Gas Tank |  | JB01-Jubail Industrial Warehouse | 2025-12-31 | 2025-12-17 | 0 | [5 empty] | Project Transfer | 8080675
6100K024 | 3L - 908321124 : SWGR,SMART RMU OD,3LBS,13.8 KV,400 | sRMU | ROH | DF240424005 | Load Switch Mechanism Mechanical Interlocking | 389 | 389 | 0 | 6100K013 | 1-1-1-1 | consumption | 2025-09-21 | DFE - Gas Tank |  | JB01-Jubail Industrial Warehouse | 2025-12-31 | 2025-12-17 | 0 | [5 empty] | Work in Process Material Issue | 7452530
6100K024 | 3L - 908321124 : SWGR,SMART RMU OD,3LBS,13.8 KV,400 | sRMU | ROH | DF240424006 | Load Switch Mechanism Mounting Assembly | 465 | 40 | 425 | 6100KDP02 | BOX6-1-1-K013_SEP | inventory | 2025-10-28 | DFE - Gas Tank |  | JB01-Jubail Industrial Warehouse | 2025-12-31 | 2025-12-17 | 0
6100K024 | 3L - 908321124 : SWGR,SMART RMU OD,3LBS,13.8 KV,400 | sRMU | ROH | DF240424006 | Load Switch Mechanism Mounting Assembly | 425 | 39 | 386 | 6100K013 | 1-1-1-1 | inventory | 2025-10-28 | DFE - Gas Tank |  | JB01-Jubail Industrial Warehouse | 2025-12-31 | 2025-12-17 | 0
6100K024 | 3L - 908321124 : SWGR,SMART RMU OD,3LBS,13.8 KV,400 | sRMU | ROH | DF240424006 | Load Switch Mechanism Mounting Assembly | 386 | 386 | 0 | 6100KDP02 | BOX42-1-1-K013_SEP | consumption | 2025-10-13 | DFE - Gas Tank |  | JB01-Jubail Industrial Warehouse | 2025-12-31 | 2025-12-17 | 0 | [5 empty] | Project Transfer | 8080681
6100K024 | 3L - 908321124 : SWGR,SMART RMU OD,3LBS,13.8 KV,400 | sRMU | ROH | DF240424009 | Hexagonal half round head combination screw M6 * 25 | 8370 | 342 | 8028 | 6100KDP02 | BOX42-1-1-K013_SEP | consumption | 2025-10-13 | DFE - Gas Tank |  | JB01-Jubail Industrial Warehouse | 2025-12-31 | 2025-12-17 | 0 | [5 empty] | Project Transfer | 8080513
6100K024 | 3L - 908321124 : SWGR,SMART RMU OD,3LBS,13.8 KV,400 | sRMU | ROH | DF240424009 | Hexagonal half round head combination screw M6 * 25 | 8028 | 8028 | 0 | 6100K013 | 1-1-1-1 | consumption | 2025-09-21 | DFE - Gas Tank |  | JB01-Jubail Industrial Warehouse | 2025-12-31 | 2025-12-17 | 0 | [5 empty] | Work in Process Material Issue | 7452504
6100K024 | 3L - 908321124 : SWGR,SMART RMU OD,3LBS,13.8 KV,400 | sRMU | ROH | DF240424012 | Hexagon Socket Countersunk Head Screw M8*25 | 1860 | 1860 | 0 | 6100K013 | 1-1-1-1 | consumption | 2025-09-21 | DFE - Gas Tank |  | JB01-Jubail Industrial Warehouse | 2025-12-31 | 2025-12-17 | 0 | [5 empty] | Work in Process Material Issue | 7452506
6100K024 | 3L - 908321124 : SWGR,SMART RMU OD,3LBS,13.8 KV,400 | sRMU | ROH | DF240424013 | Hexagon Socket Head Cap Screw M12*35 | 1395 | 57 | 1338 | 6100KDP02 | BOX42-1-1-K013_SEP | consumption | 2025-10-13 | DFE - Gas Tank |  | JB01-Jubail Industrial Warehouse | 2025-12-31 | 2025-12-17 | 0 | [5 empty] | Project Transfer | 8080531
6100K024 | 3L - 908321124 : SWGR,SMART RMU OD,3LBS,13.8 KV,400 | sRMU | ROH | DF240424013 | Hexagon Socket Head Cap Screw M12*35 | 1338 | 1338 | 0 | 6100K013 | 1-1-1-1 | consumption | 2025-09-21 | DFE - Gas Tank |  | JB01-Jubail Industrial Warehouse | 2025-12-31 | 2025-12-17 | 0 | [5 empty] | Work in Process Material Issue | 7452507
6100K024 | 3L - 908321124 : SWGR,SMART RMU OD,3LBS,13.8 KV,400 | sRMU | ROH | DF240424014 | Thickened Plain Washer φ12 | 1395 | 57 | 1338 | 6100KDP02 | BOX42-1-1-K013_SEP | consumption | 2025-10-13 | DFE - Gas Tank |  | JB01-Jubail Industrial Warehouse | 2025-12-31 | 2025-12-17 | 0 | [5 empty] | Project Transfer | 8080537
6100K024 | 3L - 908321124 : SWGR,SMART RMU OD,3LBS,13.8 KV,400 | sRMU | ROH | DF240424014 | Thickened Plain Washer φ12 | 1338 | 1338 | 0 | 6100K013 | 1-1-1-1 | consumption | 2025-09-21 | DFE - Gas Tank |  | JB01-Jubail Industrial Warehouse | 2025-12-31 | 2025-12-17 | 0 | [5 empty] | Work in Process Material Issue | 7452508
6100K024 | 3L - 908321124 : SWGR,SMART RMU OD,3LBS,13.8 KV,400 | sRMU | ROH | DF240424015 | Spring Washer φ12 | 1395 | 57 | 1338 | 6100KDP02 | BOX42-1-1-K013_SEP | consumption | 2025-10-13 | DFE - Gas Tank |  | JB01-Jubail Industrial Warehouse | 2025-12-31 | 2025-12-17 | 0 | [5 empty] | Project Transfer | 8080543
6100K024 | 3L - 908321124 : SWGR,SMART RMU OD,3LBS,13.8 KV,400 | sRMU | ROH | DF240424015 | Spring Washer φ12 | 1338 | 1338 | 0 | 6100K013 | 1-1-1-1 | consumption | 2025-09-21 | DFE - Gas Tank |  | JB01-Jubail Industrial Warehouse | 2025-12-31 | 2025-12-17 | 0 | [5 empty] | Work in Process Material Issue | 7452509
6100K024 | 3L - 908321124 : SWGR,SMART RMU OD,3LBS,13.8 KV,400 | sRMU | ROH | DF240424016 | Hexagon Socket Head Cap Screw M10*30 | 1860 | 228 | 1632 | 6100KDP02 | BOX42-1-1-K013_SEP | consumption | 2025-10-13 | DFE - Gas Tank |  | JB01-Jubail Industrial Warehouse | 2025-12-31 | 2025-12-17 | 0 | [5 empty] | Project Transfer | 8080549
6100K024 | 3L - 908321124 : SWGR,SMART RMU OD,3LBS,13.8 KV,400 | sRMU | ROH | DF240424016 | Hexagon Socket Head Cap Screw M10*30 | 1632 | 1632 | 0 | 6100K013 | 1-1-1-1 | consumption | 2025-09-21 | DFE - Gas Tank |  | JB01-Jubail Industrial Warehouse | 2025-12-31 | 2025-12-17 | 0 | [5 empty] | Work in Process Material Issue | 7452510
6100K024 | 3L - 908321124 : SWGR,SMART RMU OD,3LBS,13.8 KV,400 | sRMU | ROH | DF240424017 | Thickened Plain Washer φ10 | 8370 | 597 | 7773 | 6100KDP02 | BOX42-1-1-K013_SEP | consumption | 2025-10-13 | DFE - Gas Tank |  | JB01-Jubail Industrial Warehouse | 2025-12-31 | 2025-12-17 | 0 | [5 empty] | Project Transfer | 8080561
6100K024 | 3L - 908321124 : SWGR,SMART RMU OD,3LBS,13.8 KV,400 | sRMU | ROH | DF240424017 | Thickened Plain Washer φ10 | 7773 | 7773 | 0 | 6100K013 | 1-1-1-1 | consumption | 2025-09-21 | DFE - Gas Tank |  | JB01-Jubail Industrial Warehouse | 2025-12-31 | 2025-12-17 | 0 | [5 empty] | Work in Process Material Issue | 7452512
6100K024 | 3L - 908321124 : SWGR,SMART RMU OD,3LBS,13.8 KV,400 | sRMU | ROH | DF240424018 | Hexagon Socket Head Cap Screw M10*35 | 1860 | 1860 | 0 | 6100K013 | 1-1-1-1 | consumption | 2025-09-21 | DFE - Gas Tank |  | JB01-Jubail Industrial Warehouse | 2025-12-31 | 2025-12-17 | 0 | [5 empty] | Work in Process Material Issue | 7452513
6100K024 | 3L - 908321124 : SWGR,SMART RMU OD,3LBS,13.8 KV,400 | sRMU | ROH | DF240424023 | Vacuum Silicone Grease | 7750 | 5600 | 2150 | free_stock | 1-1-1-1 | inventory | 2025-10-28 | DFE - Gas Tank |  | JB01-Jubail Industrial Warehouse | 2025-12-31 | 2025-12-17 | 0
6100K024 | 3L - 908321124 : SWGR,SMART RMU OD,3LBS,13.8 KV,400 | sRMU | ROH | DF240424023 | Vacuum Silicone Grease | 2150 | 2150 | 0 | 6100K013 | BOX42-1-1-K013_SEP | inventory | 2025-10-28 | DFE - Gas Tank |  | JB01-Jubail Industrial Warehouse | 2025-12-31 | 2025-12-17 | 0
6100K024 | 3L - 908321124 : SWGR,SMART RMU OD,3LBS,13.8 KV,400 | sRMU | ROH | DF240424025 | Dust-free Paper | 3100 | 3100 | 0 | 6100K013 | 1-1-1-1 | consumption | 2025-09-21 | DFE - Gas Tank |  | JB01-Jubail Industrial Warehouse | 2025-12-31 | 2025-12-17 | 0 | [5 empty] | Work in Process Material Issue | 7452515
6100K024 | 3L - 908321124 : SWGR,SMART RMU OD,3LBS,13.8 KV,400 | sRMU | ROH | DF240424026 | Desiccant | 155 | 155 | 0 | 6100K013 | 1-1-1-1 | consumption | 2025-09-21 | DFE - Gas Tank |  | JB01-Jubail Industrial Warehouse | 2025-12-31 | 2025-12-17 | 0 | [5 empty] | Work in Process Material Issue | 7452516
6100K024 | 3L - 908321124 : SWGR,SMART RMU OD,3LBS,13.8 KV,400 | sRMU | ROH | DF240510001 | Cross recessed self-tapping locking screw M4*12 | 8596 | 1454 | 7142 | 6100K013 | 1-1-1-1 | consumption | 2025-11-09 | DFE-LV |  | JB01-Jubail Industrial Warehouse | 2025-12-31 | 2025-12-17 | 0 | [5 empty] | Work in Process Material Issue | 7226777
6100K024 | 3L - 908321124 : SWGR,SMART RMU OD,3LBS,13.8 KV,400 | sRMU | ROH | DF240510001 | Cross recessed self-tapping locking screw M4*12 | 7142 | 4144 | 2998 | 6100K013 | BOX12-1-1-K013_SEP | consumption | 2025-10-16 | DFE-LV |  | JB01-Jubail Industrial Warehouse | 2025-12-31 | 2025-12-17 | 0 | [5 empty] | Work in Process Pick | 8149481
6100K024 | 3L - 908321124 : SWGR,SMART RMU OD,3LBS,13.8 KV,400 | sRMU | ROH | DF240510001 | Cross recessed self-tapping locking screw M4*12 | 2998 | 2998 | 0 | 6100K013 | 1-1-1-1 | consumption | 2025-10-16 | DFE-LV |  | JB01-Jubail Industrial Warehouse | 2025-12-31 | 2025-12-17 | 0 | [5 empty] | Work in Process Pick | 8149484
6100K024 | 3L - 908321124 : SWGR,SMART RMU OD,3LBS,13.8 KV,400 | sRMU | ROH | DF240510002 | Cross recessed pan head screw M4 * 12 | 1228 | 48 | 1180 | 6100K013 | 1-1-1-1 | consumption | 2025-09-18 | DFE-LV |  | JB01-Jubail Industrial Warehouse | 2025-12-31 | 2025-12-17 | 0 | [5 empty] | Work in Process Material Issue | 7402220
6100K024 | 3L - 908321124 : SWGR,SMART RMU OD,3LBS,13.8 KV,400 | sRMU | ROH | DF240510002 | Cross recessed pan head screw M4 * 12 | 1180 | 1180 | 0 | 6100K013 | 1-1-1-1 | consumption | 2025-09-24 | DFE-LV |  | JB01-Jubail Industrial Warehouse | 2025-12-31 | 2025-12-17 | 0 | [5 empty] | Work in Process Material Issue | 7564880
6100K024 | 3L - 908321124 : SWGR,SMART RMU OD,3LBS,13.8 KV,400 | sRMU | ROH | DF240510004 | Cross recessed pan head screw M4*16 | 1842 | 1842 | 0 | 6100K013 | 1-1-1-1 | consumption | 2025-09-18 | DFE-LV |  | JB01-Jubail Industrial Warehouse | 2025-12-31 | 2025-12-17 | 0 | [5 empty] | Work in Process Material Issue | 7399309
6100K024 | 3L - 908321124 : SWGR,SMART RMU OD,3LBS,13.8 KV,400 | sRMU | ROH | DF240510005 | Cross recessed pan head screw M4*30 | 1228 | 1152 | 76 | 6100K013 | 1-1-1-1 | consumption | 2025-09-18 | DFE-LV |  | JB01-Jubail Industrial Warehouse | 2025-12-31 | 2025-12-17 | 0 | [5 empty] | Work in Process Material Issue | 7402221
6100K024 | 3L - 908321124 : SWGR,SMART RMU OD,3LBS,13.8 KV,400 | sRMU | ROH | DF240510005 | Cross recessed pan head screw M4*30 | 76 | 76 | 0 | 6100K013 | 1-1-1-1 | consumption | 2025-09-18 | DFE-LV |  | JB01-Jubail Industrial Warehouse | 2025-12-31 | 2025-12-17 | 0 | [5 empty] | Work in Process Material Issue | 7399320
6100K024 | 3L - 908321124 : SWGR,SMART RMU OD,3LBS,13.8 KV,400 | sRMU | ROH | DF240510006 | External hexagonal flange triangular thread self-tapping locking screw M6*12 | 9210 | 9210 | 0 | 6100K013 | 1-1-1-1 | consumption | 2025-09-18 | DFE-LV |  | JB01-Jubail Industrial Warehouse | 2025-12-31 | 2025-12-17 | 0 | [5 empty] | Work in Process Material Issue | 7419906
6100K024 | 3L - 908321124 : SWGR,SMART RMU OD,3LBS,13.8 KV,400 | sRMU | ROH | DF240510007 | Welded stud M6*16 | 4298 | 4034 | 264 | 6100K013 | 1-1-1-1 | consumption | 2025-10-16 | DFE-LV |  | JB01-Jubail Industrial Warehouse | 2025-12-31 | 2025-12-17 | 0 | [5 empty] | Work in Process Pick | 8149499
6100K024 | 3L - 908321124 : SWGR,SMART RMU OD,3LBS,13.8 KV,400 | sRMU | ROH | DF240510007 | Welded stud M6*16 | 264 | 264 | 0 | 6100K013 | 1-1-1-1 | consumption | 2025-09-18 | DFE-LV |  | JB01-Jubail Industrial Warehouse | 2025-12-31 | 2025-12-17 | 0 | [5 empty] | Work in Process Material Issue | 7399311
6100K024 | 3L - 908321124 : SWGR,SMART RMU OD,3LBS,13.8 KV,400 | sRMU | ROH | DF240510008 | Paw pad φ6 | 614 | 614 | 0 | 6100K013 | 1-1-1-1 | consumption | 2025-10-16 | DFE-LV |  | JB01-Jubail Industrial Warehouse | 2025-12-31 | 2025-12-17 | 0 | [5 empty] | Work in Process Pick | 8149502
6100K024 | 3L - 908321124 : SWGR,SMART RMU OD,3LBS,13.8 KV,400 | sRMU | ROH | DF240510009 | Self-locking Nut M4 | 3684 | 3684 | 0 | 6100K013 | 1-1-1-1 | consumption | 2025-11-09 | DFE-LV |  | JB01-Jubail Industrial Warehouse | 2025-12-31 | 2025-12-17 | 0 | [5 empty] | Work in Process Material Issue | 7226771
6100K024 | 3L - 908321124 : SWGR,SMART RMU OD,3LBS,13.8 KV,400 | sRMU | ROH | DF240510010 | Rivet Nut M6*15 | 3070 | 3070 | 0 | 6100K013 | 1-1-1-1 | consumption | 2025-10-16 | DFE-LV |  | JB01-Jubail Industrial Warehouse | 2025-12-31 | 2025-12-17 | 0 | [5 empty] | Work in Process Pick | 8149508
6100K024 | 3L - 908321124 : SWGR,SMART RMU OD,3LBS,13.8 KV,400 | sRMU | ROH | DF240510011 | Self-locking Nut M6 | 921 | 921 | 0 | 6100K013 | 1-1-1-1 | consumption | 2025-09-24 | DFE-LV |  | JB01-Jubail Industrial Warehouse | 2025-12-31 | 2025-12-17 | 0 | [5 empty] | Work in Process Material Issue | 7562499
6100K024 | 3L - 908321124 : SWGR,SMART RMU OD,3LBS,13.8 KV,400 | sRMU | ROH | DF240510012 | Seahorse rivet (φ6.4*10.5) | 12280 | 12280 | 0 | 6100K013 | 1-1-1-1 | consumption | 2025-10-16 | DFE-LV |  | JB01-Jubail Industrial Warehouse | 2025-12-31 | 2025-12-17 | 0 | [5 empty] | Work in Process Pick | 8149514
6100K024 | 3L - 908321124 : SWGR,SMART RMU OD,3LBS,13.8 KV,400 | sRMU | ROH | DF240510022 | Wire harness (black)BVR-1.5mm² | 10131 | 10131 | 0 | 6100K013 | 1-1-1-1 | inventory | 2025-10-28 | DFE-LV |  | JB01-Jubail Industrial Warehouse | 2025-12-31 | 2025-12-17 | 0
6100K024 | 3L - 908321124 : SWGR,SMART RMU OD,3LBS,13.8 KV,400 | sRMU | ROH | DF240510023 | Wire harness (black)BVR-2.5mm² | 1842 | 1842 | 0 | 6100K013 | 1-1-1-1 | inventory | 2025-10-28 | DFE-LV |  | JB01-Jubail Industrial Warehouse | 2025-12-31 | 2025-12-17 | 0
6100K024 | 3L - 908321124 : SWGR,SMART RMU OD,3LBS,13.8 KV,400 | sRMU | ROH | DF240510024 | Wire harness (black)BVR-4.0mm² | 1688.5 | 1688.5 | 0 | 6100K013 | 1-1-1-1 | inventory | 2025-10-28 | DFE-LV |  | JB01-Jubail Industrial Warehouse | 2025-12-31 | 2025-12-17 | 0
6100K024 | 3L - 908321124 : SWGR,SMART RMU OD,3LBS,13.8 KV,400 | sRMU | ROH | DF240510026 | Wiring Channel 80 * 40 | 478.8 | 468.6 | 10.2 | 6100K013 | 1-1-1-1 | inventory | 2025-10-28 | DFE-LV |  | JB01-Jubail Industrial Warehouse | 2025-12-31 | 2025-12-17 | 0
6100K024 | 3L - 908321124 : SWGR,SMART RMU OD,3LBS,13.8 KV,400 | sRMU | ROH | DF240510026 | Wiring Channel 80 * 40 | 10.2 | 10.2 | 0 | 6100K013 | PLT6-1-1-K013_SEP | inventory | 2025-10-28 | DFE-LV |  | JB01-Jubail Industrial Warehouse | 2025-12-31 | 2025-12-17 | 0
6100K024 | 3L - 908321124 : SWGR,SMART RMU OD,3LBS,13.8 KV,400 | sRMU | ROH | DF240510027 | rail | 491.2 | 491.2 | 0 | 6100K013 | PLT7-1-1-K013_SEP | inventory | 2025-10-28 | DFE-LV |  | JB01-Jubail Industrial Warehouse | 2025-12-31 | 2025-12-17 | 0
6100K024 | 3L - 908321124 : SWGR,SMART RMU OD,3LBS,13.8 KV,400 | sRMU | ROH | DF240510028 | Phoenix voltage terminal (UK-2.5B) | 8289 | 5484 | 2805 | 6100K013 | R62-B-1-K013_SEP | inventory | 2025-10-28 | DFE-LV |  | JB01-Jubail Industrial Warehouse | 2025-12-31 | 2025-12-17 | 0
6100K024 | 3L - 908321124 : SWGR,SMART RMU OD,3LBS,13.8 KV,400 | sRMU | ROH | DF240510028 | Phoenix voltage terminal (UK-2.5B) | 2805 | 1100 | 1705 | 6100K013 | R60-G-1-KDP2_SEP | inventory | 2025-10-28 | DFE-LV |  | JB01-Jubail Industrial Warehouse | 2025-12-31 | 2025-12-17 | 0
6100K024 | 3L - 908321124 : SWGR,SMART RMU OD,3LBS,13.8 KV,400 | sRMU | ROH | DF240510028 | Phoenix voltage terminal (UK-2.5B) | 1705 | 10 | 1695 | 6100K013 | NEW.FLR-1-1-K013_SEP | inventory | 2025-10-28 | DFE-LV |  | JB01-Jubail Industrial Warehouse | 2025-12-31 | 2025-12-17 | 0
6100K024 | 3L - 908321124 : SWGR,SMART RMU OD,3LBS,13.8 KV,400 | sRMU | ROH | DF240510028 | Phoenix voltage terminal (UK-2.5B) | 1695 | 1695 | 0 | 6100K013 | 1-1-1-1 | consumption | 2025-09-15 | DFE-LV |  | JB01-Jubail Industrial Warehouse | 2025-12-31 | 2025-12-17 | 0 | [5 empty] | Work in Process Material Issue | 7323459
6100K024 | 3L - 908321124 : SWGR,SMART RMU OD,3LBS,13.8 KV,400 | sRMU | ROH | DF240510029 | UK-2.5B voltage terminal partition (D-UK2.5) | 2456 | 612 | 1844 | 6100K013 | NEW.FLR-1-1-K013_SEP | inventory | 2025-10-28 | DFE-LV |  | JB01-Jubail Industrial Warehouse | 2025-12-31 | 2025-12-17 | 0
6100K024 | 3L - 908321124 : SWGR,SMART RMU OD,3LBS,13.8 KV,400 | sRMU | ROH | DF240510029 | UK-2.5B voltage terminal partition (D-UK2.5) | 1844 | 1844 | 0 | 6100K013 | 1-1-1-1 | consumption | 2025-09-15 | DFE-LV |  | JB01-Jubail Industrial Warehouse | 2025-12-31 | 2025-12-17 | 0 | [5 empty] | Work in Process Material Issue | 7323460
6100K024 | 3L - 908321124 : SWGR,SMART RMU OD,3LBS,13.8 KV,400 | sRMU | ROH | DF240510030 | UK-2.5B Fixing (E/UK) | 4298 | 1218 | 3080 | 6100K013 | 1-1-1-1 | consumption | 2025-09-15 | DFE-LV |  | JB01-Jubail Industrial Warehouse | 2025-12-31 | 2025-12-17 | 0 | [5 empty] | Work in Process Material Issue | 7323461
6100K024 | 3L - 908321124 : SWGR,SMART RMU OD,3LBS,13.8 KV,400 | sRMU | ROH | DF240510030 | UK-2.5B Fixing (E/UK) | 3080 | 3080 | 0 | 6100K013 | 1-1-1-1 | consumption | 2025-09-18 | DFE-LV |  | JB01-Jubail Industrial Warehouse | 2025-12-31 | 2025-12-17 | 0 | [5 empty] | Work in Process Material Issue | 7402108
6100K024 | 3L - 908321124 : SWGR,SMART RMU OD,3LBS,13.8 KV,400 | sRMU | ROH | DF240510034 | Terminal strip label | 1228 | 958 | 270 | 6100K013 | 1-1-1-1 | inventory | 2025-10-28 | DFE-LV |  | JB01-Jubail Industrial Warehouse | 2025-12-31 | 2025-12-17 | 0
6100K024 | 3L - 908321124 : SWGR,SMART RMU OD,3LBS,13.8 KV,400 | sRMU | ROH | DF240510034 | Terminal strip label | 270 | 270 | 0 | 6100K013 | R57-B-1-K013_SEP | inventory | 2025-10-28 | DFE-LV |  | JB01-Jubail Industrial Warehouse | 2025-12-31 | 2025-12-17 | 0
6100K024 | 3L - 908321124 : SWGR,SMART RMU OD,3LBS,13.8 KV,400 | sRMU | ROH | DF240510036 | Door lock (MS705 GH-18) | 304 | 116 | 188 | 6100K013 | 1-1-1-1 | consumption | 2025-11-09 | DFE-LV |  | JB01-Jubail Industrial Warehouse | 2025-12-31 | 2025-12-17 | 0 | [5 empty] | Work in Process Material Issue | 7226775
6100K024 | 3L - 908321124 : SWGR,SMART RMU OD,3LBS,13.8 KV,400 | sRMU | ROH | DF240510036 | Door lock (MS705 GH-18) | 188 | 188 | 0 | 6100K013 | 1-1-1-1 | consumption | 2025-10-16 | DFE-LV |  | JB01-Jubail Industrial Warehouse | 2025-12-31 | 2025-12-17 | 0 | [5 empty] | Work in Process Pick | 8149517
6100K024 | 3L - 908321124 : SWGR,SMART RMU OD,3LBS,13.8 KV,400 | sRMU | ROH | DF240510036 | door lock (MS705 GH-18) | 310 | 310 | 0 | 6100K013 | 1-1-1-1 | consumption | 2025-10-16 | DFE-LV |  | JB01-Jubail Industrial Warehouse | 2025-12-31 | 2025-12-17 | 0 | [5 empty] | Work in Process Pick | 8149517
6100K024 | 3L - 908321124 : SWGR,SMART RMU OD,3LBS,13.8 KV,400 | sRMU | ROH | DF240510037 | Hinge (CL230-HL017) | 1228 | 232 | 996 | 6100K013 | 1-1-1-1 | consumption | 2025-11-09 | DFE-LV |  | JB01-Jubail Industrial Warehouse | 2025-12-31 | 2025-12-17 | 0 | [5 empty] | Work in Process Material Issue | 7226776
6100K024 | 3L - 908321124 : SWGR,SMART RMU OD,3LBS,13.8 KV,400 | sRMU | ROH | DF240510037 | Hinge (CL230-HL017) | 996 | 996 | 0 | 6100K013 | 1-1-1-1 | consumption | 2025-10-16 | DFE-LV |  | JB01-Jubail Industrial Warehouse | 2025-12-31 | 2025-12-17 | 0 | [5 empty] | Work in Process Pick | 8149520
6100K024 | 3L - 908321124 : SWGR,SMART RMU OD,3LBS,13.8 KV,400 | sRMU | ROH | DF240510038 | ECT (400A/225mV) | 921 | 308 | 613 | 6100K013 | 1-1-1-1 | consumption | 2025-09-17 | Electrical |  | JB01-Jubail Industrial Warehouse | 2025-12-31 | 2025-12-17 | 0 | [5 empty] | Work in Process Material Issue | 7370410
6100K024 | 3L - 908321124 : SWGR,SMART RMU OD,3LBS,13.8 KV,400 | sRMU | ROH | DF240510038 | ECT (400A/225mV) | 613 | 613 | 0 | 6100K013 | 1-1-1-1 | consumption | 2025-09-18 | Electrical |  | JB01-Jubail Industrial Warehouse | 2025-12-31 | 2025-12-17 | 0 | [5 empty] | Work in Process Material Issue | 7402092
6100K024 | 3L - 908321124 : SWGR,SMART RMU OD,3LBS,13.8 KV,400 | sRMU | ROH | DF240510040 | EVT (13800/√3/3.25/√3) | 921 | 743 | 178 | 6100K013 | 1-1-1-1 | consumption | 2025-09-17 | Electrical |  | JB01-Jubail Industrial Warehouse | 2025-12-31 | 2025-12-17 | 0 | [5 empty] | Work in Process Material Issue | 7370412
6100K024 | 3L - 908321124 : SWGR,SMART RMU OD,3LBS,13.8 KV,400 | sRMU | ROH | DF240510040 | EVT (13800/√3/3.25/√3) | 178 | 178 | 0 | 6100K013 | 1-1-1-1 | consumption | 2025-09-18 | Electrical |  | JB01-Jubail Industrial Warehouse | 2025-12-31 | 2025-12-17 | 0 | [5 empty] | Work in Process Material Issue | 7402094
6100K024 | 3L - 908321124 : SWGR,SMART RMU OD,3LBS,13.8 KV,400 | sRMU | ROH | DF240510045 | Limit switch (YBLX-ME/8112) | 614 | 220 | 394 | 6100K013 | R57-G-1-K013_SEP | inventory | 2025-10-28 | DFE-LV |  | JB01-Jubail Industrial Warehouse | 2025-12-31 | 2025-12-17 | 0
6100K024 | 3L - 908321124 : SWGR,SMART RMU OD,3LBS,13.8 KV,400 | sRMU | ROH | DF240510045 | Limit switch (YBLX-ME/8112) | 394 | 136 | 258 | 6100K013 | 1-1-1-1 | inventory | 2025-10-28 | DFE-LV |  | JB01-Jubail Industrial Warehouse | 2025-12-31 | 2025-12-17 | 0
6100K024 | 3L - 908321124 : SWGR,SMART RMU OD,3LBS,13.8 KV,400 | sRMU | ROH | DF240510045 | Limit switch (YBLX-ME/8112) | 258 | 100 | 158 | 6100K006 | 1-1-1-1 | inventory | 2025-10-28 | DFE-LV |  | JB01-Jubail Industrial Warehouse | 2025-12-31 | 2025-12-17 | 0
6100K024 | 3L - 908321124 : SWGR,SMART RMU OD,3LBS,13.8 KV,400 | sRMU | ROH | DF240510045 | Limit switch (YBLX-ME/8112) | 158 | 158 | 0 | 6100K013 | 1-1-1-1 | consumption | 2025-09-15 | DFE-LV |  | JB01-Jubail Industrial Warehouse | 2025-12-31 | 2025-12-17 | 0 | [5 empty] | Work in Process Material Issue | 7323448
6100K024 | 3L - 908321124 : SWGR,SMART RMU OD,3LBS,13.8 KV,400 | sRMU | ROH | DF240510046 | flashlight (LED T5) | 307 | 214 | 93 | 6100K013 | 1-1-1-1 | inventory | 2025-10-28 | DFE-LV |  | JB01-Jubail Industrial Warehouse | 2025-12-31 | 2025-12-17 | 0
6100K024 | 3L - 908321124 : SWGR,SMART RMU OD,3LBS,13.8 KV,400 | sRMU | ROH | DF240510046 | flashlight (LED T5) | 93 | 93 | 0 | 6100K013 | BOX5-1-1-K013_SEP | inventory | 2025-10-28 | DFE-LV |  | JB01-Jubail Industrial Warehouse | 2025-12-31 | 2025-12-17 | 0
6100K024 | 3L - 908321124 : SWGR,SMART RMU OD,3LBS,13.8 KV,400 | sRMU | ROH | DF240510047 | socket (13A/60HZ) | 307 | 110 | 197 | 6100K013 | NEW.FLR-1-1-K013_SEP | inventory | 2025-10-28 | DFE-LV |  | JB01-Jubail Industrial Warehouse | 2025-12-31 | 2025-12-17 | 0
6100K024 | 3L - 908321124 : SWGR,SMART RMU OD,3LBS,13.8 KV,400 | sRMU | ROH | DF240510047 | socket (13A/60HZ) | 197 | 18 | 179 | 6100K013 | R57-J-1-1 | inventory | 2025-10-28 | DFE-LV |  | JB01-Jubail Industrial Warehouse | 2025-12-31 | 2025-12-17 | 0
6100K024 | 3L - 908321124 : SWGR,SMART RMU OD,3LBS,13.8 KV,400 | sRMU | ROH | DF240510047 | socket (13A/60HZ) | 179 | 179 | 0 | 6100K013 | R61-O-1-K013_SEP | consumption | 2025-10-14 | DFE-LV |  | JB01-Jubail Industrial Warehouse | 2025-12-31 | 2025-12-17 | 0 | [5 empty] | Subinventory Transfer | 8109259
6100K024 | 3L - 908321124 : SWGR,SMART RMU OD,3LBS,13.8 KV,400 | sRMU | ROH | DF240510050 | Lead crystal battery (6-CNFJ-24) | 614 | 332 | 282 | 6100K013 | 1-1-1-1 | consumption | 2025-09-15 | Electrical |  | JB01-Jubail Industrial Warehouse | 2025-12-31 | 2025-12-17 | 0 | [5 empty] | Work in Process Material Issue | 7323451
6100K024 | 3L - 908321124 : SWGR,SMART RMU OD,3LBS,13.8 KV,400 | sRMU | ROH | DF240510050 | Lead crystal battery (6-CNFJ-24) | 282 | 282 | 0 | 6100K013 | 1-1-1-1 | consumption | 2025-09-17 | Electrical |  | JB01-Jubail Industrial Warehouse | 2025-12-31 | 2025-12-17 | 0 | [5 empty] | Work in Process Material Issue | 7370413
6100K024 | 3L - 908321124 : SWGR,SMART RMU OD,3LBS,13.8 KV,400 | sRMU | ROH | DF240510054 | Temperature Sensor (JWB/PT-100-03) | 307 | 307 | 0 | 6100K013 | 1-1-1-1 | consumption | 2025-09-15 | DFE-LV |  | JB01-Jubail Industrial Warehouse | 2025-12-31 | 2025-12-17 | 0 | [5 empty] | Work in Process Material Issue | 7323452
6100K024 | 3L - 908321124 : SWGR,SMART RMU OD,3LBS,13.8 KV,400 | sRMU | ROH | DF240510060 | relay (RXM4AB2BD) | 307 | 118 | 189 | 6100K013 | 1-1-1-1 | inventory | 2025-10-28 | DFE-LV |  | JB01-Jubail Industrial Warehouse | 2025-12-31 | 2025-12-17 | 0
6100K024 | 3L - 908321124 : SWGR,SMART RMU OD,3LBS,13.8 KV,400 | sRMU | ROH | DF240510060 | relay (RXM4AB2BD) | 189 | 110 | 79 | 6100K013 | R57-G-1-K013_SEP | inventory | 2025-10-28 | DFE-LV |  | JB01-Jubail Industrial Warehouse | 2025-12-31 | 2025-12-17 | 0
6100K024 | 3L - 908321124 : SWGR,SMART RMU OD,3LBS,13.8 KV,400 | sRMU | ROH | DF240510060 | relay (RXM4AB2BD) | 79 | 79 | 0 | 6100K013 | 1-1-1-1 | consumption | 2025-09-15 | DFE-LV |  | JB01-Jubail Industrial Warehouse | 2025-12-31 | 2025-12-17 | 0 | [5 empty] | Work in Process Material Issue | 7323454
6100K024 | 3L - 908321124 : SWGR,SMART RMU OD,3LBS,13.8 KV,400 | sRMU | ROH | DF240510061 | relay (RXM2LB2BD) | 307 | 307 | 0 | 6100K013 | 1-1-1-1 | inventory | 2025-10-28 | DFE-LV |  | JB01-Jubail Industrial Warehouse | 2025-12-31 | 2025-12-17 | 0
6100K024 | 3L - 908321124 : SWGR,SMART RMU OD,3LBS,13.8 KV,400 | sRMU | ROH | DF240603003 | Blind Rivet (φ3.2*7) | 614 | 614 | 0 | 6100K013 | R55-H-1-K013_SEP | inventory | 2025-10-28 | DFE-LV |  | JB01-Jubail Industrial Warehouse | 2025-12-31 | 2025-12-17 | 0
6100K024 | 3L - 908321124 : SWGR,SMART RMU OD,3LBS,13.8 KV,400 | sRMU | ROH | DF240612001 | Grounding wire (yellow green) BVR-2.5mm² | 6140 | 6140 | 0 | 6100K013 | R19-A-1-K013_SEP | inventory | 2025-10-28 | DFE-LV |  | JB01-Jubail Industrial Warehouse | 2025-12-31 | 2025-12-17 | 0
6100K024 | 3L - 908321124 : SWGR,SMART RMU OD,3LBS,13.8 KV,400 | sRMU | ROH | DF240612003 | Tie strap (black) 4*150 | 230250 | 230250 | 0 | 6100K013 | 1-1-1-1 | inventory | 2025-10-28 | DFE-LV |  | JB01-Jubail Industrial Warehouse | 2025-12-31 | 2025-12-17 | 0
6100K024 | 3L - 908321124 : SWGR,SMART RMU OD,3LBS,13.8 KV,400 | sRMU | ROH | DF240612005 | Wrapped mesh (black) φ30 | 106.4 | 95 | 11.4 | 6100K013 | BOX12-1-1-K013_SEP | inventory | 2025-10-28 | DFE-LV |  | JB01-Jubail Industrial Warehouse | 2025-12-31 | 2025-12-17 | 0
6100K024 | 3L - 908321124 : SWGR,SMART RMU OD,3LBS,13.8 KV,400 | sRMU | ROH | DF240612005 | Wrapped mesh (black) φ30 | 11.4 | 11.4 | 0 | free_stock | NEW.FLR-1-1-K11B_SEP | inventory | 2025-10-28 | DFE-LV |  | JB01-Jubail Industrial Warehouse | 2025-12-31 | 2025-12-17 | 0
6100K024 | 3L - 908321124 : SWGR,SMART RMU OD,3LBS,13.8 KV,400 | sRMU | ROH | DF240612009 | UK-2.5B marking strip (1-5) | 614 | 614 | 0 | 6100K013 | NEW.FLR-1-1-K013_SEP | inventory | 2025-10-28 | DFE-LV |  | JB01-Jubail Industrial Warehouse | 2025-12-31 | 2025-12-17 | 0
6100K024 | 3L - 908321124 : SWGR,SMART RMU OD,3LBS,13.8 KV,400 | sRMU | ROH | DF240612011 | UK-2.5B marking strip (1-10) | 1842 | 876 | 966 | 6100K013 | 1-1-1-1 | inventory | 2025-10-28 | DFE-LV |  | JB01-Jubail Industrial Warehouse | 2025-12-31 | 2025-12-17 | 0
6100K024 | 3L - 908321124 : SWGR,SMART RMU OD,3LBS,13.8 KV,400 | sRMU | ROH | DF240612011 | UK-2.5B marking strip (1-10) | 966 | 480 | 486 | 6100K013 | 1-1-1-1 | consumption | 2025-09-15 | DFE-LV |  | JB01-Jubail Industrial Warehouse | 2025-12-31 | 2025-12-17 | 0 | [5 empty] | Work in Process Material Issue | 7323443
6100K024 | 3L - 908321124 : SWGR,SMART RMU OD,3LBS,13.8 KV,400 | sRMU | ROH | DF240612011 | UK-2.5B marking strip (1-10) | 486 | 480 | 6 | 6100K013 | 1-1-1-1 | consumption | 2025-09-18 | DFE-LV |  | JB01-Jubail Industrial Warehouse | 2025-12-31 | 2025-12-17 | 0 | [5 empty] | Work in Process Material Issue | 7402089
6100K024 | 3L - 908321124 : SWGR,SMART RMU OD,3LBS,13.8 KV,400 | sRMU | ROH | DF240612011 | UK-2.5B marking strip (1-10) | 6 | 6 | 0 | 6100KDP02 | PO-SEP-6055-[117] | GR_in_process | 2025-11-10 | DFE-LV |  | JB01-Jubail Industrial Warehouse | 2025-12-31 | 2025-12-17 | 0 | Dongfang Electronics International Engineering Co. Ltd | 6100KDP02 // 2L2T SRMU LV Compartment Purchase Parts from DFE for 30 Units | 180 | 20-08-2025 | 20-08-2025 |  |  | PO-6055/DF250812-30-SEP Yantai
6100K024 | 3L - 908321124 : SWGR,SMART RMU OD,3LBS,13.8 KV,400 | sRMU | ROH | DF240612024 | UK2.5B Center Connection Bar (2 connections)FBI 2-6(0203438) | 1535 | 765 | 770 | 6100K013 | R61-O-1-K013_SEP | inventory | 2025-10-28 | DFE-LV |  | JB01-Jubail Industrial Warehouse | 2025-12-31 | 2025-12-17 | 0
6100K024 | 3L - 908321124 : SWGR,SMART RMU OD,3LBS,13.8 KV,400 | sRMU | ROH | DF240612024 | UK2.5B Center Connection Bar (2 connections)FBI 2-6(0203438) | 770 | 265 | 505 | 6100K013 | NEW.FLR-1-1-K013_SEP | inventory | 2025-10-28 | DFE-LV |  | JB01-Jubail Industrial Warehouse | 2025-12-31 | 2025-12-17 | 0
6100K024 | 3L - 908321124 : SWGR,SMART RMU OD,3LBS,13.8 KV,400 | sRMU | ROH | DF240612024 | UK2.5B Center Connection Bar (2 connections)FBI 2-6(0203438) | 505 | 505 | 0 | 6100K013 | R18-S-1-K013_SEP | consumption | 2025-10-14 | DFE-LV |  | JB01-Jubail Industrial Warehouse | 2025-12-31 | 2025-12-17 | 0 | [5 empty] | Subinventory Transfer | 8109255
6100K024 | 3L - 908321124 : SWGR,SMART RMU OD,3LBS,13.8 KV,400 | sRMU | ROH | DF240612101 | Pre insulated terminal O-type HRV2-4S (BLUE) | 614 | 614 | 0 | 6100K013 | 1-1-1-1 | inventory | 2025-10-28 | DFE-LV |  | JB01-Jubail Industrial Warehouse | 2025-12-31 | 2025-12-17 | 0
6100K024 | 3L - 908321124 : SWGR,SMART RMU OD,3LBS,13.8 KV,400 | sRMU | ROH | DF240612102 | Pre insulated terminal O-type HRV2-5S (BLUE) | 1535 | 1535 | 0 | 6100K013 | 1-1-1-1 | inventory | 2025-10-28 | DFE-LV |  | JB01-Jubail Industrial Warehouse | 2025-12-31 | 2025-12-17 | 0
6100K024 | 3L - 908321124 : SWGR,SMART RMU OD,3LBS,13.8 KV,400 | sRMU | ROH | DF240612104 | Pre insulated terminal O-type HRV2-10 (BLUE) | 2763 | 1838 | 925 | 6100K013 | PLT2-1-1-K013_SEP | inventory | 2025-10-28 | DFE-LV |  | JB01-Jubail Industrial Warehouse | 2025-12-31 | 2025-12-17 | 0
6100K024 | 3L - 908321124 : SWGR,SMART RMU OD,3LBS,13.8 KV,400 | sRMU | ROH | DF240612104 | Pre insulated terminal O-type HRV2-10 (BLUE) | 925 | 925 | 0 | 6100K013 | 1-1-1-1 | inventory | 2025-10-28 | DFE-LV |  | JB01-Jubail Industrial Warehouse | 2025-12-31 | 2025-12-17 | 0
6100K024 | 3L - 908321124 : SWGR,SMART RMU OD,3LBS,13.8 KV,400 | sRMU | ROH | DF240612105 | Pre insulated terminal O-type HRV5.5-6 (YELLOW) | 3070 | 2844 | 226 | 6100K013 | 1-1-1-1 | inventory | 2025-10-28 | DFE-LV |  | JB01-Jubail Industrial Warehouse | 2025-12-31 | 2025-12-17 | 0
6100K024 | 3L - 908321124 : SWGR,SMART RMU OD,3LBS,13.8 KV,400 | sRMU | ROH | DF240612105 | Pre insulated terminal O-type HRV5.5-6 (YELLOW) | 226 | 226 | 0 | 6100K013 | BOX5-1-1-K013_SEP | inventory | 2025-10-28 | DFE-LV |  | JB01-Jubail Industrial Warehouse | 2025-12-31 | 2025-12-17 | 0
6100K024 | 3L - 908321124 : SWGR,SMART RMU OD,3LBS,13.8 KV,400 | sRMU | ROH | DF240612106 | Pre insulated terminal O-type HRV3.5-5S (BARE COPPER) | 1228 | 960 | 268 | free_stock | 1-1-1-1 | inventory | 2025-10-28 | DFE-LV |  | JB01-Jubail Industrial Warehouse | 2025-12-31 | 2025-12-17 | 0
6100K024 | 3L - 908321124 : SWGR,SMART RMU OD,3LBS,13.8 KV,400 | sRMU | ROH | DF240612106 | Pre insulated terminal O-type HRV3.5-5S (BARE COPPER) | 268 | 268 | 0 | 6100K013 | 1-1-1-1 | inventory | 2025-10-28 | DFE-LV |  | JB01-Jubail Industrial Warehouse | 2025-12-31 | 2025-12-17 | 0
6100K024 | 3L - 908321124 : SWGR,SMART RMU OD,3LBS,13.8 KV,400 | sRMU | ROH | DF240612107 | Pre insulated terminal O-type HRV1.25-6 (BLUE) | 3684 | 2820 | 864 | 6100K013 | BOX12-1-1-K013_SEP | inventory | 2025-10-28 | DFE-LV |  | JB01-Jubail Industrial Warehouse | 2025-12-31 | 2025-12-17 | 0
6100K024 | 3L - 908321124 : SWGR,SMART RMU OD,3LBS,13.8 KV,400 | sRMU | ROH | DF240612107 | Pre insulated terminal O-type HRV1.25-6 (BLUE) | 864 | 864 | 0 | 6100K013 | BOX5-1-1-K013_SEP | inventory | 2025-10-28 | DFE-LV |  | JB01-Jubail Industrial Warehouse | 2025-12-31 | 2025-12-17 | 0
6100K024 | 3L - 908321124 : SWGR,SMART RMU OD,3LBS,13.8 KV,400 | sRMU | ROH | DF240612109 | Pre insulated terminal O-type HRV1.25-8 (RED) | 1860 | 1860 | 0 | 6100K013 | 1-1-1-1 | inventory | 2025-10-28 | DFE - Gas Tank |  | JB01-Jubail Industrial Warehouse | 2025-12-31 | 2025-12-17 | 0
6100K024 | 3L - 908321124 : SWGR,SMART RMU OD,3LBS,13.8 KV,400 | sRMU | ROH | DF240612110 | Pre insulated terminal U-type HSV2-4S(BLUE) | 7675 | 6073 | 1602 | 6100K013 | 1-1-1-1 | inventory | 2025-10-28 | DFE-LV |  | JB01-Jubail Industrial Warehouse | 2025-12-31 | 2025-12-17 | 0
6100K024 | 3L - 908321124 : SWGR,SMART RMU OD,3LBS,13.8 KV,400 | sRMU | ROH | DF240612110 | Pre insulated terminal U-type HSV2-4S(BLUE) | 1602 | 1545 | 57 | 6100K013 | BOX5-1-1-K013_SEP | inventory | 2025-10-28 | DFE-LV |  | JB01-Jubail Industrial Warehouse | 2025-12-31 | 2025-12-17 | 0
6100K024 | 3L - 908321124 : SWGR,SMART RMU OD,3LBS,13.8 KV,400 | sRMU | ROH | DF240612110 | Pre insulated terminal U-type HSV2-4S(BLUE) | 57 | 57 | 0 | 6100KDP02 | BOX1-1-1-K013_SEP | inventory | 2025-10-28 | DFE-LV |  | JB01-Jubail Industrial Warehouse | 2025-12-31 | 2025-12-17 | 0
6100K024 | 3L - 908321124 : SWGR,SMART RMU OD,3LBS,13.8 KV,400 | sRMU | ROH | DF240612111 | Pre insulated terminal U-type HSV3.5-3.2S(BLACK) | 1228 | 1228 | 0 | 6100K013 | 1-1-1-1 | inventory | 2025-10-28 | DFE-LV |  | JB01-Jubail Industrial Warehouse | 2025-12-31 | 2025-12-17 | 0
6100K024 | 3L - 908321124 : SWGR,SMART RMU OD,3LBS,13.8 KV,400 | sRMU | ROH | DF240612116 | Pre insulated terminal tube type HE2510 (BLUE) | 614 | 614 | 0 | 6100KDP02 | BOX1-1-1-K013_SEP | inventory | 2025-10-28 | DFE-LV |  | JB01-Jubail Industrial Warehouse | 2025-12-31 | 2025-12-17 | 0
6100K024 | 3L - 908321124 : SWGR,SMART RMU OD,3LBS,13.8 KV,400 | sRMU | ROH | DF240612117 | Pre insulated terminal tube type HE0510 (RED) | 614 | 614 | 0 | 6100K013 | PLT2-1-1-K013_SEP | inventory | 2025-10-28 | DFE-LV |  | JB01-Jubail Industrial Warehouse | 2025-12-31 | 2025-12-17 | 0
6100K024 | 3L - 908321124 : SWGR,SMART RMU OD,3LBS,13.8 KV,400 | sRMU | ROH | DF240612119 | Pre insulated terminal tube type HE4009 (BLACK) | 614 | 506 | 108 | 6100K013 | 1-1-1-1 | inventory | 2025-10-28 | DFE-LV |  | JB01-Jubail Industrial Warehouse | 2025-12-31 | 2025-12-17 | 0
6100K024 | 3L - 908321124 : SWGR,SMART RMU OD,3LBS,13.8 KV,400 | sRMU | ROH | DF240612119 | Pre insulated terminal tube type HE4009 (BLACK) | 108 | 108 | 0 | 6100K013 | PLT2-1-1-K013_SEP | inventory | 2025-10-28 | DFE-LV |  | JB01-Jubail Industrial Warehouse | 2025-12-31 | 2025-12-17 | 0
6100K024 | 3L - 908321124 : SWGR,SMART RMU OD,3LBS,13.8 KV,400 | sRMU | ROH | DF240612121 | Cold pressed terminal tube type VE1510 (RED) | 11359 | 11359 | 0 | 6100K013 | 1-1-1-1 | inventory | 2025-10-28 | DFE-LV |  | JB01-Jubail Industrial Warehouse | 2025-12-31 | 2025-12-17 | 0
6100K024 | 3L - 908321124 : SWGR,SMART RMU OD,3LBS,13.8 KV,400 | sRMU | ROH | DF240612124 | Cold pressed terminal U-shaped SV1.25-4 (RED) | 27630 | 27630 | 0 | 6100K013 | PLT2-1-1-K013_SEP | inventory | 2025-10-28 | DFE-LV |  | JB01-Jubail Industrial Warehouse | 2025-12-31 | 2025-12-17 | 0
6100K024 | 3L - 908321124 : SWGR,SMART RMU OD,3LBS,13.8 KV,400 | sRMU | ROH | DF240612126 | Cold pressed terminal strip type DBV1.25-10 (RED) | 7675 | 7675 | 0 | 6100K013 | 1-1-1-1 | inventory | 2025-10-28 | DFE-LV |  | JB01-Jubail Industrial Warehouse | 2025-12-31 | 2025-12-17 | 0
6100K024 | 3L - 908321124 : SWGR,SMART RMU OD,3LBS,13.8 KV,400 | sRMU | ROH | DF240612127 | Cold pressed terminal plug-in type FRD1.25-156 (RED) | 614 | 614 | 0 | 6100K013 | BOX12-1-1-K013_SEP | inventory | 2025-10-28 | DFE-LV |  | JB01-Jubail Industrial Warehouse | 2025-12-31 | 2025-12-17 | 0
6100K024 | 3L - 908321124 : SWGR,SMART RMU OD,3LBS,13.8 KV,400 | sRMU | ROH | DF240612128 | Cold pressed terminal plug-in type MPD1.25-156 (RED) | 614 | 614 | 0 | 6100K013 | PLT2-1-1-K013_SEP | inventory | 2025-10-28 | DFE-LV |  | JB01-Jubail Industrial Warehouse | 2025-12-31 | 2025-12-17 | 0
6100K024 | 3L - 908321124 : SWGR,SMART RMU OD,3LBS,13.8 KV,400 | sRMU | ROH | DF240907003 | Soft connection (YTZ-(X)-35/8-12) | 465 | 76 | 389 | 6100KDP02 | BOX42-1-1-K013_SEP | consumption | 2025-10-13 | DFE - Gas Tank |  | JB01-Jubail Industrial Warehouse | 2025-12-31 | 2025-12-17 | 0 | [5 empty] | Project Transfer | 8080831
6100K024 | 3L - 908321124 : SWGR,SMART RMU OD,3LBS,13.8 KV,400 | sRMU | ROH | DF240907003 | Soft connection (YTZ-(X)-35/8-12) | 389 | 389 | 0 | 6100K013 | 1-1-1-1 | consumption | 2025-09-21 | DFE - Gas Tank |  | JB01-Jubail Industrial Warehouse | 2025-12-31 | 2025-12-17 | 0 | [5 empty] | Work in Process Material Issue | 7452559
6100K024 | 3L - 908321124 : SWGR,SMART RMU OD,3LBS,13.8 KV,400 | sRMU | ROH | DF240907005 | Flat Washer φ3 | 1842 | 480 | 1362 | 6100K007 | R58-A-1-K11B_SEP | consumption | 2025-10-13 | DFE-LV |  | JB01-Jubail Industrial Warehouse | 2025-12-31 | 2025-12-17 | 0 | [5 empty] | Work in Process Pick | 8079383
6100K024 | 3L - 908321124 : SWGR,SMART RMU OD,3LBS,13.8 KV,400 | sRMU | ROH | DF240907005 | Flat Washer φ3 | 1362 | 1362 | 0 | 6100K013 | 1-1-1-1 | consumption | 2025-10-16 | DFE-LV |  | JB01-Jubail Industrial Warehouse | 2025-12-31 | 2025-12-17 | 0 | [5 empty] | Work in Process Pick | 8151113
6100K024 | 3L - 908321124 : SWGR,SMART RMU OD,3LBS,13.8 KV,400 | sRMU | ROH | DF240907006 | Self-locking Nut M3 | 1842 | 1372 | 470 | 6100K013 | 1-1-1-1 | consumption | 2025-10-16 | DFE-LV |  | JB01-Jubail Industrial Warehouse | 2025-12-31 | 2025-12-17 | 0 | [5 empty] | Work in Process Pick | 8151116
6100K024 | 3L - 908321124 : SWGR,SMART RMU OD,3LBS,13.8 KV,400 | sRMU | ROH | DF240907006 | Self-locking Nut M3 | 470 | 470 | 0 | 6100K013 | 1-1-1-1 | consumption | 2025-09-17 | DFE-LV |  | JB01-Jubail Industrial Warehouse | 2025-12-31 | 2025-12-17 | 0 | [5 empty] | Work in Process Material Issue | 7370420
6100K024 | 3L - 908321124 : SWGR,SMART RMU OD,3LBS,13.8 KV,400 | sRMU | ROH | DF240907101 | Pre insulated terminal O-type red HRV1.25-5 (Red) | 1860 | 1860 | 0 | 6100K013 | 1-1-1-1 | inventory | 2025-10-28 | DFE - Gas Tank |  | JB01-Jubail Industrial Warehouse | 2025-12-31 | 2025-12-17 | 0
6100K024 | 3L - 908321124 : SWGR,SMART RMU OD,3LBS,13.8 KV,400 | sRMU | ROH | DF240929001 | Paste | 1.55 | 1.55 | 0 | 6100K013 | BOX92-1-1-K013_SEP | inventory | 2025-10-28 | DFE - Gas Tank |  | JB01-Jubail Industrial Warehouse | 2025-12-31 | 2025-12-17 | 0
6100K024 | 3L - 908321124 : SWGR,SMART RMU OD,3LBS,13.8 KV,400 | sRMU | ROH | DF241115001 | Self-locking Nut M8 | 2015 | 2015 | 0 | 6100K013 | 1-1-1-1 | consumption | 2025-09-21 | DFE - Gas Tank |  | JB01-Jubail Industrial Warehouse | 2025-12-31 | 2025-12-17 | 0 | [5 empty] | Work in Process Material Issue | 7452550
6100K024 | 3L - 908321124 : SWGR,SMART RMU OD,3LBS,13.8 KV,400 | sRMU | ROH | DF241115002 | Hexagonal head combination bolt M10*25 | 1395 | 228 | 1167 | 6100KDP02 | BOX42-1-1-K013_SEP | consumption | 2025-10-13 | DFE - Gas Tank |  | JB01-Jubail Industrial Warehouse | 2025-12-31 | 2025-12-17 | 0 | [5 empty] | Project Transfer | 8080771
6100K024 | 3L - 908321124 : SWGR,SMART RMU OD,3LBS,13.8 KV,400 | sRMU | ROH | DF241115002 | Hexagonal head combination bolt M10*25 | 1167 | 1167 | 0 | 6100K013 | 1-1-1-1 | consumption | 2025-09-21 | DFE - Gas Tank |  | JB01-Jubail Industrial Warehouse | 2025-12-31 | 2025-12-17 | 0 | [5 empty] | Work in Process Material Issue | 7452548
6100K024 | 3L - 908321124 : SWGR,SMART RMU OD,3LBS,13.8 KV,400 | sRMU | ROH | DF241115003 | Hex Bolt M10*25 | 465 | 315 | 150 | 6100K013 | BOX42-1-1-K013_SEP | inventory | 2025-10-28 | DFE - Gas Tank |  | JB01-Jubail Industrial Warehouse | 2025-12-31 | 2025-12-17 | 0
6100K024 | 3L - 908321124 : SWGR,SMART RMU OD,3LBS,13.8 KV,400 | sRMU | ROH | DF241115003 | Hex Bolt M10*25 | 150 | 150 | 0 | 6100K013 | 1-1-1-1 | inventory | 2025-10-28 | DFE - Gas Tank |  | JB01-Jubail Industrial Warehouse | 2025-12-31 | 2025-12-17 | 0
6100K024 | 3L - 908321124 : SWGR,SMART RMU OD,3LBS,13.8 KV,400 | sRMU | ROH | DF241118001 | Data acquisition module (LP-204) | 307 | 110 | 197 | 6100K013 | NEW.FLR-1-1-K013_SEP | inventory | 2025-10-28 | DFE-LV |  | JB01-Jubail Industrial Warehouse | 2025-12-31 | 2025-12-17 | 0
6100K024 | 3L - 908321124 : SWGR,SMART RMU OD,3LBS,13.8 KV,400 | sRMU | ROH | DF241118001 | Data acquisition module (LP-204) | 197 | 45 | 152 | 6100K013 | R62-B-1-K013_SEP | inventory | 2025-10-28 | DFE-LV |  | JB01-Jubail Industrial Warehouse | 2025-12-31 | 2025-12-17 | 0
6100K024 | 3L - 908321124 : SWGR,SMART RMU OD,3LBS,13.8 KV,400 | sRMU | ROH | DF241118001 | Data acquisition module (LP-204) | 152 | 42 | 110 | 6100K015 | 1-1-1-1 | inventory | 2025-10-28 | DFE-LV |  | JB01-Jubail Industrial Warehouse | 2025-12-31 | 2025-12-17 | 0
6100K024 | 3L - 908321124 : SWGR,SMART RMU OD,3LBS,13.8 KV,400 | sRMU | ROH | DF241118001 | Data acquisition module (LP-204) | 110 | 31 | 79 | 6100K013 | 1-1-1-1 | inventory | 2025-10-28 | DFE-LV |  | JB01-Jubail Industrial Warehouse | 2025-12-31 | 2025-12-17 | 0
6100K024 | 3L - 908321124 : SWGR,SMART RMU OD,3LBS,13.8 KV,400 | sRMU | ROH | DF241118001 | Data acquisition module (LP-204) | 79 | 79 | 0 | 6100K013 | 1-1-1-1 | consumption | 2025-09-15 | DFE-LV |  | JB01-Jubail Industrial Warehouse | 2025-12-31 | 2025-12-17 | 0 | [5 empty] | Work in Process Material Issue | 7323478
6100K024 | 3L - 908321124 : SWGR,SMART RMU OD,3LBS,13.8 KV,400 | sRMU | ROH | DF241118002 | Close button indicator light | 921 | 189 | 732 | 6100K013 | R61-J-1-K013_SEP | inventory | 2025-10-28 | DFE-LV |  | JB01-Jubail Industrial Warehouse | 2025-12-31 | 2025-12-17 | 0
6100K024 | 3L - 908321124 : SWGR,SMART RMU OD,3LBS,13.8 KV,400 | sRMU | ROH | DF241118002 | Close button indicator light | 732 | 720 | 12 | 6100K013 | 1-1-1-1 | consumption | 2025-09-15 | DFE-LV |  | JB01-Jubail Industrial Warehouse | 2025-12-31 | 2025-12-17 | 0 | [5 empty] | Work in Process Material Issue | 7323479
6100K024 | 3L - 908321124 : SWGR,SMART RMU OD,3LBS,13.8 KV,400 | sRMU | ROH | DF241118002 | Close button indicator light | 12 | 12 | 0 | 6100K013 | 1-1-1-1 | consumption | 2025-09-18 | DFE-LV |  | JB01-Jubail Industrial Warehouse | 2025-12-31 | 2025-12-17 | 0 | [5 empty] | Work in Process Material Issue | 7402126
6100K024 | 3L - 908321124 : SWGR,SMART RMU OD,3LBS,13.8 KV,400 | sRMU | ROH | DF241118003 | Open button indicator light | 921 | 189 | 732 | 6100K013 | R61-J-1-K013_SEP | inventory | 2025-10-28 | DFE-LV |  | JB01-Jubail Industrial Warehouse | 2025-12-31 | 2025-12-17 | 0
6100K024 | 3L - 908321124 : SWGR,SMART RMU OD,3LBS,13.8 KV,400 | sRMU | ROH | DF241118003 | Open button indicator light | 732 | 720 | 12 | 6100K013 | 1-1-1-1 | consumption | 2025-09-15 | DFE-LV |  | JB01-Jubail Industrial Warehouse | 2025-12-31 | 2025-12-17 | 0 | [5 empty] | Work in Process Material Issue | 7323480
6100K024 | 3L - 908321124 : SWGR,SMART RMU OD,3LBS,13.8 KV,400 | sRMU | ROH | DF241118003 | Open button indicator light | 12 | 12 | 0 | 6100K013 | 1-1-1-1 | consumption | 2025-09-18 | DFE-LV |  | JB01-Jubail Industrial Warehouse | 2025-12-31 | 2025-12-17 | 0 | [5 empty] | Work in Process Material Issue | 7402127
6100K024 | 3L - 908321124 : SWGR,SMART RMU OD,3LBS,13.8 KV,400 | sRMU | ROH | DF241118004 | Low pressure warning indicator light;Yellow | 1228 | 708 | 520 | 6100K013 | 1-1-1-1 | consumption | 2025-09-18 | DFE-LV |  | JB01-Jubail Industrial Warehouse | 2025-12-31 | 2025-12-17 | 0 | [5 empty] | Work in Process Material Issue | 7402130
6100K024 | 3L - 908321124 : SWGR,SMART RMU OD,3LBS,13.8 KV,400 | sRMU | ROH | DF241118004 | Low pressure warning indicator light;Yellow | 520 | 30 | 490 | 6100KDP02 | PO-SEP-6055-[156] | GR_in_process | 2025-11-10 | DFE-LV |  | JB01-Jubail Industrial Warehouse | 2025-12-31 | 2025-12-17 | 0 | Dongfang Electronics International Engineering Co. Ltd | 6100KDP02 // 2L2T SRMU LV Compartment Purchase Parts from DFE for 30 Units | 30 | 20-08-2025 | 20-08-2025 |  |  | PO-6055/DF250812-30-SEP Yantai
6100K024 | 3L - 908321124 : SWGR,SMART RMU OD,3LBS,13.8 KV,400 | sRMU | ROH | DF241118005 | Low pressure lockout indicator light;Red | 307 | 28 | 279 | 6100K013 | R61-O-1-K013_SEP | inventory | 2025-10-28 | DFE-LV |  | JB01-Jubail Industrial Warehouse | 2025-12-31 | 2025-12-17 | 0
6100K024 | 3L - 908321124 : SWGR,SMART RMU OD,3LBS,13.8 KV,400 | sRMU | ROH | DF241118005 | Low pressure lockout indicator light;Red | 279 | 240 | 39 | 6100K013 | 1-1-1-1 | consumption | 2025-09-15 | DFE-LV |  | JB01-Jubail Industrial Warehouse | 2025-12-31 | 2025-12-17 | 0 | [5 empty] | Work in Process Material Issue | 7323484
6100K024 | 3L - 908321124 : SWGR,SMART RMU OD,3LBS,13.8 KV,400 | sRMU | ROH | DF241118005 | Low pressure lockout indicator light;Red | 39 | 39 | 0 | 6100K013 | 1-1-1-1 | consumption | 2025-09-18 | DFE-LV |  | JB01-Jubail Industrial Warehouse | 2025-12-31 | 2025-12-17 | 0 | [5 empty] | Work in Process Material Issue | 7402131
6100K024 | 3L - 908321124 : SWGR,SMART RMU OD,3LBS,13.8 KV,400 | sRMU | ROH | DF241118007 | Unlock the locking knob | 921 | 416 | 505 | 6100K013 | R17-B-1-K013_SEP | inventory | 2025-10-28 | DFE-LV |  | JB01-Jubail Industrial Warehouse | 2025-12-31 | 2025-12-17 | 0
6100K024 | 3L - 908321124 : SWGR,SMART RMU OD,3LBS,13.8 KV,400 | sRMU | ROH | DF241118007 | Unlock the locking knob | 505 | 293 | 212 | 6100K013 | R17-S-1-K013_SEP | inventory | 2025-10-28 | DFE-LV |  | JB01-Jubail Industrial Warehouse | 2025-12-31 | 2025-12-17 | 0
6100K024 | 3L - 908321124 : SWGR,SMART RMU OD,3LBS,13.8 KV,400 | sRMU | ROH | DF241118007 | Unlock the locking knob | 212 | 80 | 132 | 6100K013 | NEW.FLR-1-1-K013_SEP | inventory | 2025-10-28 | DFE-LV |  | JB01-Jubail Industrial Warehouse | 2025-12-31 | 2025-12-17 | 0
6100K024 | 3L - 908321124 : SWGR,SMART RMU OD,3LBS,13.8 KV,400 | sRMU | ROH | DF241118007 | Unlock the locking knob | 132 | 132 | 0 | 6100K013 | 1-1-1-1 | consumption | 2025-09-15 | DFE-LV |  | JB01-Jubail Industrial Warehouse | 2025-12-31 | 2025-12-17 | 0 | [5 empty] | Work in Process Material Issue | 7323481
6100K024 | 3L - 908321124 : SWGR,SMART RMU OD,3LBS,13.8 KV,400 | sRMU | ROH | DF241118008 | transfer switch | 307 | 28 | 279 | 6100K013 | R61-J-1-K013_SEP | inventory | 2025-10-28 | DFE-LV |  | JB01-Jubail Industrial Warehouse | 2025-12-31 | 2025-12-17 | 0
6100K024 | 3L - 908321124 : SWGR,SMART RMU OD,3LBS,13.8 KV,400 | sRMU | ROH | DF241118008 | transfer switch | 279 | 240 | 39 | 6100K013 | 1-1-1-1 | consumption | 2025-09-15 | DFE-LV |  | JB01-Jubail Industrial Warehouse | 2025-12-31 | 2025-12-17 | 0 | [5 empty] | Work in Process Material Issue | 7323482
6100K024 | 3L - 908321124 : SWGR,SMART RMU OD,3LBS,13.8 KV,400 | sRMU | ROH | DF241118008 | transfer switch | 39 | 39 | 0 | 6100K013 | 1-1-1-1 | consumption | 2025-09-18 | DFE-LV |  | JB01-Jubail Industrial Warehouse | 2025-12-31 | 2025-12-17 | 0 | [5 empty] | Work in Process Material Issue | 7402129
6100K024 | 3L - 908321124 : SWGR,SMART RMU OD,3LBS,13.8 KV,400 | sRMU | ROH | DF241118009 | Test Socket NTC1-332AS6h/250V | 307 | 83 | 224 | 6100K013 | R17-I-1-K013_SEP | inventory | 2025-10-28 | DFE-LV |  | JB01-Jubail Industrial Warehouse | 2025-12-31 | 2025-12-17 | 0
6100K024 | 3L - 908321124 : SWGR,SMART RMU OD,3LBS,13.8 KV,400 | sRMU | ROH | DF241118009 | Test Socket NTC1-332AS6h/250V | 224 | 45 | 179 | 6100K013 | R61-O-1-K013_SEP | inventory | 2025-10-28 | DFE-LV |  | JB01-Jubail Industrial Warehouse | 2025-12-31 | 2025-12-17 | 0
6100K024 | 3L - 908321124 : SWGR,SMART RMU OD,3LBS,13.8 KV,400 | sRMU | ROH | DF241118009 | Test Socket NTC1-332AS6h/250V | 179 | 179 | 0 | 6100K013 | 1-1-1-1 | consumption | 2025-09-15 | DFE-LV |  | JB01-Jubail Industrial Warehouse | 2025-12-31 | 2025-12-17 | 0 | [5 empty] | Work in Process Material Issue | 7323485
6100K024 | 3L - 908321124 : SWGR,SMART RMU OD,3LBS,13.8 KV,400 | sRMU | ROH | DF241118100 | Welded Stud M8*25 | 930 | 918 | 12 | 6100KDP02 | BOX42-1-1-K013_SEP | consumption | 2025-10-13 | DFE - Gas Tank |  | JB01-Jubail Industrial Warehouse | 2025-12-31 | 2025-12-17 | 0 | [5 empty] | Project Transfer | 8080417
6100K024 | 3L - 908321124 : SWGR,SMART RMU OD,3LBS,13.8 KV,400 | sRMU | ROH | DF241118100 | Welded Stud M8*25 | 12 | 12 | 0 | 6100K013 | 1-1-1-1 | consumption | 2025-09-14 | DFE - Gas Tank |  | JB01-Jubail Industrial Warehouse | 2025-12-31 | 2025-12-17 | 0 | [5 empty] | Work in Process Material Issue | 7272407
6100K024 | 3L - 908321124 : SWGR,SMART RMU OD,3LBS,13.8 KV,400 | sRMU | ROH | DF241126001 | Wire harness (Red)BVR-1.5mm² | 3070 | 3070 | 0 | 6100K013 | NEW.FLR-1-1-K013_SEP | inventory | 2025-10-28 | DFE-LV |  | JB01-Jubail Industrial Warehouse | 2025-12-31 | 2025-12-17 | 0
6100K024 | 3L - 908321124 : SWGR,SMART RMU OD,3LBS,13.8 KV,400 | sRMU | ROH | DF241126002 | Wire harness (Yellow)BVR-1.5mm² | 3070 | 3070 | 0 | 6100K013 | NEW.FLR-1-1-K013_SEP | inventory | 2025-10-28 | DFE-LV |  | JB01-Jubail Industrial Warehouse | 2025-12-31 | 2025-12-17 | 0
6100K024 | 3L - 908321124 : SWGR,SMART RMU OD,3LBS,13.8 KV,400 | sRMU | ROH | DF241126003 | Wire harness (Blue)BVR-1.5mm² | 24560 | 15818 | 8742 | 6100K013 | R57-H-1-K013_SEP | inventory | 2025-10-28 | DFE-LV |  | JB01-Jubail Industrial Warehouse | 2025-12-31 | 2025-12-17 | 0
6100K024 | 3L - 908321124 : SWGR,SMART RMU OD,3LBS,13.8 KV,400 | sRMU | ROH | DF241126003 | Wire harness (Blue)BVR-1.5mm² | 8742 | 5880 | 2862 | 6100K013 | NEW.FLR-1-1-K013_SEP | inventory | 2025-10-28 | DFE-LV |  | JB01-Jubail Industrial Warehouse | 2025-12-31 | 2025-12-17 | 0
6100K024 | 3L - 908321124 : SWGR,SMART RMU OD,3LBS,13.8 KV,400 | sRMU | ROH | DF241126003 | Wire harness (Blue)BVR-1.5mm² | 2862 | 2862 | 0 | 6100K013 | R19-A-1-K013_SEP | inventory | 2025-10-28 | DFE-LV |  | JB01-Jubail Industrial Warehouse | 2025-12-31 | 2025-12-17 | 0
6100K024 | 3L - 908321124 : SWGR,SMART RMU OD,3LBS,13.8 KV,400 | sRMU | ROH | DF241126004 | Wire harness (grey)BVR-1.5mm² | 92100 | 78000 | 14100 | 6100K013 | R17-J-1-K013_SEP | inventory | 2025-10-28 | DFE-LV |  | JB01-Jubail Industrial Warehouse | 2025-12-31 | 2025-12-17 | 0
6100K024 | 3L - 908321124 : SWGR,SMART RMU OD,3LBS,13.8 KV,400 | sRMU | ROH | DF241126004 | Wire harness (grey)BVR-1.5mm² | 14100 | 14100 | 0 | 6100K013 | R57-Q-1-1 | inventory | 2025-10-28 | DFE-LV |  | JB01-Jubail Industrial Warehouse | 2025-12-31 | 2025-12-17 | 0
6100K024 | 3L - 908321124 : SWGR,SMART RMU OD,3LBS,13.8 KV,400 | sRMU | ROH | DF241126005 | Wire harness (Red)BVR-2.5mm² | 1842 | 1842 | 0 | 6100K013 | 1-1-1-1 | inventory | 2025-10-28 | DFE-LV |  | JB01-Jubail Industrial Warehouse | 2025-12-31 | 2025-12-17 | 0
6100K024 | 3L - 908321124 : SWGR,SMART RMU OD,3LBS,13.8 KV,400 | sRMU | ROH | DF241126008 | Wire harness (grey)BVR-2.5mm² | 9824 | 6125 | 3699 | 6100K013 | 1-1-1-1 | inventory | 2025-10-28 | DFE-LV |  | JB01-Jubail Industrial Warehouse | 2025-12-31 | 2025-12-17 | 0
6100K024 | 3L - 908321124 : SWGR,SMART RMU OD,3LBS,13.8 KV,400 | sRMU | ROH | DF241126008 | Wire harness (grey)BVR-2.5mm² | 3699 | 3699 | 0 | 6100K013 | R67-B-1-K013_SEP | inventory | 2025-10-28 | DFE-LV |  | JB01-Jubail Industrial Warehouse | 2025-12-31 | 2025-12-17 | 0
6100K024 | 3L - 908321124 : SWGR,SMART RMU OD,3LBS,13.8 KV,400 | sRMU | ROH | DF241126009 | Wire harness (Red)BVR-4.0mm² | 1535 | 1535 | 0 | 6100K013 | R67-B-1-K013_SEP | inventory | 2025-10-28 | DFE-LV |  | JB01-Jubail Industrial Warehouse | 2025-12-31 | 2025-12-17 | 0
6100K024 | 3L - 908321124 : SWGR,SMART RMU OD,3LBS,13.8 KV,400 | sRMU | ROH | DF241126010 | communication line | 921 | 921 | 0 | 6100K013 | 1-1-1-1 | inventory | 2025-10-28 | DFE-LV |  | JB01-Jubail Industrial Warehouse | 2025-12-31 | 2025-12-17 | 0
6100K024 | 3L - 908321124 : SWGR,SMART RMU OD,3LBS,13.8 KV,400 | sRMU | ROH | DF241126013 | Tie strap (black) 5*200 | 7675 | 2425 | 5250 | free_stock | R58-R-1-K12B_SEP | inventory | 2025-10-28 | DFE-LV |  | JB01-Jubail Industrial Warehouse | 2025-12-31 | 2025-12-17 | 0
6100K024 | 3L - 908321124 : SWGR,SMART RMU OD,3LBS,13.8 KV,400 | sRMU | ROH | DF241126013 | Tie strap (black) 5*200 | 5250 | 2400 | 2850 | 6100K011A | R59-J-1-MVBM_SEP | inventory | 2025-10-28 | DFE-LV |  | JB01-Jubail Industrial Warehouse | 2025-12-31 | 2025-12-17 | 0
6100K024 | 3L - 908321124 : SWGR,SMART RMU OD,3LBS,13.8 KV,400 | sRMU | ROH | DF241126013 | Tie strap (black) 5*200 | 2850 | 1775 | 1075 | 6100K012B | 1-1-1-1 | inventory | 2025-10-28 | DFE-LV |  | JB01-Jubail Industrial Warehouse | 2025-12-31 | 2025-12-17 | 0
6100K024 | 3L - 908321124 : SWGR,SMART RMU OD,3LBS,13.8 KV,400 | sRMU | ROH | DF241126013 | Tie strap (black) 5*200 | 1075 | 1075 | 0 | 6100K013 | PLT2-1-1-K013_SEP | inventory | 2025-10-28 | DFE-LV |  | JB01-Jubail Industrial Warehouse | 2025-12-31 | 2025-12-17 | 0
6100K024 | 3L - 908321124 : SWGR,SMART RMU OD,3LBS,13.8 KV,400 | sRMU | ROH | DF241126016 | UK2.5B Center Connection Bar (3 connections)FBI 10-3(0203250) | 307 | 278 | 29 | 6100K013 | 1-1-1-1 | consumption | 2025-09-15 | DFE-LV |  | JB01-Jubail Industrial Warehouse | 2025-12-31 | 2025-12-17 | 0 | [5 empty] | Work in Process Material Issue | 7323491
6100K024 | 3L - 908321124 : SWGR,SMART RMU OD,3LBS,13.8 KV,400 | sRMU | ROH | DF241126016 | UK2.5B Center Connection Bar (3 connections)FBI 10-3(0203250) | 29 | 29 | 0 | 6100K013 | 1-1-1-1 | consumption | 2025-09-18 | DFE-LV |  | JB01-Jubail Industrial Warehouse | 2025-12-31 | 2025-12-17 | 0 | [5 empty] | Work in Process Material Issue | 7402138
6100K024 | 3L - 908321124 : SWGR,SMART RMU OD,3LBS,13.8 KV,400 | sRMU | ROH | DF241126017 | UK2.5B Center Connection Bar (5 connections)FBI 10-5(0203250) | 307 | 228 | 79 | 6100K013 | 1-1-1-1 | consumption | 2025-09-15 | DFE-LV |  | JB01-Jubail Industrial Warehouse | 2025-12-31 | 2025-12-17 | 0 | [5 empty] | Work in Process Material Issue | 7323492
6100K024 | 3L - 908321124 : SWGR,SMART RMU OD,3LBS,13.8 KV,400 | sRMU | ROH | DF241126017 | UK2.5B Center Connection Bar (5 connections)FBI 10-5(0203250) | 79 | 79 | 0 | 6100K013 | 1-1-1-1 | consumption | 2025-09-18 | DFE-LV |  | JB01-Jubail Industrial Warehouse | 2025-12-31 | 2025-12-17 | 0 | [5 empty] | Work in Process Material Issue | 7402139
6100K024 | 3L - 908321124 : SWGR,SMART RMU OD,3LBS,13.8 KV,400 | sRMU | ROH | DF241126019 | 1.0 White Wire Gauge Tube 1.0mm² | 45.6 | 45.6 | 0 | 6100K013 | R19-S-1-K013_SEP | inventory | 2025-10-28 | DFE-LV |  | JB01-Jubail Industrial Warehouse | 2025-12-31 | 2025-12-17 | 0
6100K024 | 3L - 908321124 : SWGR,SMART RMU OD,3LBS,13.8 KV,400 | sRMU | ROH | DF241126020 | 1.5 White Wire Gauge Tube 1.5mm² | 1672 | 1672 | 0 | 6100K013 | R20-B-1-K013_SEP | inventory | 2025-10-28 | DFE-LV |  | JB01-Jubail Industrial Warehouse | 2025-12-31 | 2025-12-17 | 0
6100K024 | 3L - 908321124 : SWGR,SMART RMU OD,3LBS,13.8 KV,400 | sRMU | ROH | DF241126021 | 2.5 White Wire Gauge Tube 2.5mm² | 228 | 228 | 0 | 6100K013 | R19-S-1-K013_SEP | inventory | 2025-10-28 | DFE-LV |  | JB01-Jubail Industrial Warehouse | 2025-12-31 | 2025-12-17 | 0
6100K024 | 3L - 908321124 : SWGR,SMART RMU OD,3LBS,13.8 KV,400 | sRMU | ROH | DF241126022 | 4.0 White Wire Gauge Tube 4.0mm² | 53.2 | 53.2 | 0 | 6100KDP02 | PO-SEP-6055-[130] | GR_in_process | 2025-11-10 | DFE-LV |  | JB01-Jubail Industrial Warehouse | 2025-12-31 | 2025-12-17 | 0 | Dongfang Electronics International Engineering Co. Ltd | 6100KDP02 // 2L2T SRMU LV Compartment Purchase Parts from DFE for 30 Units | 76800 | 20-08-2025 | 20-08-2025 |  |  | PO-6055/DF250813-30-SEP Xiamen
6100K024 | 3L - 908321124 : SWGR,SMART RMU OD,3LBS,13.8 KV,400 | sRMU | ROH | DF241126023 | 1.5 Red Wire Gauge Tube 1.5mm² | 46.05 | 46.05 | 0 | 6100K013 | R20-B-1-K013_SEP | inventory | 2025-10-28 | DFE-LV |  | JB01-Jubail Industrial Warehouse | 2025-12-31 | 2025-12-17 | 0
6100K024 | 3L - 908321124 : SWGR,SMART RMU OD,3LBS,13.8 KV,400 | sRMU | ROH | DF241126024 | 2.5 Red Wire Gauge Tube 2.5mm² | 30.7 | 30.7 | 0 | 6100K013 | 1-1-1-1 | inventory | 2025-10-28 | DFE-LV |  | JB01-Jubail Industrial Warehouse | 2025-12-31 | 2025-12-17 | 0
6100K024 | 3L - 908321124 : SWGR,SMART RMU OD,3LBS,13.8 KV,400 | sRMU | ROH | DF241126026 | Pre insulated terminal tube type HE1510 (BULE) | 3684 | 3336 | 348 | 6100K013 | 1-1-1-1 | inventory | 2025-10-28 | DFE-LV |  | JB01-Jubail Industrial Warehouse | 2025-12-31 | 2025-12-17 | 0
6100K024 | 3L - 908321124 : SWGR,SMART RMU OD,3LBS,13.8 KV,400 | sRMU | ROH | DF241126026 | Pre insulated terminal tube type HE1510 (BULE) | 348 | 348 | 0 | 6100K013 | BOX5-1-1-K013_SEP | inventory | 2025-10-28 | DFE-LV |  | JB01-Jubail Industrial Warehouse | 2025-12-31 | 2025-12-17 | 0
6100K024 | 3L - 908321124 : SWGR,SMART RMU OD,3LBS,13.8 KV,400 | sRMU | ROH | DF241126027 | Cold pressed terminal O-shaped RV1.25-4 (RED) | 3070 | 3070 | 0 | 6100K013 | BOX12-1-1-K013_SEP | inventory | 2025-10-28 | DFE-LV |  | JB01-Jubail Industrial Warehouse | 2025-12-31 | 2025-12-17 | 0
6100K024 | 3L - 908321124 : SWGR,SMART RMU OD,3LBS,13.8 KV,400 | sRMU | ROH | DF241128001 | Spring Washer φ4 | 614 | 188 | 426 | 6100K013 | 1-1-1-1 | consumption | 2025-11-09 | DFE-LV |  | JB01-Jubail Industrial Warehouse | 2025-12-31 | 2025-12-17 | 0 | [5 empty] | Work in Process Material Issue | 7226786
6100K024 | 3L - 908321124 : SWGR,SMART RMU OD,3LBS,13.8 KV,400 | sRMU | ROH | DF241128001 | Spring Washer φ4 | 426 | 426 | 0 | 6100K013 | BOX12-1-1-K013_SEP | consumption | 2025-10-16 | DFE-LV |  | JB01-Jubail Industrial Warehouse | 2025-12-31 | 2025-12-17 | 0 | [5 empty] | Work in Process Pick | 8151137
6100K024 | 3L - 908321124 : SWGR,SMART RMU OD,3LBS,13.8 KV,400 | sRMU | ROH | DF241128002 | Hex Nut M4 | 614 | 188 | 426 | 6100K013 | 1-1-1-1 | consumption | 2025-11-09 | DFE-LV |  | JB01-Jubail Industrial Warehouse | 2025-12-31 | 2025-12-17 | 0 | [5 empty] | Work in Process Material Issue | 7226787
6100K024 | 3L - 908321124 : SWGR,SMART RMU OD,3LBS,13.8 KV,400 | sRMU | ROH | DF241128002 | Hex Nut M4 | 426 | 426 | 0 | 6100K013 | BOX12-1-1-K013_SEP | consumption | 2025-10-15 | DFE-LV |  | JB01-Jubail Industrial Warehouse | 2025-12-31 | 2025-12-17 | 0 | [5 empty] | Work in Process Pick | 8116044
6100K024 | 3L - 908321124 : SWGR,SMART RMU OD,3LBS,13.8 KV,400 | sRMU | ROH | DF241207001 | Cross groove pan head combination screw M4*20 | 1395 | 1260 | 135 | 6100K013 | BOX42-1-1-K013_SEP | inventory | 2025-10-28 | DFE - Gas Tank |  | JB01-Jubail Industrial Warehouse | 2025-12-31 | 2025-12-17 | 0
6100K024 | 3L - 908321124 : SWGR,SMART RMU OD,3LBS,13.8 KV,400 | sRMU | ROH | DF241207001 | Cross groove pan head combination screw M4*20 | 135 | 135 | 0 | 6100K013 | 1-1-1-1 | inventory | 2025-10-28 | DFE - Gas Tank |  | JB01-Jubail Industrial Warehouse | 2025-12-31 | 2025-12-17 | 0
6100K024 | 3L - 908321124 : SWGR,SMART RMU OD,3LBS,13.8 KV,400 | sRMU | ROH | DF241217001 | Rubber pad 200*360*3 | 307 | 296 | 11 | 6100K013 | 1-1-1-1 | inventory | 2025-10-28 | DFE-LV |  | JB01-Jubail Industrial Warehouse | 2025-12-31 | 2025-12-17 | 0
6100K024 | 3L - 908321124 : SWGR,SMART RMU OD,3LBS,13.8 KV,400 | sRMU | ROH | DF241217001 | Rubber pad 200*360*3 | 11 | 11 | 0 | 6100KDP02 | BOX1-1-1-K013_SEP | inventory | 2025-10-28 | DFE-LV |  | JB01-Jubail Industrial Warehouse | 2025-12-31 | 2025-12-17 | 0
6100K024 | 3L - 908321124 : SWGR,SMART RMU OD,3LBS,13.8 KV,400 | sRMU | ROH | DF250227002 | MCB-NDB1Z-63/2+FS1(DFST) | 307 | 307 | 0 | free_stock | R61-J-1-K013_SEP | inventory | 2025-10-28 | DFE-LV |  | JB01-Jubail Industrial Warehouse | 2025-12-31 | 2025-12-17 | 0
6100K024 | 3L - 908321124 : SWGR,SMART RMU OD,3LBS,13.8 KV,400 | sRMU | ROH | DF250227003 | MCB-NDB1Z-63 C6/2(DFST) | 614 | 614 | 0 | free_stock | 1-1-1-1 | inventory | 2025-10-28 | DFE-LV |  | JB01-Jubail Industrial Warehouse | 2025-12-31 | 2025-12-17 | 0
6100K024 | 3L - 908321124 : SWGR,SMART RMU OD,3LBS,13.8 KV,400 | sRMU | ROH | DF250227004 | MCB-NDB1Z-63 C16/2+OF1(DFST) | 307 | 307 | 0 | free_stock | R61-J-1-K013_SEP | inventory | 2025-10-28 | DFE-LV |  | JB01-Jubail Industrial Warehouse | 2025-12-31 | 2025-12-17 | 0
6100K024 | 3L - 908321124 : SWGR,SMART RMU OD,3LBS,13.8 KV,400 | sRMU | ROH | RMU0000000005 | RMU EFI, Make: KRIES, Ord: 2510201_H007 IKI-10-light-W with LED and Flag | 355 | 202 | 153 | 6100K013 | PLT5-1-1-K013_SEP | inventory | 2025-10-28 | Electrical |  | JB01-Jubail Industrial Warehouse | 2025-12-31 | 2025-12-17 | 0
6100K024 | 3L - 908321124 : SWGR,SMART RMU OD,3LBS,13.8 KV,400 | sRMU | ROH | RMU0000000005 | RMU EFI, Make: KRIES, Ord: 2510201_H007 IKI-10-light-W with LED and Flag | 153 | 42 | 111 | 6100K015 | 1-1-1-1 | inventory | 2025-10-28 | Electrical |  | JB01-Jubail Industrial Warehouse | 2025-12-31 | 2025-12-17 | 0
6100K024 | 3L - 908321124 : SWGR,SMART RMU OD,3LBS,13.8 KV,400 | sRMU | ROH | RMU0000000005 | RMU EFI, Make: KRIES, Ord: 2510201_H007 IKI-10-light-W with LED and Flag | 111 | 28 | 83 | 6100K013 | R59-B-1-KDP2_SEP | inventory | 2025-10-28 | Electrical |  | JB01-Jubail Industrial Warehouse | 2025-12-31 | 2025-12-17 | 0
6100K024 | 3L - 908321124 : SWGR,SMART RMU OD,3LBS,13.8 KV,400 | sRMU | ROH | RMU0000000005 | RMU EFI, Make: KRIES, Ord: 2510201_H007 IKI-10-light-W with LED and Flag | 83 | 9 | 74 | 6100K013 | 1-1-1-1 | inventory | 2025-10-28 | Electrical |  | JB01-Jubail Industrial Warehouse | 2025-12-31 | 2025-12-17 | 0
6100K024 | 3L - 908321124 : SWGR,SMART RMU OD,3LBS,13.8 KV,400 | sRMU | ROH | RMU0000000005 | RMU EFI, Make: KRIES, Ord: 2510201_H007 IKI-10-light-W with LED and Flag | 74 | 74 | 0 | 6100K013 | 1-1-1-1 | consumption | 2025-09-15 | Electrical |  | JB01-Jubail Industrial Warehouse | 2025-12-31 | 2025-12-17 | 0 | [5 empty] | Work in Process Material Issue | 7323495
6100K024 | 3L - 908321124 : SWGR,SMART RMU OD,3LBS,13.8 KV,400 | sRMU | ROH | RMU000000136 | Operating handle ¦ 8DF-253-0001 | 155 | 155 | 0 | 6100K013 | BOX12-1-1-K013_SEP | inventory | 2025-10-28 | DFE - Gas Tank | Automated: Replaced 8DF-253-0001 by RMU000000136. | JB01-Jubail Industrial Warehouse | 2025-12-31 | 2025-12-17 | 0
6100K031 | Aziziyah (Fast Track) : SWITCHGEAR - Aziziyah | SWGR | ROH | 1YAB5355AEA0001 | M 6/8.RS (SpringLoaded) 1SNA115685R1200 | 2212 | 2024 | 188 | free_stock | R58-J-1-KDP1_SEP | inventory | 2025-10-28 | LV |  | - | 2026-02-15 | 2026-02-01 | 0
6100K031 | Aziziyah (Fast Track) : SWITCHGEAR - Aziziyah | SWGR | ROH | 1YAB5355AEA0001 | M 6/8.RS (SpringLoaded) 1SNA115685R1200 | 188 | 188 | 0 | free_stock | R13-S-1-KDP1_SEP | inventory | 2025-10-28 | LV |  | - | 2026-02-15 | 2026-02-01 | 0
6100K031 | Aziziyah (Fast Track) : SWITCHGEAR - Aziziyah | SWGR | ROH | 1YAB5355ABA0001 | Terminal Block,6SWG, :Lugs,D-6/8.ST1.RS | 2295 | 1800 | 495 | free_stock | R66-H-1-KDP1_SEP | inventory | 2025-10-28 | LV |  | - | 2026-02-15 | 2026-02-01 | 0
6100K031 | Aziziyah (Fast Track) : SWITCHGEAR - Aziziyah | SWGR | ROH | 1YAB5355ABA0001 | Terminal Block,6SWG, :Lugs,D-6/8.ST1.RS | 495 | 495 | 0 | 6100KDP01 | R16-B-1-K019_SEP | inventory | 2025-10-28 | LV |  | - | 2026-02-15 | 2026-02-01 | 0
6100K031 | Aziziyah (Fast Track) : SWITCHGEAR - Aziziyah | SWGR | ROH | 1YAB5355AFA0001 | M4/6.SNTS Spring Loaded 1SNA115229R2000 | 2295 | 1845 | 450 | free_stock | R15-T-1-KDP1_SEP | inventory | 2025-10-28 | LV |  | - | 2026-02-15 | 2026-02-01 | 0
6100K031 | Aziziyah (Fast Track) : SWITCHGEAR - Aziziyah | SWGR | ROH | 1YAB5355AFA0001 | M4/6.SNTS Spring Loaded 1SNA115229R2000 | 450 | 450 | 0 | 6100KDP01 | R16-B-1-K019_SEP | inventory | 2025-10-28 | LV |  | - | 2026-02-15 | 2026-02-01 | 0
6100K031 | Aziziyah (Fast Track) : SWITCHGEAR - Aziziyah | SWGR | ROH | 1YAB5355AAB0001 | Terminal Block OTTA 6-T-P/P - 0790462 | 4012 | 3886 | 126 | free_stock | R56-R-1-KDP1_SEP | inventory | 2025-10-28 | LV |  | - | 2026-02-15 | 2026-02-01 | 0
6100K031 | Aziziyah (Fast Track) : SWITCHGEAR - Aziziyah | SWGR | ROH | 1YAB5355AAB0001 | Terminal Block OTTA 6-T-P/P - 0790462 | 126 | 126 | 0 | 6100K023 | R53-R-1-K013_SEP | inventory | 2025-10-28 | LV |  | - | 2026-02-15 | 2026-02-01 | 0
6100K031 | Aziziyah (Fast Track) : SWITCHGEAR - Aziziyah | SWGR | ROH | 1YAB5355AAB0002 | TERMINAL BLOCK OTTA 6 - 0790433 | 6550 | 5890 | 660 | free_stock | R13-S-1-KDP1_SEP | inventory | 2025-10-28 | LV |  | - | 2026-02-15 | 2026-02-01 | 0
6100K031 | Aziziyah (Fast Track) : SWITCHGEAR - Aziziyah | SWGR | ROH | 1YAB5355AAB0002 | TERMINAL BLOCK OTTA 6 - 0790433 | 660 | 250 | 410 | free_stock | R15-T-1-KDP1_SEP | inventory | 2025-10-28 | LV |  | - | 2026-02-15 | 2026-02-01 | 0
6100K031 | Aziziyah (Fast Track) : SWITCHGEAR - Aziziyah | SWGR | ROH | 1YAB5355AAB0002 | TERMINAL BLOCK OTTA 6 - 0790433 | 410 | 100 | 310 | 6100K019 | 1-1-1-1 | inventory | 2025-10-28 | LV |  | - | 2026-02-15 | 2026-02-01 | 0
6100K031 | Aziziyah (Fast Track) : SWITCHGEAR - Aziziyah | SWGR | ROH | 1YAB5355AAB0002 | TERMINAL BLOCK OTTA 6 - 0790433 | 310 | 50 | 260 | 6100K019 | R13-S-1-KDP1_SEP | inventory | 2025-10-28 | LV |  | - | 2026-02-15 | 2026-02-01 | 0
6100K031 | Aziziyah (Fast Track) : SWITCHGEAR - Aziziyah | SWGR | ROH | 1YAB5355AAB0002 | TERMINAL BLOCK OTTA 6 - 0790433 | 260 | 10 | 250 | 6100K019 | R13-S-1-KDP1_SEP | consumption | 2025-10-15 | LV |  | - | 2026-02-15 | 2026-02-01 | 0 | [5 empty] | Work in Process Pick | 8129027
6100K031 | Aziziyah (Fast Track) : SWITCHGEAR - Aziziyah | SWGR | ROH | 1YAB5355AEA1112 | M 4/6.RS- SpringLoaded 1SNA115930R1300 | 16264 | 8750 | 7514 | free_stock | R59-G-1-1 | inventory | 2025-10-28 | LV |  | - | 2026-02-15 | 2026-02-01 | 0
6100K031 | Aziziyah (Fast Track) : SWITCHGEAR - Aziziyah | SWGR | ROH | 1YAB5355AEA1112 | M 4/6.RS- SpringLoaded 1SNA115930R1300 | 7514 | 4400 | 3114 | 6100KDP01 | R16-B-1-K019_SEP | inventory | 2025-10-28 | LV |  | - | 2026-02-15 | 2026-02-01 | 0
6100K031 | Aziziyah (Fast Track) : SWITCHGEAR - Aziziyah | SWGR | ROH | 1YAB5355AEA1112 | M 4/6.RS- SpringLoaded 1SNA115930R1300 | 3114 | 3114 | 0 | free_stock | PLT-1-1-KDP1_SEP | inventory | 2025-10-28 | LV |  | - | 2026-02-15 | 2026-02-01 | 0
6100K031 | Aziziyah (Fast Track) : SWITCHGEAR - Aziziyah | SWGR | ROH | 00046 | SCREW TS ACC T21336/M5X16 | 22 | 16 | 6 | free_stock | 1-1-1-1 | inventory | 2025-10-28 | Mechanical |  | - | 2026-02-15 | 2026-02-01 | 0
6100K031 | Aziziyah (Fast Track) : SWITCHGEAR - Aziziyah | SWGR | ROH | 013978 | TERMINAL ACC T34262/6Px2.5 7906090000 | 49 | 45 | 4 | 6100KDP01 | R57-J-1-K019_SEP | inventory | 2025-10-28 | Mechanical |  | - | 2026-02-15 | 2026-02-01 | 0
6100K031 | Aziziyah (Fast Track) : SWITCHGEAR - Aziziyah | SWGR | ROH | 013978 | TERMINAL ACC T34262/6Px2.5 7906090000 | 4 | 4 | 0 | free_stock | R57-J-1-1 | inventory | 2025-10-28 | Mechanical |  | - | 2026-02-15 | 2026-02-01 | 0
6100K031 | Aziziyah (Fast Track) : SWITCHGEAR - Aziziyah | SWGR | ROH | 02030 | MICROSWITCH T36447/01 | 51 | 47 | 4 | 6100KDP01 | R56-P-1-K019_SEP | inventory | 2025-10-28 | Mechanical |  | - | 2026-02-15 | 2026-02-01 | 0
6100K031 | Aziziyah (Fast Track) : SWITCHGEAR - Aziziyah | SWGR | ROH | 02030 | MICROSWITCH T36447/01 | 4 | 4 | 0 | free_stock | R59-Q-1-KDP1_SEP | inventory | 2025-10-28 | Mechanical |  | - | 2026-02-15 | 2026-02-01 | 0
6100K031 | Aziziyah (Fast Track) : SWITCHGEAR - Aziziyah | SWGR | ROH | 03363 | STEEL RIVETS, ACC T 22205/6.4 TT(13.8kV) | 8619 | 6540 | 2079 | free_stock | R58-A-1-KDP1_SEP | inventory | 2025-10-28 | Mechanical |  | - | 2026-02-15 | 2026-02-01 | 0
6100K031 | Aziziyah (Fast Track) : SWITCHGEAR - Aziziyah | SWGR | ROH | 03366 | STEEL RIVETS T22205/4.8 TS | 1218 | 1070 | 148 | free_stock | R58-O-1-KDP1_SEP | inventory | 2025-10-28 | Mechanical |  | - | 2026-02-15 | 2026-02-01 | 0
6100K031 | Aziziyah (Fast Track) : SWITCHGEAR - Aziziyah | SWGR | ROH | 04472 | RIVET STAINLESS STL T22206/4.8 | 525 | 486 | 39 | free_stock | R58-O-1-KDP1_SEP | inventory | 2025-10-28 | Mechanical |  | - | 2026-02-15 | 2026-02-01 | 0
6100K031 | Aziziyah (Fast Track) : SWITCHGEAR - Aziziyah | SWGR | ROH | 04472 | RIVET STAINLESS STL T22206/4.8 | 39 | 5 | 34 | free_stock | 1-1-1-1 | inventory | 2025-10-28 | Mechanical |  | - | 2026-02-15 | 2026-02-01 | 0
6100K031 | Aziziyah (Fast Track) : SWITCHGEAR - Aziziyah | SWGR | ROH | 04472 | RIVET STAINLESS STL T22206/4.8 | 34 | 4 | 30 | 6100K019 | R58-O-1-KDP1_SEP | consumption | 2025-10-14 | Mechanical |  | - | 2026-02-15 | 2026-02-01 | 0 | [5 empty] | Work in Process Pick | 8100052
6100K031 | Aziziyah (Fast Track) : SWITCHGEAR - Aziziyah | SWGR | ROH | 07686 | WASHER AC EL DIN137 T22120/8 A | 20 | 20 | 0 | free_stock | R14-I-1-KDP1_SEP | inventory | 2025-10-28 | Mechanical |  | - | 2026-02-15 | 2026-02-01 | 0
6100K031 | Aziziyah (Fast Track) : SWITCHGEAR - Aziziyah | SWGR | ROH | 07853 | HEX. HEAD BOLT T21000/3X16 | 30 | 30 | 0 | free_stock | R14-I-1-KDP1_SEP | inventory | 2025-10-28 | Mechanical |  | - | 2026-02-15 | 2026-02-01 | 0
6100K031 | Aziziyah (Fast Track) : SWITCHGEAR - Aziziyah | SWGR | ROH | 07934 | TOMMY HEAD SCREW ACC T21010/M3x6 | 196 | 196 | 0 | free_stock | R14-I-1-KDP1_SEP | inventory | 2025-10-28 | Mechanical |  | - | 2026-02-15 | 2026-02-01 | 0
6100K031 | Aziziyah (Fast Track) : SWITCHGEAR - Aziziyah | SWGR | ROH | 07940 | TOMMY HEAD SCREW ACC T21010/M3X20 | 63 | 63 | 0 | free_stock | R14-I-1-KDP1_SEP | inventory | 2025-10-28 | Mechanical |  | - | 2026-02-15 | 2026-02-01 | 0
6100K031 | Aziziyah (Fast Track) : SWITCHGEAR - Aziziyah | SWGR | ROH | 07959 | TOMMY HEAD SCREW FULL THREAD T21010/4X25 | 300 | 300 | 0 | free_stock | R14-I-1-KDP1_SEP | inventory | 2025-10-28 | Mechanical |  | - | 2026-02-15 | 2026-02-01 | 0
6100K031 | Aziziyah (Fast Track) : SWITCHGEAR - Aziziyah | SWGR | ROH | 08017 | TOMMY HEAD SCREW ACC T21010/M4x22 | 190 | 154 | 36 | free_stock | R14-I-1-KDP1_SEP | inventory | 2025-10-28 | Mechanical |  | - | 2026-02-15 | 2026-02-01 | 0
6100K031 | Aziziyah (Fast Track) : SWITCHGEAR - Aziziyah | SWGR | ROH | 08448 | SQUARE FASTENING NUT TS ACC T21597/5 | 204 | 140 | 64 | free_stock | R58-O-1-KDP1_SEP | inventory | 2025-10-28 | Mechanical |  | - | 2026-02-15 | 2026-02-01 | 0
6100K031 | Aziziyah (Fast Track) : SWITCHGEAR - Aziziyah | SWGR | ROH | 08448 | SQUARE FASTENING NUT TS ACC T21597/5 | 64 | 4 | 60 | free_stock | 1-1-1-1 | inventory | 2025-10-28 | Mechanical |  | - | 2026-02-15 | 2026-02-01 | 0
6100K031 | Aziziyah (Fast Track) : SWITCHGEAR - Aziziyah | SWGR | ROH | 08852 | WASHER, SRING STEEL ACC T22100/3.2 | 245 | 204 | 41 | free_stock | R15-A-1-KDP1_SEP | inventory | 2025-10-28 | Mechanical |  | - | 2026-02-15 | 2026-02-01 | 0
6100K031 | Aziziyah (Fast Track) : SWITCHGEAR - Aziziyah | SWGR | ROH | 08852 | WASHER, SRING STEEL ACC T22100/3.2 | 41 | 5 | 36 | 6100K019 | R15-A-1-KDP1_SEP | consumption | 2025-10-15 | Mechanical |  | - | 2026-02-15 | 2026-02-01 | 0 | [5 empty] | Work in Process Pick | 8120251
6100K031 | Aziziyah (Fast Track) : SWITCHGEAR - Aziziyah | SWGR | ROH | 08852 | WASHER, SRING STEEL ACC T22100/3.2 | 36 | 5 | 31 | 6100K019 | R15-A-1-KDP1_SEP | consumption | 2025-10-15 | Mechanical |  | - | 2026-02-15 | 2026-02-01 | 0 | [5 empty] | Work in Process Pick | 8132315
6100K031 | Aziziyah (Fast Track) : SWITCHGEAR - Aziziyah | SWGR | ROH | 08852 | WASHER, SRING STEEL ACC T22100/3.2 | 31 | 5 | 26 | 6100K019 | R15-A-1-KDP1_SEP | consumption | 2025-10-15 | Mechanical |  | - | 2026-02-15 | 2026-02-01 | 0 | [5 empty] | Work in Process Pick | 8132339
6100K031 | Aziziyah (Fast Track) : SWITCHGEAR - Aziziyah | SWGR | ROH | 08852 | WASHER, SRING STEEL ACC T22100/3.2 | 26 | 5 | 21 | 6100K019 | R15-A-1-KDP1_SEP | consumption | 2025-10-16 | Mechanical |  | - | 2026-02-15 | 2026-02-01 | 0 | [5 empty] | Work in Process Pick | 8140308
6100K031 | Aziziyah (Fast Track) : SWITCHGEAR - Aziziyah | SWGR | ROH | 08852 | WASHER, SRING STEEL ACC T22100/3.2 | 21 | 5 | 16 | 6100K019 | R15-A-1-KDP1_SEP | consumption | 2025-10-16 | Mechanical |  | - | 2026-02-15 | 2026-02-01 | 0 | [5 empty] | Work in Process Pick | 8140341
6100K031 | Aziziyah (Fast Track) : SWITCHGEAR - Aziziyah | SWGR | ROH | 08852 | WASHER, SRING STEEL ACC T22100/3.2 | 16 | 5 | 11 | 6100K019 | R15-A-1-KDP1_SEP | consumption | 2025-10-16 | Mechanical |  | - | 2026-02-15 | 2026-02-01 | 0 | [5 empty] | Work in Process Pick | 8150179
6100K031 | Aziziyah (Fast Track) : SWITCHGEAR - Aziziyah | SWGR | ROH | 08852 | WASHER, SRING STEEL ACC T22100/3.2 | 11 | 5 | 6 | 6100K019 | R15-A-1-KDP1_SEP | consumption | 2025-10-16 | Mechanical |  | - | 2026-02-15 | 2026-02-01 | 0 | [5 empty] | Work in Process Pick | 8150338
6100K031 | Aziziyah (Fast Track) : SWITCHGEAR - Aziziyah | SWGR | ROH | 08856 | WASHER STEEL T22100/ 6.4 | 204 | 140 | 64 | free_stock | R58-A-1-KDP1_SEP | inventory | 2025-10-28 | Mechanical |  | - | 2026-02-15 | 2026-02-01 | 0
6100K031 | Aziziyah (Fast Track) : SWITCHGEAR - Aziziyah | SWGR | ROH | 08856 | WASHER STEEL T22100/ 6.4 | 64 | 4 | 60 | free_stock | 1-1-1-1 | inventory | 2025-10-28 | Mechanical |  | - | 2026-02-15 | 2026-02-01 | 0
6100K031 | Aziziyah (Fast Track) : SWITCHGEAR - Aziziyah | SWGR | ROH | 09011 | LOCK NUT T21192/M3N - DIN 985 A2K | 20 | 20 | 0 | free_stock | R14-I-1-KDP1_SEP | inventory | 2025-10-28 | Mechanical |  | - | 2026-02-15 | 2026-02-01 | 0
6100K031 | Aziziyah (Fast Track) : SWITCHGEAR - Aziziyah | SWGR | ROH | 09021 | SELF-LOCKING HEX. NUT,T21192/M10 (LOCAL) | 408 | 288 | 120 | free_stock | R13-S-1-KDP1_SEP | inventory | 2025-10-28 | Mechanical |  | - | 2026-02-15 | 2026-02-01 | 0
6100K031 | Aziziyah (Fast Track) : SWITCHGEAR - Aziziyah | SWGR | ROH | 09601 | WASHER, FLAT ACC T22000/3.2X7 | 294 | 210 | 84 | free_stock | R58-A-1-KDP1_SEP | inventory | 2025-10-28 | Mechanical |  | - | 2026-02-15 | 2026-02-01 | 0
6100K031 | Aziziyah (Fast Track) : SWITCHGEAR - Aziziyah | SWGR | ROH | 09929 | STEEL SPRING WASHER ACC T22104/10 | 72 | 72 | 0 | free_stock | R14-I-1-KDP1_SEP | inventory | 2025-10-28 | Mechanical |  | - | 2026-02-15 | 2026-02-01 | 0
6100K031 | Aziziyah (Fast Track) : SWITCHGEAR - Aziziyah | SWGR | ROH | 09947 | SPRING WASHER ACC T22104/6 | 16 | 6 | 10 | free_stock | R58-A-1-KDP1_SEP | inventory | 2025-10-28 | Mechanical |  | - | 2026-02-15 | 2026-02-01 | 0
6100K031 | Aziziyah (Fast Track) : SWITCHGEAR - Aziziyah | SWGR | ROH | 1000057457 | WASHER CU AL M10 | 51 | 36 | 15 | free_stock | R59-Q-1-KDP1_SEP | inventory | 2025-10-28 | Mechanical |  | - | 2026-02-15 | 2026-02-01 | 0
6100K031 | Aziziyah (Fast Track) : SWITCHGEAR - Aziziyah | SWGR | ROH | 12980 | COUNTERSUNK STEEL SCREW T21065/M6X14 | 102 | 102 | 0 | free_stock | R66-P-1-KDP1_SEP | inventory | 2025-10-28 | Mechanical |  | - | 2026-02-15 | 2026-02-01 | 0
6100K031 | Aziziyah (Fast Track) : SWITCHGEAR - Aziziyah | SWGR | ROH | 12989 | COUNTERSUNK STEEL SCREW T21065/M8X30 | 102 | 84 | 18 | free_stock | R66-P-1-KDP1_SEP | inventory | 2025-10-28 | Mechanical |  | - | 2026-02-15 | 2026-02-01 | 0
6100K031 | Aziziyah (Fast Track) : SWITCHGEAR - Aziziyah | SWGR | ROH | 16301 | RIVET T22213/4 | 216 | 194 | 22 | free_stock | R66-P-1-KDP1_SEP | inventory | 2025-10-28 | Mechanical |  | - | 2026-02-15 | 2026-02-01 | 0
6100K031 | Aziziyah (Fast Track) : SWITCHGEAR - Aziziyah | SWGR | ROH | 16304 | RIVET TT ALUMINUM T22213/5 | 45 | 45 | 0 | free_stock | R58-O-1-KDP1_SEP | inventory | 2025-10-28 | Mechanical |  | - | 2026-02-15 | 2026-02-01 | 0
6100K031 | Aziziyah (Fast Track) : SWITCHGEAR - Aziziyah | SWGR | ROH | 16742 | DANGER SIGN T27420/60 | 99 | 86 | 13 | free_stock | WH2-1-1-KDP1_SEP | inventory | 2025-10-28 | Mechanical |  | - | 2026-02-15 | 2026-02-01 | 0
6100K031 | Aziziyah (Fast Track) : SWITCHGEAR - Aziziyah | SWGR | ROH | 16742 | DANGER SIGN T27420/60 | 13 | 2 | 11 | 6100K019 | INC-1-1-KDP1_SEP | consumption | 2025-10-13 | Mechanical |  | - | 2026-02-15 | 2026-02-01 | 0 | [5 empty] | Work in Process Pick | 8082405
6100K031 | Aziziyah (Fast Track) : SWITCHGEAR - Aziziyah | SWGR | ROH | 16742 | DANGER SIGN T27420/60 | 11 | 1 | 10 | 6100K019 | WH2-1-1-KDP1_SEP | consumption | 2025-10-15 | Mechanical |  | - | 2026-02-15 | 2026-02-01 | 0 | [5 empty] | Work in Process Pick | 8120254
6100K031 | Aziziyah (Fast Track) : SWITCHGEAR - Aziziyah | SWGR | ROH | 16742 | DANGER SIGN T27420/60 | 10 | 1 | 9 | 6100K019 | WH2-1-1-KDP1_SEP | consumption | 2025-10-15 | Mechanical |  | - | 2026-02-15 | 2026-02-01 | 0 | [5 empty] | Work in Process Pick | 8120287
6100K031 | Aziziyah (Fast Track) : SWITCHGEAR - Aziziyah | SWGR | ROH | 16742 | DANGER SIGN T27420/60 | 9 | 2 | 7 | 6100K019 | WH2-1-1-KDP1_SEP | consumption | 2025-10-16 | Mechanical |  | - | 2026-02-15 | 2026-02-01 | 0 | [5 empty] | Work in Process Pick | 8140311
6100K031 | Aziziyah (Fast Track) : SWITCHGEAR - Aziziyah | SWGR | ROH | 16742 | DANGER SIGN T27420/60 | 7 | 2 | 5 | 6100K019 | WH2-1-1-KDP1_SEP | consumption | 2025-10-16 | Mechanical |  | - | 2026-02-15 | 2026-02-01 | 0 | [5 empty] | Work in Process Pick | 8140302
6100K031 | Aziziyah (Fast Track) : SWITCHGEAR - Aziziyah | SWGR | ROH | 16743 | LABEL EARTHING (T27412/20) | 357 | 303 | 54 | free_stock | WH2-1-1-KDP1_SEP | inventory | 2025-10-28 | Mechanical |  | - | 2026-02-15 | 2026-02-01 | 0
6100K031 | Aziziyah (Fast Track) : SWITCHGEAR - Aziziyah | SWGR | ROH | 16743 | LABEL EARTHING (T27412/20) | 54 | 7 | 47 | 6100K019 | INC-1-1-KDP1_SEP | consumption | 2025-10-13 | Mechanical |  | - | 2026-02-15 | 2026-02-01 | 0 | [5 empty] | Work in Process Pick | 8082411
6100K031 | Aziziyah (Fast Track) : SWITCHGEAR - Aziziyah | SWGR | ROH | 16743 | LABEL EARTHING (T27412/20) | 47 | 7 | 40 | 6100K019 | WH2-1-1-KDP1_SEP | consumption | 2025-10-16 | Mechanical |  | - | 2026-02-15 | 2026-02-01 | 0 | [5 empty] | Work in Process Pick | 8140314
6100K031 | Aziziyah (Fast Track) : SWITCHGEAR - Aziziyah | SWGR | ROH | 16743 | LABEL EARTHING (T27412/20) | 40 | 7 | 33 | 6100K019 | WH2-1-1-KDP1_SEP | consumption | 2025-10-16 | Mechanical |  | - | 2026-02-15 | 2026-02-01 | 0 | [5 empty] | Work in Process Pick | 8140347
6100K031 | Aziziyah (Fast Track) : SWITCHGEAR - Aziziyah | SWGR | ROH | 1815230000 | 5Pole Plug 2.5mm-1815230000-Cont-loop | 50 | 43 | 7 | free_stock | R57-O-1-1 | inventory | 2025-10-28 | LV |  | - | 2026-02-15 | 2026-02-01 | 0
6100K031 | Aziziyah (Fast Track) : SWITCHGEAR - Aziziyah | SWGR | ROH | 1815230000 | 5Pole Plug 2.5mm-1815230000-Cont-loop | 7 | 7 | 0 | 6100KDP01 | R57-O-1-K019_SEP | inventory | 2025-10-28 | LV |  | - | 2026-02-15 | 2026-02-01 | 0
6100K031 | Aziziyah (Fast Track) : SWITCHGEAR - Aziziyah | SWGR | ROH | 1855030000 | 6Pole Plug 4mm-1855030000-AC looping | 51 | 51 | 0 | free_stock | R57-J-1-1 | inventory | 2025-10-28 | LV |  | - | 2026-02-15 | 2026-02-01 | 0
6100K031 | Aziziyah (Fast Track) : SWITCHGEAR - Aziziyah | SWGR | ROH | 1SFA611400R1001 | PILOT LIGHT#ML1-100R | 48 | 48 | 0 | free_stock | R16-I-1-KDP1_SEP | inventory | 2025-10-28 | LV |  | - | 2026-02-15 | 2026-02-01 | 0
6100K031 | Aziziyah (Fast Track) : SWITCHGEAR - Aziziyah | SWGR | ROH | 1SFA611400R1002 | PILOT LIGHT#ML1-100G | 48 | 48 | 0 | free_stock | R16-I-1-KDP1_SEP | inventory | 2025-10-28 | LV |  | - | 2026-02-15 | 2026-02-01 | 0
6100K031 | Aziziyah (Fast Track) : SWITCHGEAR - Aziziyah | SWGR | ROH | 1SFA611400R1003 | PILOT LIGHT#ML1-100Y | 52 | 50 | 2 | free_stock | R16-I-1-KDP1_SEP | inventory | 2025-10-28 | LV |  | - | 2026-02-15 | 2026-02-01 | 0
6100K031 | Aziziyah (Fast Track) : SWITCHGEAR - Aziziyah | SWGR | ROH | 1SFA611400R1003 | PILOT LIGHT#ML1-100Y | 2 | 2 | 0 | free_stock | R14-B-1-KDP1_SEP | inventory | 2025-10-28 | LV |  | - | 2026-02-15 | 2026-02-01 | 0
6100K031 | Aziziyah (Fast Track) : SWITCHGEAR - Aziziyah | SWGR | ROH | 1SFA611400R1005 | PILOT LIGHT#ML1-100W | 108 | 90 | 18 | free_stock | R16-I-1-KDP1_SEP | inventory | 2025-10-28 | LV |  | - | 2026-02-15 | 2026-02-01 | 0
6100K031 | Aziziyah (Fast Track) : SWITCHGEAR - Aziziyah | SWGR | ROH | 1SFA611400R1005 | PILOT LIGHT#ML1-100W | 18 | 2 | 16 | 6100K019 | 1-1-1-1 | inventory | 2025-10-28 | LV |  | - | 2026-02-15 | 2026-02-01 | 0
6100K031 | Aziziyah (Fast Track) : SWITCHGEAR - Aziziyah | SWGR | ROH | 1SFA611605R1100 | HOLDER#MCBH-00 | 250 | 230 | 20 | free_stock | R16-I-1-KDP1_SEP | inventory | 2025-10-28 | LV |  | - | 2026-02-15 | 2026-02-01 | 0
6100K031 | Aziziyah (Fast Track) : SWITCHGEAR - Aziziyah | SWGR | ROH | 1SFA611605R1100 | HOLDER#MCBH-00 | 20 | 5 | 15 | 6100K019 | 1-1-1-1 | inventory | 2025-10-28 | LV |  | - | 2026-02-15 | 2026-02-01 | 0
6100K031 | Aziziyah (Fast Track) : SWITCHGEAR - Aziziyah | SWGR | ROH | 1SFA611605R1100 | HOLDER#MCBH-00 | 15 | 2 | 13 | free_stock | R14-B-1-KDP1_SEP | inventory | 2025-10-28 | LV |  | - | 2026-02-15 | 2026-02-01 | 0
6100K031 | Aziziyah (Fast Track) : SWITCHGEAR - Aziziyah | SWGR | ROH | 1SFA611621R1051 | LAMP BLOCK#MLBL-05R | 48 | 48 | 0 | free_stock | R16-I-1-KDP1_SEP | inventory | 2025-10-28 | LV |  | - | 2026-02-15 | 2026-02-01 | 0
6100K031 | Aziziyah (Fast Track) : SWITCHGEAR - Aziziyah | SWGR | ROH | 1SFA611621R1052 | LAMP BLOCK#MLBL-05G | 48 | 48 | 0 | free_stock | R16-I-1-KDP1_SEP | inventory | 2025-10-28 | LV |  | - | 2026-02-15 | 2026-02-01 | 0
6100K031 | Aziziyah (Fast Track) : SWITCHGEAR - Aziziyah | SWGR | ROH | 1SFA611621R1053 | LAMP BLOCK#MLBL-05Y | 52 | 50 | 2 | free_stock | R16-I-1-KDP1_SEP | inventory | 2025-10-28 | LV |  | - | 2026-02-15 | 2026-02-01 | 0
6100K031 | Aziziyah (Fast Track) : SWITCHGEAR - Aziziyah | SWGR | ROH | 1SFA611621R1053 | LAMP BLOCK#MLBL-05Y | 2 | 2 | 0 | free_stock | R14-B-1-KDP1_SEP | inventory | 2025-10-28 | LV |  | - | 2026-02-15 | 2026-02-01 | 0
6100K031 | Aziziyah (Fast Track) : SWITCHGEAR - Aziziyah | SWGR | ROH | 1SFA611621R1055 | LAMP BLOCK#MLBL-05W | 108 | 90 | 18 | free_stock | R16-I-1-KDP1_SEP | inventory | 2025-10-28 | LV |  | - | 2026-02-15 | 2026-02-01 | 0
6100K031 | Aziziyah (Fast Track) : SWITCHGEAR - Aziziyah | SWGR | ROH | 1SFA611621R1055 | LAMP BLOCK#MLBL-05W | 18 | 2 | 16 | 6100K019 | R14-B-1-KDP1_SEP | inventory | 2025-10-28 | LV |  | - | 2026-02-15 | 2026-02-01 | 0
6100K031 | Aziziyah (Fast Track) : SWITCHGEAR - Aziziyah | SWGR | ROH | 1SFA611621R1055 | LAMP BLOCK#MLBL-05W | 16 | 2 | 14 | 6100K019 | R14-B-1-KDP1_SEP | consumption | 2025-10-13 | LV |  | - | 2026-02-15 | 2026-02-01 | 0 | [5 empty] | Work in Process Pick | 8069873
6100K031 | Aziziyah (Fast Track) : SWITCHGEAR - Aziziyah | SWGR | ROH | 1SFA611621R1055 | LAMP BLOCK#MLBL-05W | 14 | 2 | 12 | 6100K019 | R14-B-1-KDP1_SEP | consumption | 2025-10-13 | LV |  | - | 2026-02-15 | 2026-02-01 | 0 | [5 empty] | Work in Process Pick | 8070537
6100K031 | Aziziyah (Fast Track) : SWITCHGEAR - Aziziyah | SWGR | ROH | 1SFA611630R1001 | DIODE BLOCK#MDB-1001 | 250 | 225 | 25 | free_stock | R16-I-1-KDP1_SEP | inventory | 2025-10-28 | LV |  | - | 2026-02-15 | 2026-02-01 | 0
6100K031 | Aziziyah (Fast Track) : SWITCHGEAR - Aziziyah | SWGR | ROH | 1SFA611630R1001 | DIODE BLOCK#MDB-1001 | 25 | 5 | 20 | 6100K019 | R13-S-1-KDP1_SEP | inventory | 2025-10-28 | LV |  | - | 2026-02-15 | 2026-02-01 | 0
6100K031 | Aziziyah (Fast Track) : SWITCHGEAR - Aziziyah | SWGR | ROH | 1SFA611630R1001 | DIODE BLOCK#MDB-1001 | 20 | 5 | 15 | free_stock | 1-1-1-1 | inventory | 2025-10-28 | LV |  | - | 2026-02-15 | 2026-02-01 | 0
6100K031 | Aziziyah (Fast Track) : SWITCHGEAR - Aziziyah | SWGR | ROH | 1SFA611630R1001 | DIODE BLOCK#MDB-1001 | 15 | 2 | 13 | free_stock | R13-S-1-KDP1_SEP | inventory | 2025-10-28 | LV |  | - | 2026-02-15 | 2026-02-01 | 0
6100K031 | Aziziyah (Fast Track) : SWITCHGEAR - Aziziyah | SWGR | ROH | 1SFA611630R1001 | DIODE BLOCK#MDB-1001 | 13 | 5 | 8 | 6100K019 | R16-I-1-KDP1_SEP | consumption | 2025-10-13 | LV |  | - | 2026-02-15 | 2026-02-01 | 0 | [5 empty] | Work in Process Pick | 8069098
6100K031 | Aziziyah (Fast Track) : SWITCHGEAR - Aziziyah | SWGR | ROH | 1SFA611630R1001 | DIODE BLOCK#MDB-1001 | 8 | 3 | 5 | 6100K019 | R13-S-1-KDP1_SEP | consumption | 2025-10-13 | LV |  | - | 2026-02-15 | 2026-02-01 | 0 | [5 empty] | Work in Process Pick | 8070543
6100K031 | Aziziyah (Fast Track) : SWITCHGEAR - Aziziyah | SWGR | ROH | 1SFA611630R1001 | DIODE BLOCK#MDB-1001 | 5 | 2 | 3 | 6100K019 | R13-S-1-KDP1_SEP | consumption | 2025-10-13 | LV |  | - | 2026-02-15 | 2026-02-01 | 0 | [5 empty] | Work in Process Pick | 8070540
6100K031 | Aziziyah (Fast Track) : SWITCHGEAR - Aziziyah | SWGR | ROH | 1SFA611630R1001 | DIODE BLOCK#MDB-1001 | 3 | 1 | 2 | 6100K019 | R13-S-1-KDP1_SEP | consumption | 2025-10-13 | LV |  | - | 2026-02-15 | 2026-02-01 | 0 | [5 empty] | Work in Process Pick | 8071511
6100K031 | Aziziyah (Fast Track) : SWITCHGEAR - Aziziyah | SWGR | ROH | 1SFA616920R8005 | KA1-8005 Lens | 250 | 230 | 20 | free_stock | R16-I-1-KDP1_SEP | inventory | 2025-10-28 | LV |  | - | 2026-02-15 | 2026-02-01 | 0
6100K031 | Aziziyah (Fast Track) : SWITCHGEAR - Aziziyah | SWGR | ROH | 1SFA616920R8005 | KA1-8005 Lens | 20 | 5 | 15 | 6100K019 | R13-S-1-KDP1_SEP | inventory | 2025-10-28 | LV |  | - | 2026-02-15 | 2026-02-01 | 0
6100K031 | Aziziyah (Fast Track) : SWITCHGEAR - Aziziyah | SWGR | ROH | 1SFA616920R8005 | KA1-8005 Lens | 15 | 2 | 13 | free_stock | R13-S-1-KDP1_SEP | inventory | 2025-10-28 | LV |  | - | 2026-02-15 | 2026-02-01 | 0
6100K031 | Aziziyah (Fast Track) : SWITCHGEAR - Aziziyah | SWGR | ROH | 1SFA616920R8005 | KA1-8005 Lens | 13 | 5 | 8 | 6100K019 | R13-S-1-KDP1_SEP | consumption | 2025-10-13 | LV |  | - | 2026-02-15 | 2026-02-01 | 0 | [5 empty] | Work in Process Pick | 8069101
6100K031 | Aziziyah (Fast Track) : SWITCHGEAR - Aziziyah | SWGR | ROH | 1SFA616920R8005 | KA1-8005 Lens | 8 | 3 | 5 | 6100K019 | R13-S-1-KDP1_SEP | consumption | 2025-10-13 | LV |  | - | 2026-02-15 | 2026-02-01 | 0 | [5 empty] | Work in Process Pick | 8070549
6100K031 | Aziziyah (Fast Track) : SWITCHGEAR - Aziziyah | SWGR | ROH | 1SFA616920R8005 | KA1-8005 Lens | 5 | 2 | 3 | 6100K019 | R13-S-1-KDP1_SEP | consumption | 2025-10-13 | LV |  | - | 2026-02-15 | 2026-02-01 | 0 | [5 empty] | Work in Process Pick | 8070546
6100K031 | Aziziyah (Fast Track) : SWITCHGEAR - Aziziyah | SWGR | ROH | 1SFA616920R8005 | KA1-8005 Lens | 3 | 1 | 2 | 6100K019 | R13-S-1-KDP1_SEP | consumption | 2025-10-13 | LV |  | - | 2026-02-15 | 2026-02-01 | 0 | [5 empty] | Work in Process Pick | 8071514
6100K031 | Aziziyah (Fast Track) : SWITCHGEAR - Aziziyah | SWGR | ROH | 1SNA206394R0200 | *** USE MV-1SNA206394R0200 *** | 408 | 336 | 72 | free_stock | R58-J-1-KDP1_SEP | inventory | 2025-10-28 | LV |  | - | 2026-02-15 | 2026-02-01 | 0
6100K031 | Aziziyah (Fast Track) : SWITCHGEAR - Aziziyah | SWGR | ROH | 1SNA206394R0200 | *** USE MV-1SNA206394R0200 *** | 72 | 48 | 24 | free_stock | 1-1-1-1 | inventory | 2025-10-28 | LV |  | - | 2026-02-15 | 2026-02-01 | 0
6100K031 | Aziziyah (Fast Track) : SWITCHGEAR - Aziziyah | SWGR | ROH | 1SNA206394R0200 | *** USE MV-1SNA206394R0200 *** | 24 | 8 | 16 | 6100K019 | R58-J-1-KDP1_SEP | consumption | 2025-10-13 | LV |  | - | 2026-02-15 | 2026-02-01 | 0 | [5 empty] | Work in Process Pick | 8070477
6100K031 | Aziziyah (Fast Track) : SWITCHGEAR - Aziziyah | SWGR | ROH | 1SNA206394R0200 | *** USE MV-1SNA206394R0200 *** | 16 | 8 | 8 | 6100K019 | R58-J-1-KDP1_SEP | consumption | 2025-10-13 | LV |  | - | 2026-02-15 | 2026-02-01 | 0 | [5 empty] | Work in Process Pick | 8071505
6100K031 | Aziziyah (Fast Track) : SWITCHGEAR - Aziziyah | SWGR | ROH | 1SNA234000R0200 | TERMINAL MARKING,RC810,VERTICAL,1-10 | 510 | 410 | 100 | free_stock | R58-J-1-KDP1_SEP | inventory | 2025-10-28 | LV |  | - | 2026-02-15 | 2026-02-01 | 0
6100K031 | Aziziyah (Fast Track) : SWITCHGEAR - Aziziyah | SWGR | ROH | 1SNA234000R0200 | TERMINAL MARKING,RC810,VERTICAL,1-10 | 100 | 10 | 90 | 6100K019 | 1-1-1-1 | inventory | 2025-10-28 | LV |  | - | 2026-02-15 | 2026-02-01 | 0
6100K031 | Aziziyah (Fast Track) : SWITCHGEAR - Aziziyah | SWGR | ROH | 1SNK900654R0000 | SC-JB8-4 Short circuit bridges - Yellow | 153 | 144 | 9 | free_stock | R58-J-1-KDP1_SEP | inventory | 2025-10-28 | LV |  | - | 2026-02-15 | 2026-02-01 | 0
6100K031 | Aziziyah (Fast Track) : SWITCHGEAR - Aziziyah | SWGR | ROH | 1SNK900654R0000 | SC-JB8-4 Short circuit bridges - Yellow | 9 | 4 | 5 | free_stock | R13-S-1-KDP1_SEP | inventory | 2025-10-28 | LV |  | - | 2026-02-15 | 2026-02-01 | 0
6100K031 | Aziziyah (Fast Track) : SWITCHGEAR - Aziziyah | SWGR | ROH | 1SNK900654R0000 | SC-JB8-4 Short circuit bridges - Yellow | 5 | 3 | 2 | 6100K019 | 1-1-1-1 | inventory | 2025-10-28 | LV |  | - | 2026-02-15 | 2026-02-01 | 0
6100K031 | Aziziyah (Fast Track) : SWITCHGEAR - Aziziyah | SWGR | ROH | 1VCR000474F0001 | BLOCK | 100 | 100 | 0 | 6100KDP01 | R56-P-1-K019_SEP | inventory | 2025-10-28 | Mechanical |  | - | 2026-02-15 | 2026-02-01 | 0
6100K031 | Aziziyah (Fast Track) : SWITCHGEAR - Aziziyah | SWGR | ROH | 1VCR002047G0001 | COMPLETE ASSEMBLY KIT FOR DIRAK LOCKUP | 51 | 36 | 15 | free_stock | R13-S-1-KDP1_SEP | inventory | 2025-10-28 | Mechanical |  | - | 2026-02-15 | 2026-02-01 | 0
6100K031 | Aziziyah (Fast Track) : SWITCHGEAR - Aziziyah | SWGR | ROH | 1VCR002047G0001 | COMPLETE ASSEMBLY KIT FOR DIRAK LOCKUP | 15 | 7 | 8 | free_stock | R16-I-1-KDP1_SEP | inventory | 2025-10-28 | Mechanical |  | - | 2026-02-15 | 2026-02-01 | 0
6100K031 | Aziziyah (Fast Track) : SWITCHGEAR - Aziziyah | SWGR | ROH | 1VCR002416G0001 | LOCKUP ROD ASSEMBLY | 51 | 51 | 0 | free_stock | R14-I-1-KDP1_SEP | inventory | 2025-10-28 | Mechanical |  | - | 2026-02-15 | 2026-02-01 | 0
6100K031 | Aziziyah (Fast Track) : SWITCHGEAR - Aziziyah | SWGR | ROH | 1VCR002428G0001 | LOCKUP ROD ASSEMBLY | 51 | 34 | 17 | free_stock | R14-I-1-KDP1_SEP | inventory | 2025-10-28 | Mechanical |  | - | 2026-02-15 | 2026-02-01 | 0
6100K031 | Aziziyah (Fast Track) : SWITCHGEAR - Aziziyah | SWGR | ROH | 1VCR002428G0001 | LOCKUP ROD ASSEMBLY | 17 | 7 | 10 | 6100KDP01 | INC-1-1-K019_SEP | inventory | 2025-10-28 | Mechanical |  | - | 2026-02-15 | 2026-02-01 | 0
6100K031 | Aziziyah (Fast Track) : SWITCHGEAR - Aziziyah | SWGR | ROH | 1VCR002428G0001 | LOCKUP ROD ASSEMBLY | 10 | 2 | 8 | free_stock | 1-1-1-1 | inventory | 2025-10-28 | Mechanical |  | - | 2026-02-15 | 2026-02-01 | 0
6100K031 | Aziziyah (Fast Track) : SWITCHGEAR - Aziziyah | SWGR | ROH | 1VCR002428G0001 | LOCKUP ROD ASSEMBLY | 8 | 1 | 7 | 6100K019 | R14-I-1-KDP1_SEP | consumption | 2025-10-16 | Mechanical |  | - | 2026-02-15 | 2026-02-01 | 0 | [5 empty] | Work in Process Pick | 8144677
6100K031 | Aziziyah (Fast Track) : SWITCHGEAR - Aziziyah | SWGR | ROH | 1VCR008770F0001 | BLOCK PIN | 408 | 272 | 136 | free_stock | R59-P-1-KDP1_SEP | inventory | 2025-10-28 | Mechanical |  | - | 2026-02-15 | 2026-02-01 | 0
6100K031 | Aziziyah (Fast Track) : SWITCHGEAR - Aziziyah | SWGR | ROH | 1VCR008770F0001 | BLOCK PIN | 136 | 136 | 0 | 6100KDP01 | R56-Q-1-K019_SEP | inventory | 2025-10-28 | Mechanical |  | - | 2026-02-15 | 2026-02-01 | 0
6100K031 | Aziziyah (Fast Track) : SWITCHGEAR - Aziziyah | SWGR | ROH | 1VL7600732P0101 | SPACER TUBE | 102 | 84 | 18 | free_stock | R58-O-1-KDP1_SEP | inventory | 2025-10-28 | Mechanical |  | - | 2026-02-15 | 2026-02-01 | 0
6100K031 | Aziziyah (Fast Track) : SWITCHGEAR - Aziziyah | SWGR | ROH | 1VL7601387P0101 | TIE ROD (CB COMPRTMENT DOOR,W800)Short | 51 | 50 | 1 | 6100KDP01 | R56-Q-1-K019_SEP | inventory | 2025-10-28 | Mechanical |  | - | 2026-02-15 | 2026-02-01 | 0
6100K031 | Aziziyah (Fast Track) : SWITCHGEAR - Aziziyah | SWGR | ROH | 1VL7601387P0101 | TIE ROD (CB COMPRTMENT DOOR,W800)Short | 1 | 1 | 0 | free_stock | R59-P-1-KDP1_SEP | inventory | 2025-10-28 | Mechanical |  | - | 2026-02-15 | 2026-02-01 | 0
6100K031 | Aziziyah (Fast Track) : SWITCHGEAR - Aziziyah | SWGR | ROH | 1VL7601389P0101 | TIE ROD (CB COMPRTMENT DOOR,W800)Long | 51 | 49 | 2 | 6100KDP01 | R56-Q-1-K019_SEP | inventory | 2025-10-28 | Mechanical |  | - | 2026-02-15 | 2026-02-01 | 0
6100K031 | Aziziyah (Fast Track) : SWITCHGEAR - Aziziyah | SWGR | ROH | 1VL7601389P0101 | TIE ROD (CB COMPRTMENT DOOR,W800)Long | 2 | 2 | 0 | free_stock | R59-P-1-KDP1_SEP | inventory | 2025-10-28 | Mechanical |  | - | 2026-02-15 | 2026-02-01 | 0
6100K031 | Aziziyah (Fast Track) : SWITCHGEAR - Aziziyah | SWGR | ROH | 1VL7602006R0101 | TIE ROD W800 CABLE COMPT. | 102 | 70 | 32 | free_stock | R59-P-1-KDP1_SEP | inventory | 2025-10-28 | Mechanical |  | - | 2026-02-15 | 2026-02-01 | 0
6100K031 | Aziziyah (Fast Track) : SWITCHGEAR - Aziziyah | SWGR | ROH | 1VL7602006R0101 | TIE ROD W800 CABLE COMPT. | 32 | 32 | 0 | 6100KDP01 | R56-Q-1-K019_SEP | inventory | 2025-10-28 | Mechanical |  | - | 2026-02-15 | 2026-02-01 | 0
6100K031 | Aziziyah (Fast Track) : SWITCHGEAR - Aziziyah | SWGR | ROH | 1VL7607280R0101 | HINGE WITHOUT FASTENERS | 561 | 385 | 176 | free_stock | R14-J-1-KDP1_SEP | inventory | 2025-10-28 | Mechanical |  | - | 2026-02-15 | 2026-02-01 | 0
6100K031 | Aziziyah (Fast Track) : SWITCHGEAR - Aziziyah | SWGR | ROH | 1VL7608266P0101 | CONNECTION PIECE tublar GCE8005046R0101 | 30 | 30 | 0 | free_stock | INC-1-1-KDP1_SEP | inventory | 2025-10-28 | Mechanical |  | - | 2026-02-15 | 2026-02-01 | 0
6100K031 | Aziziyah (Fast Track) : SWITCHGEAR - Aziziyah | SWGR | ROH | 1YAB000002-FDV | MIMIC DIAGRAM, INCOMER-2W,VT | 3 | 3 | 0 | free_stock | WH2-1-1-KDP1_SEP | inventory | 2025-10-28 | LV |  | - | 2026-02-15 | 2026-02-01 | 0
6100K031 | Aziziyah (Fast Track) : SWITCHGEAR - Aziziyah | SWGR | ROH | 1YAB000003-FDX | MIMIC , OUTGOING WITH EARTHING | 43 | 36 | 7 | free_stock | WH2-1-1-KDP1_SEP | inventory | 2025-10-28 | LV |  | - | 2026-02-15 | 2026-02-01 | 0
6100K031 | Aziziyah (Fast Track) : SWITCHGEAR - Aziziyah | SWGR | ROH | 1YAB000003-FDX | MIMIC , OUTGOING WITH EARTHING | 7 | 2 | 5 | free_stock | INC-1-1-KDP1_SEP | inventory | 2025-10-28 | LV |  | - | 2026-02-15 | 2026-02-01 | 0
6100K031 | Aziziyah (Fast Track) : SWITCHGEAR - Aziziyah | SWGR | ROH | 1YAB000003-FDX | MIMIC , OUTGOING WITH EARTHING | 5 | 1 | 4 | free_stock | 1-1-1-1 | inventory | 2025-10-28 | LV |  | - | 2026-02-15 | 2026-02-01 | 0
6100K031 | Aziziyah (Fast Track) : SWITCHGEAR - Aziziyah | SWGR | ROH | 1YAB000004-BTE | MIMIC BUS SEC WITH EARTHG ON RIGHT SIDE | 2 | 1 | 1 | free_stock | INC-1-1-KDP1_SEP | inventory | 2025-10-28 | LV |  | - | 2026-02-15 | 2026-02-01 | 0
6100K031 | Aziziyah (Fast Track) : SWITCHGEAR - Aziziyah | SWGR | ROH | 1YAB000004-BTE | MIMIC BUS SEC WITH EARTHG ON RIGHT SIDE | 1 | 1 | 0 | free_stock | WH2-1-1-KDP1_SEP | inventory | 2025-10-28 | LV |  | - | 2026-02-15 | 2026-02-01 | 0
6100K031 | Aziziyah (Fast Track) : SWITCHGEAR - Aziziyah | SWGR | ROH | 1YAB000007-BME | MIMIC, BUS MET. & EARTHING-2W,VT | 1 | 1 | 0 | free_stock | INC-1-1-KDP1_SEP | inventory | 2025-10-28 | LV |  | - | 2026-02-15 | 2026-02-01 | 0
6100K031 | Aziziyah (Fast Track) : SWITCHGEAR - Aziziyah | SWGR | ROH | 1YAB000009-BRM | MIMIC , BUS RISER & MET.-2W,VT | 2 | 1 | 1 | free_stock | INC-1-1-KDP1_SEP | inventory | 2025-10-28 | LV |  | - | 2026-02-15 | 2026-02-01 | 0
6100K031 | Aziziyah (Fast Track) : SWITCHGEAR - Aziziyah | SWGR | ROH | 1YAB000009-BRM | MIMIC , BUS RISER & MET.-2W,VT | 1 | 1 | 0 | free_stock | WH2-1-1-KDP1_SEP | inventory | 2025-10-28 | LV |  | - | 2026-02-15 | 2026-02-01 | 0
6100K031 | Aziziyah (Fast Track) : SWITCHGEAR - Aziziyah | SWGR | ROH | 1YAB010005P0102 | SHROUD, LEFT W1000 | 9 | 9 | 0 | free_stock | R59-Q-1-KDP1_SEP | inventory | 2025-10-28 | Mechanical |  | - | 2026-02-15 | 2026-02-01 | 0
6100K031 | Aziziyah (Fast Track) : SWITCHGEAR - Aziziyah | SWGR | ROH | 1YAB010005P0103 | SHROUD, LEFT W800 | 129 | 87 | 42 | free_stock | R59-Q-1-KDP1_SEP | inventory | 2025-10-28 | Mechanical |  | - | 2026-02-15 | 2026-02-01 | 0
6100K031 | Aziziyah (Fast Track) : SWITCHGEAR - Aziziyah | SWGR | ROH | 1YAB010005P0103 | SHROUD, LEFT W800 | 42 | 42 | 0 | 6100KDP01 | R56-Q-1-K019_SEP | inventory | 2025-10-28 | Mechanical |  | - | 2026-02-15 | 2026-02-01 | 0
6100K031 | Aziziyah (Fast Track) : SWITCHGEAR - Aziziyah | SWGR | ROH | 1YAB010006P0102 | SHROUD, RIGHT W1000 | 9 | 9 | 0 | free_stock | R59-Q-1-KDP1_SEP | inventory | 2025-10-28 | Mechanical |  | - | 2026-02-15 | 2026-02-01 | 0
6100K031 | Aziziyah (Fast Track) : SWITCHGEAR - Aziziyah | SWGR | ROH | 1YAB010006P0103 | SHROUD, RIGHT W800 | 129 | 87 | 42 | free_stock | R59-Q-1-KDP1_SEP | inventory | 2025-10-28 | Mechanical |  | - | 2026-02-15 | 2026-02-01 | 0
6100K031 | Aziziyah (Fast Track) : SWITCHGEAR - Aziziyah | SWGR | ROH | 1YAB010006P0103 | SHROUD, RIGHT W800 | 42 | 42 | 0 | 6100KDP01 | R56-Q-1-K019_SEP | inventory | 2025-10-28 | Mechanical |  | - | 2026-02-15 | 2026-02-01 | 0
6100K031 | Aziziyah (Fast Track) : SWITCHGEAR - Aziziyah | SWGR | ROH | 1YAB010024P0101 | HINGE BOLT COMPONENT #1 | 144 | 99 | 45 | free_stock | R15-A-1-KDP1_SEP | inventory | 2025-10-28 | Mechanical |  | - | 2026-02-15 | 2026-02-01 | 0
6100K031 | Aziziyah (Fast Track) : SWITCHGEAR - Aziziyah | SWGR | ROH | 1YAB010024P0101 | HINGE BOLT COMPONENT #1 | 45 | 3 | 42 | free_stock | 1-1-1-1 | inventory | 2025-10-28 | Mechanical |  | - | 2026-02-15 | 2026-02-01 | 0
6100K031 | Aziziyah (Fast Track) : SWITCHGEAR - Aziziyah | SWGR | ROH | 1YAB010024P0101 | HINGE BOLT COMPONENT #1 | 42 | 3 | 39 | 6100K019 | R15-A-1-KDP1_SEP | consumption | 2025-10-13 | Mechanical |  | - | 2026-02-15 | 2026-02-01 | 0 | [5 empty] | Work in Process Pick | 8082423
6100K031 | Aziziyah (Fast Track) : SWITCHGEAR - Aziziyah | SWGR | ROH | 1YAB010024P0101 | HINGE BOLT COMPONENT #1 | 39 | 3 | 36 | 6100K019 | R15-A-1-KDP1_SEP | consumption | 2025-10-14 | Mechanical |  | - | 2026-02-15 | 2026-02-01 | 0 | [5 empty] | Work in Process Pick | 8096132
6100K031 | Aziziyah (Fast Track) : SWITCHGEAR - Aziziyah | SWGR | ROH | 1YAB010024P0101 | HINGE BOLT COMPONENT #1 | 36 | 3 | 33 | 6100K019 | R15-A-1-KDP1_SEP | consumption | 2025-10-14 | Mechanical |  | - | 2026-02-15 | 2026-02-01 | 0 | [5 empty] | Work in Process Pick | 8096141
6100K031 | Aziziyah (Fast Track) : SWITCHGEAR - Aziziyah | SWGR | ROH | 1YAB010024P0101 | HINGE BOLT COMPONENT #1 | 33 | 3 | 30 | 6100K019 | R15-A-1-KDP1_SEP | consumption | 2025-10-14 | Mechanical |  | - | 2026-02-15 | 2026-02-01 | 0 | [5 empty] | Work in Process Pick | 8108515
6100K031 | Aziziyah (Fast Track) : SWITCHGEAR - Aziziyah | SWGR | ROH | 1YAB010024P0101 | HINGE BOLT COMPONENT #1 | 30 | 3 | 27 | 6100K019 | R15-A-1-KDP1_SEP | consumption | 2025-10-14 | Mechanical |  | - | 2026-02-15 | 2026-02-01 | 0 | [5 empty] | Work in Process Pick | 8108752
6100K031 | Aziziyah (Fast Track) : SWITCHGEAR - Aziziyah | SWGR | ROH | 1YAB010024P0101 | HINGE BOLT COMPONENT #1 | 27 | 3 | 24 | 6100K019 | R15-A-1-KDP1_SEP | consumption | 2025-10-15 | Mechanical |  | - | 2026-02-15 | 2026-02-01 | 0 | [5 empty] | Work in Process Pick | 8120194
6100K031 | Aziziyah (Fast Track) : SWITCHGEAR - Aziziyah | SWGR | ROH | 1YAB010024P0101 | HINGE BOLT COMPONENT #1 | 24 | 3 | 21 | 6100K019 | R15-A-1-KDP1_SEP | consumption | 2025-10-15 | Mechanical |  | - | 2026-02-15 | 2026-02-01 | 0 | [5 empty] | Work in Process Pick | 8120260
6100K031 | Aziziyah (Fast Track) : SWITCHGEAR - Aziziyah | SWGR | ROH | 1YAB010024P0101 | HINGE BOLT COMPONENT #1 | 21 | 3 | 18 | 6100K019 | R15-A-1-KDP1_SEP | consumption | 2025-10-15 | Mechanical |  | - | 2026-02-15 | 2026-02-01 | 0 | [5 empty] | Work in Process Pick | 8132365
6100K031 | Aziziyah (Fast Track) : SWITCHGEAR - Aziziyah | SWGR | ROH | 1YAB010024P0101 | HINGE BOLT COMPONENT #1 | 18 | 3 | 15 | 6100K019 | R15-A-1-KDP1_SEP | consumption | 2025-10-16 | Mechanical |  | - | 2026-02-15 | 2026-02-01 | 0 | [5 empty] | Work in Process Pick | 8140305
6100K031 | Aziziyah (Fast Track) : SWITCHGEAR - Aziziyah | SWGR | ROH | 1YAB010024P0101 | HINGE BOLT COMPONENT #1 | 15 | 3 | 12 | 6100K019 | R15-A-1-KDP1_SEP | consumption | 2025-10-16 | Mechanical |  | - | 2026-02-15 | 2026-02-01 | 0 | [5 empty] | Work in Process Pick | 8140365
6100K031 | Aziziyah (Fast Track) : SWITCHGEAR - Aziziyah | SWGR | ROH | 1YAB010025P0101 | HINGE COMPONENT #2 | 288 | 198 | 90 | free_stock | R13-S-1-KDP1_SEP | inventory | 2025-10-28 | Mechanical |  | - | 2026-02-15 | 2026-02-01 | 0
6100K031 | Aziziyah (Fast Track) : SWITCHGEAR - Aziziyah | SWGR | ROH | 1YAB010025P0101 | HINGE COMPONENT #2 | 90 | 42 | 48 | free_stock | R58-J-1-KDP1_SEP | inventory | 2025-10-28 | Mechanical |  | - | 2026-02-15 | 2026-02-01 | 0
6100K031 | Aziziyah (Fast Track) : SWITCHGEAR - Aziziyah | SWGR | ROH | 1YAB010029P0122 | CVI DIVIDER, 12-17.5kV, Set 1B (11425) | 46 | 34 | 12 | free_stock | R14-I-1-KDP1_SEP | inventory | 2025-10-28 | Mechanical |  | - | 2026-02-15 | 2026-02-01 | 0
6100K031 | Aziziyah (Fast Track) : SWITCHGEAR - Aziziyah | SWGR | ROH | 1YAB010029P0122 | CVI DIVIDER, 12-17.5kV, Set 1B (11425) | 12 | 4 | 8 | 6100KDP01 | R16-B-1-K019_SEP | inventory | 2025-10-28 | Mechanical |  | - | 2026-02-15 | 2026-02-01 | 0
6100K031 | Aziziyah (Fast Track) : SWITCHGEAR - Aziziyah | SWGR | ROH | 1YAB010029P0122 | CVI DIVIDER, 12-17.5kV, Set 1B (11425) | 8 | 1 | 7 | 606PD013 | R14-I-1-PD\-13/MV_SEP | inventory | 2025-10-28 | Mechanical |  | - | 2026-02-15 | 2026-02-01 | 0
6100K031 | Aziziyah (Fast Track) : SWITCHGEAR - Aziziyah | SWGR | ROH | 1YAB010032P0101 | CT PLATE,UPPER,W1000 (PAINT RAL7035-STD) | 5 | 5 | 0 | free_stock | NEW.FLR-1-1-KDP1_SEP | inventory | 2025-10-28 | Mechanical |  | - | 2026-02-15 | 2026-02-01 | 0
6100K031 | Aziziyah (Fast Track) : SWITCHGEAR - Aziziyah | SWGR | ROH | 1YAB010033P0101 | CT MOUNTING PLATE, LOWER, W1000, 3150A | 5 | 5 | 0 | free_stock | NEW.FLR-1-1-KDP1_SEP | inventory | 2025-10-28 | Mechanical |  | - | 2026-02-15 | 2026-02-01 | 0
6100K031 | Aziziyah (Fast Track) : SWITCHGEAR - Aziziyah | SWGR | ROH | 1YAB010037P0101 | STRENGHTENING SHEET 13.8KV/24KV | 96 | 78 | 18 | free_stock | NEW.FLR-1-1-KDP1_SEP | inventory | 2025-10-28 | Mechanical |  | - | 2026-02-15 | 2026-02-01 | 0
6100K031 | Aziziyah (Fast Track) : SWITCHGEAR - Aziziyah | SWGR | ROH | 1YAB010037P0101 | STRENGHTENING SHEET 13.8KV/24KV | 18 | 12 | 6 | free_stock | 1-1-1-1 | inventory | 2025-10-28 | Mechanical |  | - | 2026-02-15 | 2026-02-01 | 0
6100K031 | Aziziyah (Fast Track) : SWITCHGEAR - Aziziyah | SWGR | ROH | 1YAB010037P0102 | STRENGTHENING SHEET FOR 40KA PANEL | 6 | 4 | 2 | free_stock | NEW.FLR-1-1-KDP1_SEP | inventory | 2025-10-28 | Mechanical |  | - | 2026-02-15 | 2026-02-01 | 0
6100K031 | Aziziyah (Fast Track) : SWITCHGEAR - Aziziyah | SWGR | ROH | 1YAB010075P0101 | PARTITION PLATE UPPER CT W800 SS STL | 43 | 33 | 10 | 6100KDP01 | NEW.FLR-1-1-KDP1_SEP | inventory | 2025-10-28 | Mechanical |  | - | 2026-02-15 | 2026-02-01 | 0
6100K031 | Aziziyah (Fast Track) : SWITCHGEAR - Aziziyah | SWGR | ROH | 1YAB010076P0101 | COVER FOR PARTITION PLATE | 43 | 33 | 10 | free_stock | NEW.FLR-1-1-KDP1_SEP | inventory | 2025-10-28 | Mechanical |  | - | 2026-02-15 | 2026-02-01 | 0
6100K031 | Aziziyah (Fast Track) : SWITCHGEAR - Aziziyah | SWGR | ROH | 1YAB010137P0100 | EDGE PROTECTION (FLEXIBLE)DIRAK 209-0812 | 189.85 | 155.21 | 34.64 | free_stock | R66-H-1-KDP1_SEP | inventory | 2025-10-28 | Mechanical |  | - | 2026-02-15 | 2026-02-01 | 0
6100K031 | Aziziyah (Fast Track) : SWITCHGEAR - Aziziyah | SWGR | ROH | 1YAB010137P0100 | EDGE PROTECTION (FLEXIBLE)DIRAK 209-0812 | 34.64 | 34.64 | 0 | free_stock | R16-L-1-1 | inventory | 2025-10-28 | Mechanical |  | - | 2026-02-15 | 2026-02-01 | 0
6100K031 | Aziziyah (Fast Track) : SWITCHGEAR - Aziziyah | SWGR | ROH | 1YAB010138P0102 | PROTECTIVE COVER W800 | 43 | 35 | 8 | free_stock | R15-A-1-KDP1_SEP | inventory | 2025-10-28 | Mechanical |  | - | 2026-02-15 | 2026-02-01 | 0
6100K031 | Aziziyah (Fast Track) : SWITCHGEAR - Aziziyah | SWGR | ROH | 1YAB010138P0102 | PROTECTIVE COVER W800 | 8 | 3 | 5 | free_stock | R14-J-1-KDP1_SEP | inventory | 2025-10-28 | Mechanical |  | - | 2026-02-15 | 2026-02-01 | 0
6100K031 | Aziziyah (Fast Track) : SWITCHGEAR - Aziziyah | SWGR | ROH | 1YAB010138P0103 | PROTECTIVE COVER W1000 | 5 | 5 | 0 | free_stock | R59-Q-1-KDP1_SEP | inventory | 2025-10-28 | Mechanical |  | - | 2026-02-15 | 2026-02-01 | 0
6100K031 | Aziziyah (Fast Track) : SWITCHGEAR - Aziziyah | SWGR | ROH | 1YAB010138P0120 | Cover for push button rod | 48 | 48 | 0 | 6100KDP01 | R56-P-1-K019_SEP | inventory | 2025-10-28 | Mechanical |  | - | 2026-02-15 | 2026-02-01 | 0
6100K031 | Aziziyah (Fast Track) : SWITCHGEAR - Aziziyah | SWGR | ROH | 1YAB010145P0102 | DOOR STOPPER ROD 8 MM DIA. | 51 | 42 | 9 | free_stock | R58-O-1-KDP1_SEP | inventory | 2025-10-28 | Mechanical |  | - | 2026-02-15 | 2026-02-01 | 0
6100K031 | Aziziyah (Fast Track) : SWITCHGEAR - Aziziyah | SWGR | ROH | 1YAB010241P0101 | HEX. BOLT M10X20 POLYAMIDE | 294 | 240 | 54 | free_stock | R58-O-1-KDP1_SEP | inventory | 2025-10-28 | Mechanical |  | - | 2026-02-15 | 2026-02-01 | 0
6100K031 | Aziziyah (Fast Track) : SWITCHGEAR - Aziziyah | SWGR | ROH | 1YAB010241P0101 | HEX. BOLT M10X20 POLYAMIDE | 54 | 12 | 42 | free_stock | 1-1-1-1 | inventory | 2025-10-28 | Mechanical |  | - | 2026-02-15 | 2026-02-01 | 0
6100K031 | Aziziyah (Fast Track) : SWITCHGEAR - Aziziyah | SWGR | ROH | 1YAB010241P0101 | HEX. BOLT M10X20 POLYAMIDE | 42 | 6 | 36 | 6100K019 | R58-O-1-KDP1_SEP | consumption | 2025-10-13 | Mechanical |  | - | 2026-02-15 | 2026-02-01 | 0 | [5 empty] | Work in Process Pick | 8076603
6100K031 | Aziziyah (Fast Track) : SWITCHGEAR - Aziziyah | SWGR | ROH | 1YAB010241P0102 | HEX. BOLT M10X25 POLYAMIDE | 147 | 120 | 27 | free_stock | R15-A-1-KDP1_SEP | inventory | 2025-10-28 | Mechanical |  | - | 2026-02-15 | 2026-02-01 | 0
6100K031 | Aziziyah (Fast Track) : SWITCHGEAR - Aziziyah | SWGR | ROH | 1YAB010241P0102 | HEX. BOLT M10X25 POLYAMIDE | 27 | 6 | 21 | free_stock | 1-1-1-1 | inventory | 2025-10-28 | Mechanical |  | - | 2026-02-15 | 2026-02-01 | 0
6100K031 | Aziziyah (Fast Track) : SWITCHGEAR - Aziziyah | SWGR | ROH | 1YAB010241P0102 | HEX. BOLT M10X25 POLYAMIDE | 21 | 3 | 18 | 6100K019 | R15-A-1-KDP1_SEP | consumption | 2025-10-13 | Mechanical |  | - | 2026-02-15 | 2026-02-01 | 0 | [5 empty] | Work in Process Pick | 8071009
6100K031 | Aziziyah (Fast Track) : SWITCHGEAR - Aziziyah | SWGR | ROH | 1YAB010241P0102 | HEX. BOLT M10X25 POLYAMIDE | 18 | 3 | 15 | 6100K019 | R15-A-1-KDP1_SEP | consumption | 2025-10-14 | Mechanical |  | - | 2026-02-15 | 2026-02-01 | 0 | [5 empty] | Work in Process Pick | 8108554
6100K031 | Aziziyah (Fast Track) : SWITCHGEAR - Aziziyah | SWGR | ROH | 1YAB010241P0102 | HEX. BOLT M10X25 POLYAMIDE | 15 | 3 | 12 | 6100K019 | R15-A-1-KDP1_SEP | consumption | 2025-10-14 | Mechanical |  | - | 2026-02-15 | 2026-02-01 | 0 | [5 empty] | Work in Process Pick | 8108755
6100K031 | Aziziyah (Fast Track) : SWITCHGEAR - Aziziyah | SWGR | ROH | 1YAB010241P0102 | HEX. BOLT M10X25 POLYAMIDE | 12 | 3 | 9 | 6100K019 | R15-A-1-KDP1_SEP | consumption | 2025-10-16 | Mechanical |  | - | 2026-02-15 | 2026-02-01 | 0 | [5 empty] | Work in Process Pick | 8140299
6100K031 | Aziziyah (Fast Track) : SWITCHGEAR - Aziziyah | SWGR | ROH | 1YAB010241P0102 | HEX. BOLT M10X25 POLYAMIDE | 9 | 3 | 6 | 6100K019 | R15-A-1-KDP1_SEP | consumption | 2025-10-16 | Mechanical |  | - | 2026-02-15 | 2026-02-01 | 0 | [5 empty] | Work in Process Pick | 8140371
6100K031 | Aziziyah (Fast Track) : SWITCHGEAR - Aziziyah | SWGR | ROH | 1YAB010241P0102 | HEX. BOLT M10X25 POLYAMIDE | 6 | 3 | 3 | 6100K019 | R15-A-1-KDP1_SEP | consumption | 2025-10-16 | Mechanical |  | - | 2026-02-15 | 2026-02-01 | 0 | [5 empty] | Work in Process Pick | 8150218
6100K031 | Aziziyah (Fast Track) : SWITCHGEAR - Aziziyah | SWGR | ROH | 1YAB010241P0102 | HEX. BOLT M10X25 POLYAMIDE | 3 | 3 | 0 | 6100K019 | R15-A-1-KDP1_SEP | consumption | 2025-10-16 | Mechanical |  | - | 2026-02-15 | 2026-02-01 | 0 | [5 empty] | Work in Process Pick | 8150242
6100K031 | Aziziyah (Fast Track) : SWITCHGEAR - Aziziyah | SWGR | ROH | 1YAB010241P0103 | HEX. BOLT M10X30 POLYAMIDE | 129 | 123 | 6 | free_stock | R58-O-1-KDP1_SEP | inventory | 2025-10-28 | Mechanical |  | - | 2026-02-15 | 2026-02-01 | 0
6100K031 | Aziziyah (Fast Track) : SWITCHGEAR - Aziziyah | SWGR | ROH | 1YAB010241P0104 | HEX. BOLT M10X40 POLYAMIDE | 18 | 18 | 0 | free_stock | R58-O-1-KDP1_SEP | inventory | 2025-10-28 | Mechanical |  | - | 2026-02-15 | 2026-02-01 | 0
6100K031 | Aziziyah (Fast Track) : SWITCHGEAR - Aziziyah | SWGR | ROH | 1YAB010301P0101 | Instruction label for Pres Flap Opening | 47 | 38 | 9 | free_stock | WH2-1-1-KDP1_SEP | inventory | 2025-10-28 | Mechanical |  | - | 2026-02-15 | 2026-02-01 | 0
6100K031 | Aziziyah (Fast Track) : SWITCHGEAR - Aziziyah | SWGR | ROH | 1YAB010301P0101 | Instruction label for Pres Flap Opening | 9 | 1 | 8 | 6100K019 | INC-1-1-KDP1_SEP | consumption | 2025-10-13 | Mechanical |  | - | 2026-02-15 | 2026-02-01 | 0 | [5 empty] | Work in Process Pick | 8082432
6100K031 | Aziziyah (Fast Track) : SWITCHGEAR - Aziziyah | SWGR | ROH | 1YAB010301P0101 | Instruction label for Pres Flap Opening | 8 | 1 | 7 | 6100K019 | WH2-1-1-KDP1_SEP | consumption | 2025-10-15 | Mechanical |  | - | 2026-02-15 | 2026-02-01 | 0 | [5 empty] | Work in Process Pick | 8115338
6100K031 | Aziziyah (Fast Track) : SWITCHGEAR - Aziziyah | SWGR | ROH | 1YAB010301P0101 | Instruction label for Pres Flap Opening | 7 | 1 | 6 | 6100K019 | WH2-1-1-KDP1_SEP | consumption | 2025-10-15 | Mechanical |  | - | 2026-02-15 | 2026-02-01 | 0 | [5 empty] | Work in Process Pick | 8115353
6100K031 | Aziziyah (Fast Track) : SWITCHGEAR - Aziziyah | SWGR | ROH | 1YAB010301P0101 | Instruction label for Pres Flap Opening | 6 | 1 | 5 | 6100K019 | WH2-1-1-KDP1_SEP | consumption | 2025-10-16 | Mechanical |  | - | 2026-02-15 | 2026-02-01 | 0 | [5 empty] | Work in Process Pick | 8140293
6100K031 | Aziziyah (Fast Track) : SWITCHGEAR - Aziziyah | SWGR | ROH | 1YAB010301P0101 | Instruction label for Pres Flap Opening | 5 | 1 | 4 | 6100K019 | WH2-1-1-KDP1_SEP | consumption | 2025-10-16 | Mechanical |  | - | 2026-02-15 | 2026-02-01 | 0 | [5 empty] | Work in Process Pick | 8140374
6100K031 | Aziziyah (Fast Track) : SWITCHGEAR - Aziziyah | SWGR | ROH | 1YAB010301P0111 | Label printed in Trafolite 200 x 100 | 51 | 42 | 9 | free_stock | WH2-1-1-KDP1_SEP | inventory | 2025-10-28 | Mechanical |  | - | 2026-02-15 | 2026-02-01 | 0
6100K031 | Aziziyah (Fast Track) : SWITCHGEAR - Aziziyah | SWGR | ROH | 1YAB010366P0109 | Self tapping screw pan head M4x5mm SS | 2550 | 2550 | 0 | free_stock | R13-S-1-KDP1_SEP | inventory | 2025-10-28 | LV |  | - | 2026-02-15 | 2026-02-01 | 0
6100K031 | Aziziyah (Fast Track) : SWITCHGEAR - Aziziyah | SWGR | ROH | 1YAB010378P0110 | SEC.FEMALE CONTACTS 1.5,W.SLEEVES 50X | 2550 | 1800 | 750 | free_stock | R59-Q-1-KDP1_SEP | inventory | 2025-10-28 | Mechanical |  | - | 2026-02-15 | 2026-02-01 | 0
6100K031 | Aziziyah (Fast Track) : SWITCHGEAR - Aziziyah | SWGR | ROH | 1YAB010378P0110 | SEC.FEMALE CONTACTS 1.5,W.SLEEVES 50X | 750 | 750 | 0 | 6100KDP01 | R56-P-1-K019_SEP | inventory | 2025-10-28 | Mechanical |  | - | 2026-02-15 | 2026-02-01 | 0
6100K031 | Aziziyah (Fast Track) : SWITCHGEAR - Aziziyah | SWGR | ROH | 1YAB010378P0112 | SEC. FEMALE CONTACT PIN 2.5MM | 2300 | 1400 | 900 | free_stock | R59-Q-1-KDP1_SEP | inventory | 2025-10-28 | Mechanical |  | - | 2026-02-15 | 2026-02-01 | 0
6100K031 | Aziziyah (Fast Track) : SWITCHGEAR - Aziziyah | SWGR | ROH | 1YAB010378P0112 | SEC. FEMALE CONTACT PIN 2.5MM | 900 | 900 | 0 | 6100KDP01 | R56-P-1-K019_SEP | inventory | 2025-10-28 | Mechanical |  | - | 2026-02-15 | 2026-02-01 | 0
6100K031 | Aziziyah (Fast Track) : SWITCHGEAR - Aziziyah | SWGR | ROH | 1YAB010402P0101 | STICKER "operating Instruction manual" | 99 | 82 | 17 | free_stock | WH2-1-1-KDP1_SEP | inventory | 2025-10-28 | Mechanical |  | - | 2026-02-15 | 2026-02-01 | 0
6100K031 | Aziziyah (Fast Track) : SWITCHGEAR - Aziziyah | SWGR | ROH | 1YAB010402P0101 | STICKER "operating Instruction manual" | 17 | 2 | 15 | free_stock | 1-1-1-1 | inventory | 2025-10-28 | Mechanical |  | - | 2026-02-15 | 2026-02-01 | 0
6100K031 | Aziziyah (Fast Track) : SWITCHGEAR - Aziziyah | SWGR | ROH | 1YAB010402P0101 | STICKER "operating Instruction manual" | 15 | 2 | 13 | 6100K019 | INC-1-1-KDP1_SEP | consumption | 2025-10-13 | Mechanical |  | - | 2026-02-15 | 2026-02-01 | 0 | [5 empty] | Work in Process Pick | 8085895
6100K031 | Aziziyah (Fast Track) : SWITCHGEAR - Aziziyah | SWGR | ROH | 1YAB010402P0101 | STICKER "operating Instruction manual" | 13 | 2 | 11 | 6100K019 | INC-1-1-KDP1_SEP | consumption | 2025-10-15 | Mechanical |  | - | 2026-02-15 | 2026-02-01 | 0 | [5 empty] | Work in Process Pick | 8115484
6100K031 | Aziziyah (Fast Track) : SWITCHGEAR - Aziziyah | SWGR | ROH | 1YAB010402P0101 | STICKER "operating Instruction manual" | 11 | 2 | 9 | 6100K019 | WH2-1-1-KDP1_SEP | consumption | 2025-10-15 | Mechanical |  | - | 2026-02-15 | 2026-02-01 | 0 | [5 empty] | Work in Process Pick | 8131737
6100K031 | Aziziyah (Fast Track) : SWITCHGEAR - Aziziyah | SWGR | ROH | 1YAB010402P0101 | STICKER "operating Instruction manual" | 9 | 2 | 7 | 6100K019 | WH2-1-1-KDP1_SEP | consumption | 2025-10-16 | Mechanical |  | - | 2026-02-15 | 2026-02-01 | 0 | [5 empty] | Work in Process Pick | 8140284
6100K031 | Aziziyah (Fast Track) : SWITCHGEAR - Aziziyah | SWGR | ROH | 1YAB010402P0101 | STICKER "operating Instruction manual" | 7 | 2 | 5 | 6100K019 | WH2-1-1-KDP1_SEP | consumption | 2025-10-16 | Mechanical |  | - | 2026-02-15 | 2026-02-01 | 0 | [5 empty] | Work in Process Pick | 8140377
6100K031 | Aziziyah (Fast Track) : SWITCHGEAR - Aziziyah | SWGR | ROH | 1YAB010402R0103 | LABELS FOR SHUTTERS BUSBAR-CABLE -FEEDER | 47 | 34 | 13 | free_stock | WH2-1-1-KDP1_SEP | inventory | 2025-10-28 | Mechanical |  | - | 2026-02-15 | 2026-02-01 | 0
6100K031 | Aziziyah (Fast Track) : SWITCHGEAR - Aziziyah | SWGR | ROH | 1YAB010489P0101 | FLAT BRAIDED, 16SQMM. TIN(13.8kV)6mmdia | 159 | 105 | 54 | free_stock | R66-P-1-KDP1_SEP | inventory | 2025-10-28 | Mechanical |  | - | 2026-02-15 | 2026-02-01 | 0
6100K031 | Aziziyah (Fast Track) : SWITCHGEAR - Aziziyah | SWGR | ROH | 1YAB010489P0102 | FLAT BRAIDED CONNECTOR, 16 SQMM. TINNED | 48 | 40 | 8 | free_stock | R66-P-1-KDP1_SEP | inventory | 2025-10-28 | Mechanical |  | - | 2026-02-15 | 2026-02-01 | 0
6100K031 | Aziziyah (Fast Track) : SWITCHGEAR - Aziziyah | SWGR | ROH | 1YAB5112XFS00000 | VT 3Nos PRIMARY FUSE 17.5kV, 3A, SIBA.VT PRIMARY FUSE FOR 17.5kV UG ZS1 Fuse length : 192 mm Fuse dia : 53 mm Rated Voltage: 17.5kV Rated Current: 3A Rated breaking current : 31.5 kA Frequency: 60 Hz Fuse make : SIBA Type: 30 179 11.3 | 18 | 12 | 6 | free_stock | R13-S-1-KDP1_SEP | inventory | 2025-10-28 | LV |  | - | 2026-02-15 | 2026-02-01 | 0
6100K031 | Aziziyah (Fast Track) : SWITCHGEAR - Aziziyah | SWGR | ROH | 1YAB5112XFS00000 | VT 3Nos PRIMARY FUSE 17.5kV, 3A, SIBA.VT PRIMARY FUSE FOR 17.5kV UG ZS1 Fuse length : 192 mm Fuse dia : 53 mm Rated Voltage: 17.5kV Rated Current: 3A Rated breaking current : 31.5 kA Frequency: 60 Hz Fuse make : SIBA Type: 30 179 11.3 | 6 | 6 | 0 | free_stock | R14-B-1-KDP1_SEP | inventory | 2025-10-28 | LV |  | - | 2026-02-15 | 2026-02-01 | 0
6100K031 | Aziziyah (Fast Track) : SWITCHGEAR - Aziziyah | SWGR | ROH | 1YAB52321VW6CN00 | VD4/PW 170625-p210-125VDC (1VCD400222) | 40 | 13 | 27 | free_stock | INC-1-1-KDP1_SEP | inventory | 2025-10-28 | A |  | - | 2026-02-15 | 2026-02-01 | 0
6100K031 | Aziziyah (Fast Track) : SWITCHGEAR - Aziziyah | SWGR | ROH | 1YAB52321VW6CN00 | VD4/PW 170625-p210-125VDC (1VCD400222) | 27 | 1 | 26 | 6100K019 | INC-1-1-KDP1_SEP | consumption | 2025-10-13 | A |  | - | 2026-02-15 | 2026-02-01 | 0 | [5 empty] | Work in Process Pick | 8082438
6100K031 | Aziziyah (Fast Track) : SWITCHGEAR - Aziziyah | SWGR | ROH | 1YAB52321VW6CN00 | VD4/PW 170625-p210-125VDC (1VCD400222) | 26 | 1 | 25 | 6100K019 | INC-1-1-KDP1_SEP | consumption | 2025-10-14 | A |  | - | 2026-02-15 | 2026-02-01 | 0 | [5 empty] | Work in Process Pick | 8107710
6100K031 | Aziziyah (Fast Track) : SWITCHGEAR - Aziziyah | SWGR | ROH | 1YAB52321VW6CN00 | VD4/PW 170625-p210-125VDC (1VCD400222) | 25 | 1 | 24 | 6100K019 | INC-1-1-KDP1_SEP | consumption | 2025-10-15 | A |  | - | 2026-02-15 | 2026-02-01 | 0 | [5 empty] | Work in Process Pick | 8132336
6100K031 | Aziziyah (Fast Track) : SWITCHGEAR - Aziziyah | SWGR | ROH | 1YAB52333VW6CN00 | VD4/P 171240-p210-125VDC (1VCD400222) | 3 | 2 | 1 | free_stock | INC-1-1-KDP1_SEP | inventory | 2025-10-28 | A |  | - | 2026-02-15 | 2026-02-01 | 0
6100K031 | Aziziyah (Fast Track) : SWITCHGEAR - Aziziyah | SWGR | ROH | 1YAB52371V06CN00 | VD4/P 173225-p275-125VDC (1VCD400222) | 5 | 5 | 0 | free_stock | INC-1-1-KDP1_SEP | inventory | 2025-10-28 | A |  | - | 2026-02-15 | 2026-02-01 | 0
6100K031 | Aziziyah (Fast Track) : SWITCHGEAR - Aziziyah | SWGR | ROH | 1YAB5310XFAXXN28 | REF 620_NBFNAAAANEA1BNN11G | 48 | 39 | 9 | free_stock | R66-B-1-KDP1_SEP | inventory | 2025-10-28 | A |  | - | 2026-02-15 | 2026-02-01 | 0
6100K031 | Aziziyah (Fast Track) : SWITCHGEAR - Aziziyah | SWGR | ROH | 1YAB5310XFAXXN28 | REF 620_NBFNAAAANEA1BNN11G | 9 | 5 | 4 | 6100K019 | 1-1-1-1 | inventory | 2025-10-28 | A |  | - | 2026-02-15 | 2026-02-01 | 0
6100K031 | Aziziyah (Fast Track) : SWITCHGEAR - Aziziyah | SWGR | ROH | 1YAB5310XFAXXN28 | REF 620_NBFNAAAANEA1BNN11G | 4 | 1 | 3 | 6100K019 | R66-B-1-KDP1_SEP | inventory | 2025-10-28 | A |  | - | 2026-02-15 | 2026-02-01 | 0
6100K031 | Aziziyah (Fast Track) : SWITCHGEAR - Aziziyah | SWGR | ROH | 1YAB5310XFAXXN28 | REF 620_NBFNAAAANEA1BNN11G | 3 | 1 | 2 | 6100K019 | R16-L-1-K019_SEP | consumption | 2025-10-15 | A |  | - | 2026-02-15 | 2026-02-01 | 0 | [5 empty] | Work in Process Pick | 8127541
6100K031 | Aziziyah (Fast Track) : SWITCHGEAR - Aziziyah | SWGR | ROH | 1YAB5310XFAXXN28 | REF 620_NBFNAAAANEA1BNN11G | 2 | 1 | 1 | 6100K019 | R16-L-1-K019_SEP | consumption | 2025-10-15 | A |  | - | 2026-02-15 | 2026-02-01 | 0 | [5 empty] | Work in Process Pick | 8131740
6100K031 | Aziziyah (Fast Track) : SWITCHGEAR - Aziziyah | SWGR | ROH | 1YAB5310XFAXXN28 | REF 620_NBFNAAAANEA1BNN11G | 1 | 1 | 0 | 6100K019 | R16-L-1-K019_SEP | consumption | 2025-10-16 | A |  | - | 2026-02-15 | 2026-02-01 | 0 | [5 empty] | Work in Process Pick | 8144845
6100K031 | Aziziyah (Fast Track) : SWITCHGEAR - Aziziyah | SWGR | ROH | 1YAB5320XDB1XN02 | DIGITAL VOLTMETER, Cl 1.0, 3PH4W, 5-500V, 60Hz, 150% Un CONT, 3 LINE DISPLAY LED, MODBUS ¦ SECURE DPM 96 V300 | 3 | 3 | 0 | 6100K019 | R16-L-1-K019_SEP | inventory | 2025-10-28 | LV |  | - | 2026-02-15 | 2026-02-01 | 0
6100K031 | Aziziyah (Fast Track) : SWITCHGEAR - Aziziyah | SWGR | ROH | LL10-W | ABB_LL10-W / LL10-W, AC/DC90-264V 50/60HZ | 51 | 51 | 0 | free_stock | 1-1-1-1 | inventory | 2025-10-28 | LV | Automated: Replaced 1YAB53301XIX0000 by LL10-W. | - | 2026-02-15 | 2026-02-01 | 0
6100K031 | Aziziyah (Fast Track) : SWITCHGEAR - Aziziyah | SWGR | ROH | 1YAB53303XRX0000 | THERMOSTAT 24,48,60,115 & 230V,SK 3110 | 51 | 49 | 2 | free_stock | R13-S-1-KDP1_SEP | inventory | 2025-10-28 | LV |  | - | 2026-02-15 | 2026-02-01 | 0
6100K031 | Aziziyah (Fast Track) : SWITCHGEAR - Aziziyah | SWGR | ROH | 1YAB53303XRX0000 | THERMOSTAT 24,48,60,115 & 230V,SK 3110 | 2 | 2 | 0 | 6100KDP01 | R16-B-1-K019_SEP | inventory | 2025-10-28 | LV |  | - | 2026-02-15 | 2026-02-01 | 0
6100K031 | Aziziyah (Fast Track) : SWITCHGEAR - Aziziyah | SWGR | ROH | 1YAB5331XXCX0100 | BREAKER CONTROL SWITCH (Comelectric)Breaker Control Switch3-Pole, 3-Position & spring returnDim: 51 X 51 mm Padlockable handle:Colour : Red YellowFront plate:Text Engrave : OPEN- NORMAL-CLOSELettering plate:Text Engrave : BREAKER CONTROL SWITCH Ordering Code: R601 SAM303 011 01-L078+48-30309T133 | 48 | 44 | 4 | free_stock | R13-S-1-KDP1_SEP | inventory | 2025-10-28 | LV |  | - | 2026-02-15 | 2026-02-01 | 0
6100K031 | Aziziyah (Fast Track) : SWITCHGEAR - Aziziyah | SWGR | ROH | 1YAB5331XXCX0100 | BREAKER CONTROL SWITCH (Comelectric)Breaker Control Switch3-Pole, 3-Position & spring returnDim: 51 X 51 mm Padlockable handle:Colour : Red YellowFront plate:Text Engrave : OPEN- NORMAL-CLOSELettering plate:Text Engrave : BREAKER CONTROL SWITCH Ordering Code: R601 SAM303 011 01-L078+48-30309T133 | 4 | 1 | 3 | 6100K019 | 1-1-1-1 | inventory | 2025-10-28 | LV |  | - | 2026-02-15 | 2026-02-01 | 0
6100K031 | Aziziyah (Fast Track) : SWITCHGEAR - Aziziyah | SWGR | ROH | 1YAB5331XXCX0220 | OFF-EMER-LOCAL-REMOTE 4P4P, PADLCK (COMELECTRIC), Breaker Mode Selector Switch 4-Poles, 4-Positions Padlockable in each position Stop at last position: YES Handle Color: Black Front plate: Text engrave : Cam Position 270, Text = OFF Cam Position 330, Text = EMERGENCY Cam Position 30, Text = LOCAL Cam Position 90, Text = REMOTE Lettering plate Text engrave : BREAKER MODE SWITCH Ordering Code: R601 SA408 067 27-L071+48-40513T134 20A, 4 pos Stayput 4 contacts in each Pos, TYPE 1: Engraving: OFF-EMERGENCY-LOCAL-REMOTE TOP PLATE: BREAKER MODE PADLOCK SAP PART NO: 1YAB5331XXCX0220 | 40 | 40 | 0 | free_stock | R13-S-1-KDP1_SEP | inventory | 2025-10-28 | LV |  | - | 2026-02-15 | 2026-02-01 | 0
6100K031 | Aziziyah (Fast Track) : SWITCHGEAR - Aziziyah | SWGR | ROH | 1YAB5331XXCX0300 | SPACE HEATER SEL. SWITCH ( COMELECTRIC )R601 SA302 112-W051+48-31090T124 20A, 3Positions without internal links 2pole,3position Engraving (OFF/Auto/Manual) OFF-zero contacts AUTO-2 contacts MANUAL-2contacts TOP PLATE (SPACE HEATER) Single hole mounting FT6 | 51 | 48 | 3 | free_stock | R13-S-1-KDP1_SEP | inventory | 2025-10-28 | LV |  | - | 2026-02-15 | 2026-02-01 | 0
6100K031 | Aziziyah (Fast Track) : SWITCHGEAR - Aziziyah | SWGR | ROH | 1YAB5331XXCX0300 | SPACE HEATER SEL. SWITCH ( COMELECTRIC )R601 SA302 112-W051+48-31090T124 20A, 3Positions without internal links 2pole,3position Engraving (OFF/Auto/Manual) OFF-zero contacts AUTO-2 contacts MANUAL-2contacts TOP PLATE (SPACE HEATER) Single hole mounting FT6 | 3 | 1 | 2 | 6100K019 | R13-S-1-KDP1_SEP | inventory | 2025-10-28 | LV |  | - | 2026-02-15 | 2026-02-01 | 0
6100K031 | Aziziyah (Fast Track) : SWITCHGEAR - Aziziyah | SWGR | ROH | 1YAB5331XXCX0400 | LAMP TEST SWITCH ( COMELECTRIC )R601 SAM201 071-W051+48-20547T123 20A SPRING RETAIN WITHOUT INTERNAL LINKS 2 POSITION,1POLE Engraving (OFF-TEST) TOP PLATE Engraving (LAMP TEST) | 51 | 48 | 3 | free_stock | R13-S-1-KDP1_SEP | inventory | 2025-10-28 | LV |  | - | 2026-02-15 | 2026-02-01 | 0
6100K031 | Aziziyah (Fast Track) : SWITCHGEAR - Aziziyah | SWGR | ROH | 1YAB5331XXCX0400 | LAMP TEST SWITCH ( COMELECTRIC )R601 SAM201 071-W051+48-20547T123 20A SPRING RETAIN WITHOUT INTERNAL LINKS 2 POSITION,1POLE Engraving (OFF-TEST) TOP PLATE Engraving (LAMP TEST) | 3 | 1 | 2 | 6100K019 | R13-S-1-KDP1_SEP | inventory | 2025-10-28 | LV |  | - | 2026-02-15 | 2026-02-01 | 0
6100K031 | Aziziyah (Fast Track) : SWITCHGEAR - Aziziyah | SWGR | ROH | 1YAB5331XXCX0400 | LAMP TEST SWITCH ( COMELECTRIC )R601 SAM201 071-W051+48-20547T123 20A SPRING RETAIN WITHOUT INTERNAL LINKS 2 POSITION,1POLE Engraving (OFF-TEST) TOP PLATE Engraving (LAMP TEST) | 2 | 1 | 1 | 6100K019 | R13-S-1-KDP1_SEP | consumption | 2025-10-13 | LV |  | - | 2026-02-15 | 2026-02-01 | 0 | [5 empty] | Work in Process Pick | 8071517
6100K031 | Aziziyah (Fast Track) : SWITCHGEAR - Aziziyah | SWGR | ROH | 1YAB5331XXKX0700 | Auto Re-close IN-OUT Selector Switch(COMELECTRIC),"Auto Re-close IN-OUT Selector Switch 4-Pole, 2-Positions Dim: 51 X 51 mm Padlockable handle: Colour : Black Front plate: Text Engrave : IN-OUT Lettering plate Text Engrave : A/R IN-OUT SWITCH" CA10-A723-SA0030-E 1YAB5331XXKX0700 | 41 | 20 | 21 | 6100K018 | R16-B-1-K019_SEP | inventory | 2025-10-28 | LV |  | - | 2026-02-15 | 2026-02-01 | 0
6100K031 | Aziziyah (Fast Track) : SWITCHGEAR - Aziziyah | SWGR | ROH | 1YAB5331XXKX0700 | Auto Re-close IN-OUT Selector Switch(COMELECTRIC),"Auto Re-close IN-OUT Selector Switch 4-Pole, 2-Positions Dim: 51 X 51 mm Padlockable handle: Colour : Black Front plate: Text Engrave : IN-OUT Lettering plate Text Engrave : A/R IN-OUT SWITCH" CA10-A723-SA0030-E 1YAB5331XXKX0700 | 21 | 16 | 5 | 6100k016 | R16-B-1-K019_SEP | inventory | 2025-10-28 | LV |  | - | 2026-02-15 | 2026-02-01 | 0
6100K031 | Aziziyah (Fast Track) : SWITCHGEAR - Aziziyah | SWGR | ROH | 1YAB5332XXAXB000 | PB Black 1NO+1NC-22 dia-1SFA611100R4076 | 60 | 20 | 40 | free_stock | R16-I-1-KDP1_SEP | inventory | 2025-10-28 | LV |  | - | 2026-02-15 | 2026-02-01 | 0
6100K031 | Aziziyah (Fast Track) : SWITCHGEAR - Aziziyah | SWGR | ROH | 1YAB5334XXAX1000 | FT-1 SW-Type 129A514G01 | 8 | 8 | 0 | free_stock | R58-O-1-KDP1_SEP | inventory | 2025-10-28 | LV |  | - | 2026-02-15 | 2026-02-01 | 0
6100K031 | Aziziyah (Fast Track) : SWITCHGEAR - Aziziyah | SWGR | ROH | 1YAB5335XXAX1100 | COMBIFLEX TERMINAL BASE RX 2H -5619625-A | 243 | 86 | 157 | free_stock | R14-B-1-KDP1_SEP | inventory | 2025-10-28 | LV |  | - | 2026-02-15 | 2026-02-01 | 0
6100K031 | Aziziyah (Fast Track) : SWITCHGEAR - Aziziyah | SWGR | ROH | 1YAB5335XXAX1100 | COMBIFLEX TERMINAL BASE RX 2H -5619625-A | 157 | 18 | 139 | free_stock | R14-L-1-KDP1_SEP | inventory | 2025-10-28 | LV |  | - | 2026-02-15 | 2026-02-01 | 0
6100K031 | Aziziyah (Fast Track) : SWITCHGEAR - Aziziyah | SWGR | ROH | 1YAB5335XXAX1100 | COMBIFLEX TERMINAL BASE RX 2H -5619625-A | 139 | 4 | 135 | 6100K019 | 1-1-1-1 | inventory | 2025-10-28 | LV |  | - | 2026-02-15 | 2026-02-01 | 0
6100K031 | Aziziyah (Fast Track) : SWITCHGEAR - Aziziyah | SWGR | ROH | 1YAB5335XXAX1200 | COMBIFLEX TERMINAL BASE RX4 (4U 12C) | 14 | 14 | 0 | free_stock | R14-B-1-KDP1_SEP | inventory | 2025-10-28 | LV |  | - | 2026-02-15 | 2026-02-01 | 0
6100K031 | Aziziyah (Fast Track) : SWITCHGEAR - Aziziyah | SWGR | ROH | 1YAB5336XXAA2E00 | MCB 3A AC -2P,2CDS252001R0317 | 5 | 5 | 0 | free_stock | R16-L-1-KDP1_SEP | inventory | 2025-10-28 | LV |  | - | 2026-02-15 | 2026-02-01 | 0
6100K031 | Aziziyah (Fast Track) : SWITCHGEAR - Aziziyah | SWGR | ROH | 1YAB5336XXAA2G00 | MCB S 202-K6 6A AC -2P - 2CDS252001R0377 | 103 | 90 | 13 | free_stock | R16-L-1-KDP1_SEP | inventory | 2025-10-28 | LV |  | - | 2026-02-15 | 2026-02-01 | 0
6100K031 | Aziziyah (Fast Track) : SWITCHGEAR - Aziziyah | SWGR | ROH | 1YAB5336XXAA2G00 | MCB S 202-K6 6A AC -2P - 2CDS252001R0377 | 13 | 1 | 12 | 6100K019 | 1-1-1-1 | inventory | 2025-10-28 | LV |  | - | 2026-02-15 | 2026-02-01 | 0
6100K031 | Aziziyah (Fast Track) : SWITCHGEAR - Aziziyah | SWGR | ROH | 1YAB5336XXAA2L00 | MCB 16A AC -2P - 2CDS252001R0467 | 5 | 4 | 1 | free_stock | R16-L-1-KDP1_SEP | inventory | 2025-10-28 | LV |  | - | 2026-02-15 | 2026-02-01 | 0
6100K031 | Aziziyah (Fast Track) : SWITCHGEAR - Aziziyah | SWGR | ROH | 1YAB5336XXAA2L00 | MCB 16A AC -2P - 2CDS252001R0467 | 1 | 1 | 0 | 6100K019 | 1-1-1-1 | inventory | 2025-10-28 | LV |  | - | 2026-02-15 | 2026-02-01 | 0
6100K031 | Aziziyah (Fast Track) : SWITCHGEAR - Aziziyah | SWGR | ROH | 1YAB5336XXAB2G00 | MCB 6A DC 2P S202M-K6UC -2CDS272061R0377 | 300 | 280 | 20 | free_stock | R16-L-1-KDP1_SEP | inventory | 2025-10-28 | LV |  | - | 2026-02-15 | 2026-02-01 | 0
6100K031 | Aziziyah (Fast Track) : SWITCHGEAR - Aziziyah | SWGR | ROH | 1YAB5336XXAB2G00 | MCB 6A DC 2P S202M-K6UC -2CDS272061R0377 | 20 | 6 | 14 | 6100K019 | 1-1-1-1 | inventory | 2025-10-28 | LV |  | - | 2026-02-15 | 2026-02-01 | 0
6100K031 | Aziziyah (Fast Track) : SWITCHGEAR - Aziziyah | SWGR | ROH | 1YAB5336XXACG000 | Aux contact 2NC, S2C-HO2L-for MCB Order # 2CDS200936R0003 | 245 | 228 | 17 | free_stock | R14-B-1-KDP1_SEP | inventory | 2025-10-28 | LV |  | - | 2026-02-15 | 2026-02-01 | 0
6100K031 | Aziziyah (Fast Track) : SWITCHGEAR - Aziziyah | SWGR | ROH | 1YAB5336XXACG000 | Aux contact 2NC, S2C-HO2L-for MCB Order # 2CDS200936R0003 | 17 | 3 | 14 | 6100K019 | 1-1-1-1 | inventory | 2025-10-28 | LV |  | - | 2026-02-15 | 2026-02-01 | 0
6100K031 | Aziziyah (Fast Track) : SWITCHGEAR - Aziziyah | SWGR | ROH | 1YAB5336XXACG000 | Aux contact 2NC, S2C-HO2L-for MCB Order # 2CDS200936R0003 | 14 | 5 | 9 | 6100K019 | R14-B-1-KDP1_SEP | consumption | 2025-10-13 | LV |  | - | 2026-02-15 | 2026-02-01 | 0 | [5 empty] | Work in Process Pick | 8071520
6100K031 | Aziziyah (Fast Track) : SWITCHGEAR - Aziziyah | SWGR | ROH | 1YAB5336XXACH000 | Aux contact 1NO+1NC MCB -2CDS200936R0001 | 340 | 340 | 0 | free_stock | R16-L-1-KDP1_SEP | inventory | 2025-10-28 | LV |  | - | 2026-02-15 | 2026-02-01 | 0
6100K031 | Aziziyah (Fast Track) : SWITCHGEAR - Aziziyah | SWGR | ROH | 1YAB5336XXACJ000 | S2C-H01 - 1NC- Bottom Auxiliary Contact 2CDS200970R0031 | 75 | 75 | 0 | free_stock | R16-L-1-KDP1_SEP | inventory | 2025-10-28 | LV |  | - | 2026-02-15 | 2026-02-01 | 0
6100K031 | Aziziyah (Fast Track) : SWITCHGEAR - Aziziyah | SWGR | ROH | 1YAB5340XAJXXN00 | RF-4R_125Vdc_4 C/O_LED | 85 | 71 | 14 | free_stock | R14-I-1-KDP1_SEP | inventory | 2025-10-28 | LV |  | - | 2026-02-15 | 2026-02-01 | 0
6100K031 | Aziziyah (Fast Track) : SWITCHGEAR - Aziziyah | SWGR | ROH | 1YAB5340XAJXXN00 | RF-4R_125Vdc_4 C/O_LED | 14 | 7 | 7 | free_stock | R16-L-1-K019_SEP | inventory | 2025-10-28 | LV |  | - | 2026-02-15 | 2026-02-01 | 0
6100K031 | Aziziyah (Fast Track) : SWITCHGEAR - Aziziyah | SWGR | ROH | 1YAB5340XAJXXN00 | RF-4R_125Vdc_4 C/O_LED | 7 | 1 | 6 | 6100K019 | 1-1-1-1 | inventory | 2025-10-28 | LV |  | - | 2026-02-15 | 2026-02-01 | 0
6100K031 | Aziziyah (Fast Track) : SWITCHGEAR - Aziziyah | SWGR | ROH | 1YAB5340XAJXXN01 | BJ-8RP_Bistable_125Vdc_8 C/O | 40 | 34 | 6 | free_stock | R14-I-1-KDP1_SEP | inventory | 2025-10-28 | LV |  | - | 2026-02-15 | 2026-02-01 | 0
6100K031 | Aziziyah (Fast Track) : SWITCHGEAR - Aziziyah | SWGR | ROH | 1YAB5340XAJXXN01 | BJ-8RP_Bistable_125Vdc_8 C/O | 6 | 2 | 4 | free_stock | R16-L-1-K019_SEP | inventory | 2025-10-28 | LV |  | - | 2026-02-15 | 2026-02-01 | 0
6100K031 | Aziziyah (Fast Track) : SWITCHGEAR - Aziziyah | SWGR | ROH | 1YAB5340XAJXXN01 | BJ-8RP_Bistable_125Vdc_8 C/O | 4 | 1 | 3 | 6100K019 | R14-I-1-KDP1_SEP | consumption | 2025-10-13 | LV |  | - | 2026-02-15 | 2026-02-01 | 0 | [5 empty] | Work in Process Pick | 8069879
6100K031 | Aziziyah (Fast Track) : SWITCHGEAR - Aziziyah | SWGR | ROH | 1YAB5340XAJXXN01 | BJ-8RP_Bistable_125Vdc_8 C/O | 3 | 1 | 2 | 6100K019 | R14-I-1-KDP1_SEP | consumption | 2025-10-13 | LV |  | - | 2026-02-15 | 2026-02-01 | 0 | [5 empty] | Work in Process Pick | 8070552
6100K031 | Aziziyah (Fast Track) : SWITCHGEAR - Aziziyah | SWGR | ROH | 1YAB5340XBLXXN00 | MVAJ101 RA 0802_ 125VDC (8 NO + 2 NC) | 2 | 2 | 0 | free_stock | R16-L-1-K019_SEP | inventory | 2025-10-28 | LV |  | - | 2026-02-15 | 2026-02-01 | 0
6100K031 | Aziziyah (Fast Track) : SWITCHGEAR - Aziziyah | SWGR | ROH | 1YAB5340XCLXXN00 | MVAJ205 ,125VDC ) CAT No. MVAJ205TB0808A | 2 | 2 | 0 | free_stock | R16-L-1-K019_SEP | inventory | 2025-10-28 | LV |  | - | 2026-02-15 | 2026-02-01 | 0
6100K031 | Aziziyah (Fast Track) : SWITCHGEAR - Aziziyah | SWGR | ROH | 1YAB5340XDAXXN00 | RXMVB 4, RK 251 401-AP | 8 | 7 | 1 | free_stock | R16-B-1-K019_SEP | inventory | 2025-10-28 | LV |  | - | 2026-02-15 | 2026-02-01 | 0
6100K031 | Aziziyah (Fast Track) : SWITCHGEAR - Aziziyah | SWGR | ROH | 1YAB5340XDAXXN00 | RXMVB 4, RK 251 401-AP | 1 | 1 | 0 | free_stock | 1-1-1-1 | inventory | 2025-10-28 | LV |  | - | 2026-02-15 | 2026-02-01 | 0
6100K031 | Aziziyah (Fast Track) : SWITCHGEAR - Aziziyah | SWGR | ROH | 1YAB5340XDAXXN01 | RXMVB2, RK 251 204-AP | 13 | 13 | 0 | free_stock | R16-B-1-K019_SEP | inventory | 2025-10-28 | LV |  | - | 2026-02-15 | 2026-02-01 | 0
6100K031 | Aziziyah (Fast Track) : SWITCHGEAR - Aziziyah | SWGR | ROH | 1YAB5340XEAXXN00 | RXMB1 6NO_110-125VDC-1MRK 000 863-AN | 16 | 14 | 2 | free_stock | R16-B-1-K019_SEP | inventory | 2025-10-28 | LV |  | - | 2026-02-15 | 2026-02-01 | 0
6100K031 | Aziziyah (Fast Track) : SWITCHGEAR - Aziziyah | SWGR | ROH | 1YAB5340XEAXXN00 | RXMB1 6NO_110-125VDC-1MRK 000 863-AN | 2 | 2 | 0 | free_stock | 1-1-1-1 | inventory | 2025-10-28 | LV |  | - | 2026-02-15 | 2026-02-01 | 0
6100K031 | Aziziyah (Fast Track) : SWITCHGEAR - Aziziyah | SWGR | ROH | 1YAB5340XFAXXN00 | RXKL1, TYPE: 1MRK 000 066-AB | 5 | 5 | 0 | free_stock | R16-B-1-K019_SEP | inventory | 2025-10-28 | LV |  | - | 2026-02-15 | 2026-02-01 | 0
6100K031 | Aziziyah (Fast Track) : SWITCHGEAR - Aziziyah | SWGR | ROH | 1YAB5340XIAXXN00 | RXSF1_DC110-125V-MV RK 271 019-AN | 150 | 150 | 0 | free_stock | R14-L-1-KDP1_SEP | inventory | 2025-10-28 | LV |  | - | 2026-02-15 | 2026-02-01 | 0
6100K031 | Aziziyah (Fast Track) : SWITCHGEAR - Aziziyah | SWGR | ROH | 1YAB5355AMA0001 | D 6/8.ST1.RS AC/DC - 1SNA115914R0700 | 1617 | 1318 | 299 | free_stock | R59-G-1-1 | inventory | 2025-10-28 | LV |  | - | 2026-02-15 | 2026-02-01 | 0
6100K031 | Aziziyah (Fast Track) : SWITCHGEAR - Aziziyah | SWGR | ROH | 1YAB5355AMA0001 | D 6/8.ST1.RS AC/DC - 1SNA115914R0700 | 299 | 299 | 0 | 6100KDP01 | R16-B-1-K019_SEP | inventory | 2025-10-28 | LV |  | - | 2026-02-15 | 2026-02-01 | 0
6100K031 | Aziziyah (Fast Track) : SWITCHGEAR - Aziziyah | SWGR | ROH | 1YAB5355AMC0001 | Feed-through terminal block,ZT 4/4AN/2 .Base Terminal Plug AC-DC-4mm 1848350000 | 1530 | 1240 | 290 | free_stock | R57-G-1-KDP1_SEP | inventory | 2025-10-28 | LV |  | - | 2026-02-15 | 2026-02-01 | 0
6100K031 | Aziziyah (Fast Track) : SWITCHGEAR - Aziziyah | SWGR | ROH | 1YAB5355AMC0001 | Feed-through terminal block,ZT 4/4AN/2 .Base Terminal Plug AC-DC-4mm 1848350000 | 290 | 250 | 40 | 6100KDP01 | R57-G-1-K019_SEP | inventory | 2025-10-28 | LV |  | - | 2026-02-15 | 2026-02-01 | 0
6100K031 | Aziziyah (Fast Track) : SWITCHGEAR - Aziziyah | SWGR | ROH | 1YAB5355AMC0001 | Feed-through terminal block,ZT 4/4AN/2 .Base Terminal Plug AC-DC-4mm 1848350000 | 40 | 30 | 10 | 6100K019 | 1-1-1-1 | inventory | 2025-10-28 | LV |  | - | 2026-02-15 | 2026-02-01 | 0
6100K031 | Aziziyah (Fast Track) : SWITCHGEAR - Aziziyah | SWGR | ROH | 1YAB5355APC0001 | Base Terminal 2Deck- Plug In E-Sw-2.5mm | 612 | 516 | 96 | free_stock | R13-S-1-KDP1_SEP | inventory | 2025-10-28 | LV |  | - | 2026-02-15 | 2026-02-01 | 0
6100K031 | Aziziyah (Fast Track) : SWITCHGEAR - Aziziyah | SWGR | ROH | 1YAB5355APC0001 | Base Terminal 2Deck- Plug In E-Sw-2.5mm | 96 | 96 | 0 | 6100KDP01 | R57-J-1-K019_SEP | inventory | 2025-10-28 | LV |  | - | 2026-02-15 | 2026-02-01 | 0
6100K031 | Aziziyah (Fast Track) : SWITCHGEAR - Aziziyah | SWGR | ROH | 1YAB5355ATC0001 | Base Terminal Plug for Alrm & VT 2.5mm | 742 | 588 | 154 | free_stock | R13-S-1-KDP1_SEP | inventory | 2025-10-28 | LV |  | - | 2026-02-15 | 2026-02-01 | 0
6100K031 | Aziziyah (Fast Track) : SWITCHGEAR - Aziziyah | SWGR | ROH | 1YAB5355ATC0001 | Base Terminal Plug for Alrm & VT 2.5mm | 154 | 150 | 4 | 6100KDP01 | R57-J-1-K019_SEP | inventory | 2025-10-28 | LV |  | - | 2026-02-15 | 2026-02-01 | 0
6100K031 | Aziziyah (Fast Track) : SWITCHGEAR - Aziziyah | SWGR | ROH | 1YAB5355ATC0001 | Base Terminal Plug for Alrm & VT 2.5mm | 4 | 4 | 0 | 6100K019 | 1-1-1-1 | inventory | 2025-10-28 | LV |  | - | 2026-02-15 | 2026-02-01 | 0
6100K031 | Aziziyah (Fast Track) : SWITCHGEAR - Aziziyah | SWGR | ROH | RMU000000260 | Parition, Terminal, Current, D-OTTA6-T ¦ 0790459 ¦ PHOENIX | 510 | 82 | 428 | 6100K013 | R53-R-1-K013_SEP | inventory | 2025-10-28 | LV | Automated: Replaced 1YAB5355CAB0000 by RMU000000260. | - | 2026-02-15 | 2026-02-01 | 0
6100K031 | Aziziyah (Fast Track) : SWITCHGEAR - Aziziyah | SWGR | ROH | 1YAB5355CBA0000 | FEM8T6 End Sections Grey 1SNA215266R0100 | 765 | 720 | 45 | free_stock | R58-J-1-KDP1_SEP | inventory | 2025-10-28 | LV |  | - | 2026-02-15 | 2026-02-01 | 0
6100K031 | Aziziyah (Fast Track) : SWITCHGEAR - Aziziyah | SWGR | ROH | 1YAB5355CBA0000 | FEM8T6 End Sections Grey 1SNA215266R0100 | 45 | 45 | 0 | free_stock | R13-S-1-KDP1_SEP | inventory | 2025-10-28 | LV |  | - | 2026-02-15 | 2026-02-01 | 0
6100K031 | Aziziyah (Fast Track) : SWITCHGEAR - Aziziyah | SWGR | ROH | 1YAB5355CEA0000 | FEMR8 End Sections Grey 1SNA116987R0200 | 1020 | 500 | 520 | free_stock | R58-J-1-KDP1_SEP | inventory | 2025-10-28 | LV |  | - | 2026-02-15 | 2026-02-01 | 0
6100K031 | Aziziyah (Fast Track) : SWITCHGEAR - Aziziyah | SWGR | ROH | 1YAB5355CEA0000 | FEMR8 End Sections Grey 1SNA116987R0200 | 520 | 460 | 60 | free_stock | R14-I-1-KDP1_SEP | inventory | 2025-10-28 | LV |  | - | 2026-02-15 | 2026-02-01 | 0
6100K031 | Aziziyah (Fast Track) : SWITCHGEAR - Aziziyah | SWGR | ROH | 1YAB5355CEA0000 | FEMR8 End Sections Grey 1SNA116987R0200 | 60 | 60 | 0 | free_stock | R13-S-1-KDP1_SEP | inventory | 2025-10-28 | LV |  | - | 2026-02-15 | 2026-02-01 | 0
6100K031 | Aziziyah (Fast Track) : SWITCHGEAR - Aziziyah | SWGR | ROH | 1YAB5355CFA0000 | FEM6 End Sections Grey - 1SNA118368R1600 | 510 | 480 | 30 | free_stock | R58-J-1-KDP1_SEP | inventory | 2025-10-28 | LV |  | - | 2026-02-15 | 2026-02-01 | 0
6100K031 | Aziziyah (Fast Track) : SWITCHGEAR - Aziziyah | SWGR | ROH | 1YAB5355CFA0000 | FEM6 End Sections Grey - 1SNA118368R1600 | 30 | 30 | 0 | free_stock | R13-S-1-KDP1_SEP | inventory | 2025-10-28 | LV |  | - | 2026-02-15 | 2026-02-01 | 0
6100K031 | Aziziyah (Fast Track) : SWITCHGEAR - Aziziyah | SWGR | ROH | 1YAB5355CMC0000 | Terminal End Plate 1848360000-Wiedmuller | 204 | 172 | 32 | free_stock | R57-O-1-KDP1_SEP | inventory | 2025-10-28 | LV |  | - | 2026-02-15 | 2026-02-01 | 0
6100K031 | Aziziyah (Fast Track) : SWITCHGEAR - Aziziyah | SWGR | ROH | 1YAB5355CMC0000 | Terminal End Plate 1848360000-Wiedmuller | 32 | 32 | 0 | 6100KDP01 | R57-O-1-K019_SEP | inventory | 2025-10-28 | LV |  | - | 2026-02-15 | 2026-02-01 | 0
6100K031 | Aziziyah (Fast Track) : SWITCHGEAR - Aziziyah | SWGR | ROH | 1YAB5355CPC0000 | Terminal End Plate 1816110000-Wiedmuller | 204 | 167 | 37 | free_stock | R57-O-1-1 | inventory | 2025-10-28 | LV |  | - | 2026-02-15 | 2026-02-01 | 0
6100K031 | Aziziyah (Fast Track) : SWITCHGEAR - Aziziyah | SWGR | ROH | 1YAB5355CPC0000 | Terminal End Plate 1816110000-Wiedmuller | 37 | 37 | 0 | 6100KDP01 | R57-O-1-K019_SEP | inventory | 2025-10-28 | LV |  | - | 2026-02-15 | 2026-02-01 | 0
6100K031 | Aziziyah (Fast Track) : SWITCHGEAR - Aziziyah | SWGR | ROH | 1YAB5355CTC0000 | Terminal End Plate 1816070000-Wiedmuller | 106 | 82 | 24 | free_stock | R57-O-1-1 | inventory | 2025-10-28 | LV |  | - | 2026-02-15 | 2026-02-01 | 0
6100K031 | Aziziyah (Fast Track) : SWITCHGEAR - Aziziyah | SWGR | ROH | 1YAB5355CTC0000 | Terminal End Plate 1816070000-Wiedmuller | 24 | 24 | 0 | 6100KDP01 | R57-O-1-K019_SEP | inventory | 2025-10-28 | LV |  | - | 2026-02-15 | 2026-02-01 | 0
6100K031 | Aziziyah (Fast Track) : SWITCHGEAR - Aziziyah | SWGR | ROH | 1YAB5355CXB0000 | End Clamp, E/UK - 1201442 | 2550 | 2050 | 500 | free_stock | R56-R-1-KDP1_SEP | inventory | 2025-10-28 | LV |  | - | 2026-02-15 | 2026-02-01 | 0
6100K031 | Aziziyah (Fast Track) : SWITCHGEAR - Aziziyah | SWGR | ROH | 1YAB5355CXB0000 | End Clamp, E/UK - 1201442 | 500 | 500 | 0 | 6100K023 | R17-A-1-K013_SEP | inventory | 2025-10-28 | LV |  | - | 2026-02-15 | 2026-02-01 | 0
6100K031 | Aziziyah (Fast Track) : SWITCHGEAR - Aziziyah | SWGR | ROH | 1YAB5355DFA0000 | RC610-VerticalMarking 1SNA233060R0400 | 459 | 432 | 27 | free_stock | R58-J-1-KDP1_SEP | inventory | 2025-10-28 | LV |  | - | 2026-02-15 | 2026-02-01 | 0
6100K031 | Aziziyah (Fast Track) : SWITCHGEAR - Aziziyah | SWGR | ROH | 1YAB5355DFA0000 | RC610-VerticalMarking 1SNA233060R0400 | 27 | 27 | 0 | free_stock | R13-S-1-KDP1_SEP | inventory | 2025-10-28 | LV |  | - | 2026-02-15 | 2026-02-01 | 0
6100K031 | Aziziyah (Fast Track) : SWITCHGEAR - Aziziyah | SWGR | ROH | 1YAB5355DXB0000 | Terminal Strip Markers, KLM-A - 1004348 | 1530 | 730 | 800 | free_stock | 1-1-1-1 | inventory | 2025-10-28 | LV |  | - | 2026-02-15 | 2026-02-01 | 0
6100K031 | Aziziyah (Fast Track) : SWITCHGEAR - Aziziyah | SWGR | ROH | 1YAB5355DXB0000 | Terminal Strip Markers, KLM-A - 1004348 | 800 | 590 | 210 | 6100K012B | R59-G-1-MVBM_SEP | inventory | 2025-10-28 | LV |  | - | 2026-02-15 | 2026-02-01 | 0
6100K031 | Aziziyah (Fast Track) : SWITCHGEAR - Aziziyah | SWGR | ROH | 1YAB5355DXB0000 | Terminal Strip Markers, KLM-A - 1004348 | 210 | 210 | 0 | 6100K006 | 1-1-1-1 | inventory | 2025-10-28 | LV |  | - | 2026-02-15 | 2026-02-01 | 0
6100K031 | Aziziyah (Fast Track) : SWITCHGEAR - Aziziyah | SWGR | ROH | 1YAB5355DXC0000 | 460660001 DEK 5 FSZ 1-10 Z-Terminal 1-10 | 20600 | 16600 | 4000 | free_stock | R57-O-1-KDP1_SEP | inventory | 2025-10-28 | LV |  | - | 2026-02-15 | 2026-02-01 | 0
6100K031 | Aziziyah (Fast Track) : SWITCHGEAR - Aziziyah | SWGR | ROH | 1YAB5355DXC0000 | 460660001 DEK 5 FSZ 1-10 Z-Terminal 1-10 | 4000 | 3000 | 1000 | 6100KDP01 | R57-O-1-K019_SEP | inventory | 2025-10-28 | LV |  | - | 2026-02-15 | 2026-02-01 | 0
6100K031 | Aziziyah (Fast Track) : SWITCHGEAR - Aziziyah | SWGR | ROH | 1YAB5355DXC0000 | 460660001 DEK 5 FSZ 1-10 Z-Terminal 1-10 | 1000 | 400 | 600 | 6100K019 | 1-1-1-1 | inventory | 2025-10-28 | LV |  | - | 2026-02-15 | 2026-02-01 | 0
6100K031 | Aziziyah (Fast Track) : SWITCHGEAR - Aziziyah | SWGR | ROH | 1YAB5355EEA0000 | JUMPER BAR "BJS8" 20 Poles | 102 | 96 | 6 | free_stock | R58-J-1-KDP1_SEP | inventory | 2025-10-28 | LV |  | - | 2026-02-15 | 2026-02-01 | 0
6100K031 | Aziziyah (Fast Track) : SWITCHGEAR - Aziziyah | SWGR | ROH | 1YAB5355EEA0000 | JUMPER BAR "BJS8" 20 Poles | 6 | 6 | 0 | free_stock | R13-S-1-KDP1_SEP | inventory | 2025-10-28 | LV |  | - | 2026-02-15 | 2026-02-01 | 0
6100K031 | Aziziyah (Fast Track) : SWITCHGEAR - Aziziyah | SWGR | ROH | 1YAB5355EFA0000 | PC61-CombTypeJumprBar10 1SNA163311R2200 | 204 | 192 | 12 | free_stock | R58-J-1-KDP1_SEP | inventory | 2025-10-28 | LV |  | - | 2026-02-15 | 2026-02-01 | 0
6100K031 | Aziziyah (Fast Track) : SWITCHGEAR - Aziziyah | SWGR | ROH | 1YAB5355EFA0000 | PC61-CombTypeJumprBar10 1SNA163311R2200 | 12 | 12 | 0 | free_stock | R13-S-1-KDP1_SEP | inventory | 2025-10-28 | LV |  | - | 2026-02-15 | 2026-02-01 | 0
6100K031 | Aziziyah (Fast Track) : SWITCHGEAR - Aziziyah | SWGR | ROH | 1YAB5355GPC0000 | 2Pole cross connectn.plugable-1693800000 | 408 | 364 | 44 | free_stock | R13-S-1-KDP1_SEP | inventory | 2025-10-28 | LV |  | - | 2026-02-15 | 2026-02-01 | 0
6100K031 | Aziziyah (Fast Track) : SWITCHGEAR - Aziziyah | SWGR | ROH | 1YAB5355GPC0000 | 2Pole cross connectn.plugable-1693800000 | 44 | 44 | 0 | 6100KDP01 | R57-O-1-K019_SEP | inventory | 2025-10-28 | LV |  | - | 2026-02-15 | 2026-02-01 | 0
6100K031 | Aziziyah (Fast Track) : SWITCHGEAR - Aziziyah | SWGR | ROH | 1YAB5355HAB0000 | Zack Strip-Vertical(1-10) - 1053027:0001 | 612 | 580 | 32 | free_stock | R57-J-1-KDP1_SEP | inventory | 2025-10-28 | LV |  | - | 2026-02-15 | 2026-02-01 | 0
6100K031 | Aziziyah (Fast Track) : SWITCHGEAR - Aziziyah | SWGR | ROH | 1YAB5355HAB0000 | Zack Strip-Vertical(1-10) - 1053027:0001 | 32 | 12 | 20 | 6100K019 | 1-1-1-1 | inventory | 2025-10-28 | LV |  | - | 2026-02-15 | 2026-02-01 | 0
6100K031 | Aziziyah (Fast Track) : SWITCHGEAR - Aziziyah | SWGR | ROH | 1YAB5355HAB0000 | Zack Strip-Vertical(1-10) - 1053027:0001 | 20 | 6 | 14 | free_stock | R13-S-1-KDP1_SEP | inventory | 2025-10-28 | LV |  | - | 2026-02-15 | 2026-02-01 | 0
6100K031 | Aziziyah (Fast Track) : SWITCHGEAR - Aziziyah | SWGR | ROH | 1YAB5355HAB0001 | Zack Strip-Vertical(11-20)- 1053027:0011 | 612 | 536 | 76 | free_stock | R57-J-1-1 | inventory | 2025-10-28 | LV |  | - | 2026-02-15 | 2026-02-01 | 0
6100K031 | Aziziyah (Fast Track) : SWITCHGEAR - Aziziyah | SWGR | ROH | 1YAB5355HAB0001 | Zack Strip-Vertical(11-20)- 1053027:0011 | 76 | 50 | 26 | free_stock | R57-O-1-KDP1_SEP | inventory | 2025-10-28 | LV |  | - | 2026-02-15 | 2026-02-01 | 0
6100K031 | Aziziyah (Fast Track) : SWITCHGEAR - Aziziyah | SWGR | ROH | 1YAB5355HAB0001 | Zack Strip-Vertical(11-20)- 1053027:0011 | 26 | 12 | 14 | 6100K019 | R57-J-1-KDP1_SEP | inventory | 2025-10-28 | LV |  | - | 2026-02-15 | 2026-02-01 | 0
6100K031 | Aziziyah (Fast Track) : SWITCHGEAR - Aziziyah | SWGR | ROH | 1YAB5355HAB0001 | Zack Strip-Vertical(11-20)- 1053027:0011 | 14 | 12 | 2 | 6100K019 | R57-J-1-KDP1_SEP | consumption | 2025-10-13 | LV |  | - | 2026-02-15 | 2026-02-01 | 0 | [5 empty] | Work in Process Pick | 8069113
6100K031 | Aziziyah (Fast Track) : SWITCHGEAR - Aziziyah | SWGR | ROH | 1YAB5355HAB0001 | Zack Strip-Vertical(11-20)- 1053027:0011 | 2 | 2 | 0 | 6100K019 | R57-J-1-KDP1_SEP | consumption | 2025-10-13 | LV |  | - | 2026-02-15 | 2026-02-01 | 0 | [5 empty] | Work in Process Pick | 8070564
6100K031 | Aziziyah (Fast Track) : SWITCHGEAR - Aziziyah | SWGR | ROH | 1YAB5355HAB0002 | Zack Strip-Vertical Labeled(21-30) | 408 | 408 | 0 | 6100KDP01 | R57-J-1-K019_SEP | inventory | 2025-10-28 | LV |  | - | 2026-02-15 | 2026-02-01 | 0
6100K031 | Aziziyah (Fast Track) : SWITCHGEAR - Aziziyah | SWGR | ROH | 1YAB5355JMC0000 | 10Pole Plug 4mm-1855070000-DC looping | 306 | 244 | 62 | free_stock | R57-J-1-1 | inventory | 2025-10-28 | LV |  | - | 2026-02-15 | 2026-02-01 | 0
6100K031 | Aziziyah (Fast Track) : SWITCHGEAR - Aziziyah | SWGR | ROH | 1YAB5355JMC0000 | 10Pole Plug 4mm-1855070000-DC looping | 62 | 50 | 12 | 6100KDP01 | R57-J-1-K019_SEP | inventory | 2025-10-28 | LV |  | - | 2026-02-15 | 2026-02-01 | 0
6100K031 | Aziziyah (Fast Track) : SWITCHGEAR - Aziziyah | SWGR | ROH | 1YAB5355JMC0000 | 10Pole Plug 4mm-1855070000-DC looping | 12 | 6 | 6 | 6100K019 | 1-1-1-1 | inventory | 2025-10-28 | LV |  | - | 2026-02-15 | 2026-02-01 | 0
6100K031 | Aziziyah (Fast Track) : SWITCHGEAR - Aziziyah | SWGR | ROH | 1YAB5355JMC0000 | 10Pole Plug 4mm-1855070000-DC looping | 6 | 4 | 2 | free_stock | R13-S-1-KDP1_SEP | inventory | 2025-10-28 | LV |  | - | 2026-02-15 | 2026-02-01 | 0
6100K031 | Aziziyah (Fast Track) : SWITCHGEAR - Aziziyah | SWGR | ROH | 1YAB5355JMC0000 | 10Pole Plug 4mm-1855070000-DC looping | 2 | 2 | 0 | 6100K019 | R13-S-1-KDP1_SEP | consumption | 2025-10-13 | LV |  | - | 2026-02-15 | 2026-02-01 | 0 | [5 empty] | Work in Process Pick | 8069885
6100K031 | Aziziyah (Fast Track) : SWITCHGEAR - Aziziyah | SWGR | ROH | 1YAB5355JPC0000 | 6Pole Plug 2.5mm-1815240000-Cont-loop | 204 | 168 | 36 | free_stock | R57-J-1-1 | inventory | 2025-10-28 | LV |  | - | 2026-02-15 | 2026-02-01 | 0
6100K031 | Aziziyah (Fast Track) : SWITCHGEAR - Aziziyah | SWGR | ROH | 1YAB5355JPC0000 | 6Pole Plug 2.5mm-1815240000-Cont-loop | 36 | 36 | 0 | 6100KDP01 | R57-J-1-K019_SEP | inventory | 2025-10-28 | LV |  | - | 2026-02-15 | 2026-02-01 | 0
6100K031 | Aziziyah (Fast Track) : SWITCHGEAR - Aziziyah | SWGR |  | 1YAB5355JTC0000 | 10Pole Plug 2.5mm-1815280000-Cont-loop | 212 | 164 | 48 | free_stock | R57-J-1-1 | inventory | 2025-10-28 | LV |  | - | 2026-02-15 | 2026-02-01 | 0
6100K031 | Aziziyah (Fast Track) : SWITCHGEAR - Aziziyah | SWGR |  | 1YAB5355JTC0000 | 10Pole Plug 2.5mm-1815280000-Cont-loop | 48 | 40 | 8 | 6100KDP01 | R57-J-1-K019_SEP | inventory | 2025-10-28 | LV |  | - | 2026-02-15 | 2026-02-01 | 0
6100K031 | Aziziyah (Fast Track) : SWITCHGEAR - Aziziyah | SWGR |  | 1YAB5355JTC0000 | 10Pole Plug 2.5mm-1815280000-Cont-loop | 8 | 4 | 4 | free_stock | R57-J-1-KDP1_SEP | inventory | 2025-10-28 | LV |  | - | 2026-02-15 | 2026-02-01 | 0
6100K031 | Aziziyah (Fast Track) : SWITCHGEAR - Aziziyah | SWGR |  | 1YAB5355JTC0000 | 10Pole Plug 2.5mm-1815280000-Cont-loop | 4 | 4 | 0 | 6100K019 | 1-1-1-1 | inventory | 2025-10-28 | LV |  | - | 2026-02-15 | 2026-02-01 | 0
6100K031 | Aziziyah (Fast Track) : SWITCHGEAR - Aziziyah | SWGR | ROH | 1YAB5355KMC0000 | Locking element 185525000 for ZT4/4AN/2 | 612 | 500 | 112 | free_stock | R57-O-1-1 | inventory | 2025-10-28 | LV |  | - | 2026-02-15 | 2026-02-01 | 0
6100K031 | Aziziyah (Fast Track) : SWITCHGEAR - Aziziyah | SWGR | ROH | 1YAB5355KMC0000 | Locking element 185525000 for ZT4/4AN/2 | 112 | 100 | 12 | 6100KDP01 | R57-O-1-K019_SEP | inventory | 2025-10-28 | LV |  | - | 2026-02-15 | 2026-02-01 | 0
6100K031 | Aziziyah (Fast Track) : SWITCHGEAR - Aziziyah | SWGR | ROH | 1YAB5355KMC0000 | Locking element 185525000 for ZT4/4AN/2 | 12 | 12 | 0 | free_stock | R57-O-1-KDP1_SEP | inventory | 2025-10-28 | LV |  | - | 2026-02-15 | 2026-02-01 | 0
6100K031 | Aziziyah (Fast Track) : SWITCHGEAR - Aziziyah | SWGR | ROH | 1YAB5355KPC0000 | Locking ele. 1816130000 for ZT2.5/4AN/2 | 310 | 256 | 54 | free_stock | R57-O-1-1 | inventory | 2025-10-28 | LV |  | - | 2026-02-15 | 2026-02-01 | 0
6100K031 | Aziziyah (Fast Track) : SWITCHGEAR - Aziziyah | SWGR | ROH | 1YAB5355KPC0000 | Locking ele. 1816130000 for ZT2.5/4AN/2 | 54 | 50 | 4 | 6100KDP01 | R57-O-1-K019_SEP | inventory | 2025-10-28 | LV |  | - | 2026-02-15 | 2026-02-01 | 0
6100K031 | Aziziyah (Fast Track) : SWITCHGEAR - Aziziyah | SWGR | ROH | 1YAB5355KPC0000 | Locking ele. 1816130000 for ZT2.5/4AN/2 | 4 | 4 | 0 | 6100K019 | 1-1-1-1 | inventory | 2025-10-28 | LV |  | - | 2026-02-15 | 2026-02-01 | 0
6100K031 | Aziziyah (Fast Track) : SWITCHGEAR - Aziziyah | SWGR | ROH | 1YAB5355LMC0000 | Coding element 1856860000 - ZT4/4AN/2 | 408 | 336 | 72 | free_stock | R57-O-1-1 | inventory | 2025-10-28 | LV |  | - | 2026-02-15 | 2026-02-01 | 0
6100K031 | Aziziyah (Fast Track) : SWITCHGEAR - Aziziyah | SWGR | ROH | 1YAB5355LMC0000 | Coding element 1856860000 - ZT4/4AN/2 | 72 | 72 | 0 | 6100KDP01 | R57-O-1-K019_SEP | inventory | 2025-10-28 | LV |  | - | 2026-02-15 | 2026-02-01 | 0
6100K031 | Aziziyah (Fast Track) : SWITCHGEAR - Aziziyah | SWGR | ROH | 1YAB5355LPC0000 | Coding element 1816150000 | 416 | 340 | 76 | free_stock | R57-O-1-1 | inventory | 2025-10-28 | LV |  | - | 2026-02-15 | 2026-02-01 | 0
6100K031 | Aziziyah (Fast Track) : SWITCHGEAR - Aziziyah | SWGR | ROH | 1YAB5355LPC0000 | Coding element 1816150000 | 76 | 76 | 0 | 6100KDP01 | R57-O-1-K019_SEP | inventory | 2025-10-28 | LV |  | - | 2026-02-15 | 2026-02-01 | 0
6100K031 | Aziziyah (Fast Track) : SWITCHGEAR - Aziziyah | SWGR | ROH | 1YAB5355MPC0000 | Strain Relief Wied mulpart # 1816140000 | 310 | 256 | 54 | free_stock | R57-O-1-1 | inventory | 2025-10-28 | LV |  | - | 2026-02-15 | 2026-02-01 | 0
6100K031 | Aziziyah (Fast Track) : SWITCHGEAR - Aziziyah | SWGR | ROH | 1YAB5355MPC0000 | Strain Relief Wied mulpart # 1816140000 | 54 | 50 | 4 | 6100KDP01 | R57-O-1-K019_SEP | inventory | 2025-10-28 | LV |  | - | 2026-02-15 | 2026-02-01 | 0
6100K031 | Aziziyah (Fast Track) : SWITCHGEAR - Aziziyah | SWGR | ROH | 1YAB5355MPC0000 | Strain Relief Wied mulpart # 1816140000 | 4 | 4 | 0 | 6100K019 | 1-1-1-1 | inventory | 2025-10-28 | LV |  | - | 2026-02-15 | 2026-02-01 | 0
6100K031 | Aziziyah (Fast Track) : SWITCHGEAR - Aziziyah | SWGR | ROH | 1YAB5355ZAB0000 | Insertion Bridge, EB 10-OTTA6 - 0790420 | 612 | 507 | 105 | free_stock | R57-J-1-1 | inventory | 2025-10-28 | LV |  | - | 2026-02-15 | 2026-02-01 | 0
6100K031 | Aziziyah (Fast Track) : SWITCHGEAR - Aziziyah | SWGR | ROH | 1YAB5355ZAB0000 | Insertion Bridge, EB 10-OTTA6 - 0790420 | 105 | 105 | 0 | 6100K023 | R53-R-1-K013_SEP | inventory | 2025-10-28 | LV |  | - | 2026-02-15 | 2026-02-01 | 0
6100K031 | Aziziyah (Fast Track) : SWITCHGEAR - Aziziyah | SWGR | ROH | 1YAB60050819P0103 | Braided HARNESS TUBE (D40) | 765 | 765 | 0 | free_stock | R67-A-1-KDP1_SEP | inventory | 2025-10-28 | LV |  | - | 2026-02-15 | 2026-02-01 | 0
6100K031 | Aziziyah (Fast Track) : SWITCHGEAR - Aziziyah | SWGR | ROH | 1YAB60050819P0104 | Braided HARNESS TUBE (D50) | 51 | 51 | 0 | free_stock | R67-A-1-KDP1_SEP | inventory | 2025-10-28 | LV |  | - | 2026-02-15 | 2026-02-01 | 0
6100K031 | Aziziyah (Fast Track) : SWITCHGEAR - Aziziyah | SWGR | ROH | 1YAB60050819P0106 | Braided HARNESS TUBE (D30) | 1020 | 1000 | 20 | free_stock | R67-A-1-KDP1_SEP | inventory | 2025-10-28 | LV |  | - | 2026-02-15 | 2026-02-01 | 0
6100K031 | Aziziyah (Fast Track) : SWITCHGEAR - Aziziyah | SWGR | ROH | 1YAB60050819P0106 | Braided HARNESS TUBE (D30) | 20 | 20 | 0 | free_stock | R13-S-1-KDP1_SEP | inventory | 2025-10-28 | LV |  | - | 2026-02-15 | 2026-02-01 | 0
6100K031 | Aziziyah (Fast Track) : SWITCHGEAR - Aziziyah | SWGR | ROH | 1YAB60050819P0107 | Braided HARNESS TUBE (D20) | 510 | 500 | 10 | free_stock | R67-A-1-KDP1_SEP | inventory | 2025-10-28 | LV |  | - | 2026-02-15 | 2026-02-01 | 0
6100K031 | Aziziyah (Fast Track) : SWITCHGEAR - Aziziyah | SWGR | ROH | 1YAB60050819P0107 | Braided HARNESS TUBE (D20) | 10 | 10 | 0 | free_stock | R13-S-1-KDP1_SEP | inventory | 2025-10-28 | LV |  | - | 2026-02-15 | 2026-02-01 | 0
6100K031 | Aziziyah (Fast Track) : SWITCHGEAR - Aziziyah | SWGR | ROH | 25541 | HEX.RIVET NUT M10X24 ( 25541 ) | 2109 | 1397 | 712 | free_stock | R58-J-1-KDP1_SEP | inventory | 2025-10-28 | Mechanical |  | - | 2026-02-15 | 2026-02-01 | 0
6100K031 | Aziziyah (Fast Track) : SWITCHGEAR - Aziziyah | SWGR | ROH | GCE0369214P0100 | HEX.RIVET NUT M10X24 ( 25541 ) | 712 | 496 | 216 | free_stock | R58-A-1-KDP1_SEP | inventory | 2025-10-28 | Mechanical | Automated: Replaced 25541 by GCE0369214P0100. | - | 2026-02-15 | 2026-02-01 | 0
6100K031 | Aziziyah (Fast Track) : SWITCHGEAR - Aziziyah | SWGR | ROH | GCE0369214P0100 | HEX.RIVET NUT M10X24 ( 25541 ) | 216 | 10 | 206 | free_stock | 1-1-1-1 | inventory | 2025-10-28 | Mechanical | Automated: Replaced 25541 by GCE0369214P0100. | - | 2026-02-15 | 2026-02-01 | 0
6100K031 | Aziziyah (Fast Track) : SWITCHGEAR - Aziziyah | SWGR | ROH | GCE0369214P0100 | HEX.RIVET NUT M10X24 ( 25541 ) | 206 | 12 | 194 | 6100K019 | R58-A-1-KDP1_SEP | consumption | 2025-10-14 | Mechanical | Automated: Replaced 25541 by GCE0369214P0100. | - | 2026-02-15 | 2026-02-01 | 0 | [5 empty] | Work in Process Pick | 8099593
6100K031 | Aziziyah (Fast Track) : SWITCHGEAR - Aziziyah | SWGR | ROH | GCE0369214P0100 | HEX.RIVET NUT M10X24 ( 25541 ) | 194 | 12 | 182 | 6100K019 | R58-A-1-KDP1_SEP | consumption | 2025-10-14 | Mechanical | Automated: Replaced 25541 by GCE0369214P0100. | - | 2026-02-15 | 2026-02-01 | 0 | [5 empty] | Work in Process Pick | 8099689
6100K031 | Aziziyah (Fast Track) : SWITCHGEAR - Aziziyah | SWGR | ROH | GCE0369214P0100 | HEX.RIVET NUT M10X24 ( 25541 ) | 182 | 12 | 170 | 6100K019 | R58-A-1-KDP1_SEP | consumption | 2025-10-14 | Mechanical | Automated: Replaced 25541 by GCE0369214P0100. | - | 2026-02-15 | 2026-02-01 | 0 | [5 empty] | Work in Process Pick | 8108689
6100K031 | Aziziyah (Fast Track) : SWITCHGEAR - Aziziyah | SWGR | ROH | GCE0369214P0100 | HEX.RIVET NUT M10X24 ( 25541 ) | 170 | 12 | 158 | 6100K019 | R58-A-1-KDP1_SEP | consumption | 2025-10-15 | Mechanical | Automated: Replaced 25541 by GCE0369214P0100. | - | 2026-02-15 | 2026-02-01 | 0 | [5 empty] | Work in Process Pick | 8128712
6100K031 | Aziziyah (Fast Track) : SWITCHGEAR - Aziziyah | SWGR | ROH | GCE0369214P0100 | HEX.RIVET NUT M10X24 ( 25541 ) | 158 | 12 | 146 | 6100K019 | R58-A-1-KDP1_SEP | consumption | 2025-10-15 | Mechanical | Automated: Replaced 25541 by GCE0369214P0100. | - | 2026-02-15 | 2026-02-01 | 0 | [5 empty] | Work in Process Pick | 8128748
6100K031 | Aziziyah (Fast Track) : SWITCHGEAR - Aziziyah | SWGR | ROH | GCE0369214P0100 | HEX.RIVET NUT M10X24 ( 25541 ) | 146 | 12 | 134 | 6100K019 | R58-A-1-KDP1_SEP | consumption | 2025-10-15 | Mechanical | Automated: Replaced 25541 by GCE0369214P0100. | - | 2026-02-15 | 2026-02-01 | 0 | [5 empty] | Work in Process Pick | 8131679
6100K031 | Aziziyah (Fast Track) : SWITCHGEAR - Aziziyah | SWGR | ROH | GCE0369214P0100 | HEX.RIVET NUT M10X24 ( 25541 ) | 134 | 12 | 122 | 6100K019 | R58-A-1-KDP1_SEP | consumption | 2025-10-15 | Mechanical | Automated: Replaced 25541 by GCE0369214P0100. | - | 2026-02-15 | 2026-02-01 | 0 | [5 empty] | Work in Process Pick | 8131682
6100K031 | Aziziyah (Fast Track) : SWITCHGEAR - Aziziyah | SWGR | ROH | GCE0369214P0100 | HEX.RIVET NUT M10X24 ( 25541 ) | 122 | 12 | 110 | 6100K019 | R58-A-1-KDP1_SEP | consumption | 2025-10-16 | Mechanical | Automated: Replaced 25541 by GCE0369214P0100. | - | 2026-02-15 | 2026-02-01 | 0 | [5 empty] | Work in Process Pick | 8150185
6100K031 | Aziziyah (Fast Track) : SWITCHGEAR - Aziziyah | SWGR | ROH | GCE0369214P0100 | HEX.RIVET NUT M10X24 ( 25541 ) | 110 | 10 | 100 | 6100K019 | R58-A-1-KDP1_SEP | consumption | 2025-10-16 | Mechanical | Automated: Replaced 25541 by GCE0369214P0100. | - | 2026-02-15 | 2026-02-01 | 0 | [5 empty] | Work in Process Pick | 8150329
6100K031 | Aziziyah (Fast Track) : SWITCHGEAR - Aziziyah | SWGR | ROH | GCE0369214P0100 | HEX.RIVET NUT M10X24 ( 25541 ) | 100 | 2 | 98 | 6100K019 | R58-A-1-KDP1_SEP | consumption | 2025-10-16 | Mechanical | Automated: Replaced 25541 by GCE0369214P0100. | - | 2026-02-15 | 2026-02-01 | 0 | [5 empty] | Work in Process Pick | 8150326
6100K031 | Aziziyah (Fast Track) : SWITCHGEAR - Aziziyah | SWGR | ROH | 28100 | SCREW VITE ACTC D7971 T21572/4.2x6.5 | 194 | 194 | 0 | free_stock | R14-I-1-KDP1_SEP | inventory | 2025-10-28 | Mechanical |  | - | 2026-02-15 | 2026-02-01 | 0
6100K031 | Aziziyah (Fast Track) : SWITCHGEAR - Aziziyah | SWGR | ROH | 28132 | RETAINING RING ACC. T22414/3.2 | 49 | 49 | 0 | 6100KDP01 | R56-P-1-K019_SEP | inventory | 2025-10-28 | Mechanical |  | - | 2026-02-15 | 2026-02-01 | 0
6100K031 | Aziziyah (Fast Track) : SWITCHGEAR - Aziziyah | SWGR | ROH | 28192 | SCREW NYLON (POLIAM T21900 / 8X25) | 462 | 246 | 216 | free_stock | R58-O-1-KDP1_SEP | inventory | 2025-10-28 | Mechanical |  | - | 2026-02-15 | 2026-02-01 | 0
6100K031 | Aziziyah (Fast Track) : SWITCHGEAR - Aziziyah | SWGR | ROH | 28192 | SCREW NYLON (POLIAM T21900 / 8X25) | 216 | 18 | 198 | free_stock | 1-1-1-1 | inventory | 2025-10-28 | Mechanical |  | - | 2026-02-15 | 2026-02-01 | 0
6100K031 | Aziziyah (Fast Track) : SWITCHGEAR - Aziziyah | SWGR | ROH | 28192 | SCREW NYLON (POLIAM T21900 / 8X25) | 198 | 9 | 189 | 6100K019 | R58-O-1-KDP1_SEP | consumption | 2025-10-14 | Mechanical |  | - | 2026-02-15 | 2026-02-01 | 0 | [5 empty] | Work in Process Pick | 8100079
6100K031 | Aziziyah (Fast Track) : SWITCHGEAR - Aziziyah | SWGR | ROH | 28192 | SCREW NYLON (POLIAM T21900 / 8X25) | 189 | 60 | 129 |  | R58-O-1-KDP1_SEP | consumption | 2025-10-23 | Mechanical |  | - | 2026-02-15 | 2026-02-01 | 0 | [5 empty] | Miscellaneous issue | 8277106
6100K031 | Aziziyah (Fast Track) : SWITCHGEAR - Aziziyah | SWGR | ROH | 28373 | LOCK NUT ACC TO T21192/M2.5x0.45 | 102 | 102 | 0 | free_stock | R14-I-1-KDP1_SEP | inventory | 2025-10-28 | Mechanical |  | - | 2026-02-15 | 2026-02-01 | 0
6100K031 | Aziziyah (Fast Track) : SWITCHGEAR - Aziziyah | SWGR | ROH | 28452 | FLEXIBLE SPIROID PINS T22513/3X26 | 10 | 10 | 0 | free_stock | R59-Q-1-KDP1_SEP | inventory | 2025-10-28 | Mechanical |  | - | 2026-02-15 | 2026-02-01 | 0
6100K031 | Aziziyah (Fast Track) : SWITCHGEAR - Aziziyah | SWGR | ROH | 28627 | Rivet NUT ACC T21098/M6 (countersunk) | 628 | 460 | 168 | free_stock | R66-P-1-KDP1_SEP | inventory | 2025-10-28 | Mechanical |  | - | 2026-02-15 | 2026-02-01 | 0
6100K031 | Aziziyah (Fast Track) : SWITCHGEAR - Aziziyah | SWGR | ROH | 28627 | Rivet NUT ACC T21098/M6 (countersunk) | 168 | 13 | 155 | free_stock | 1-1-1-1 | inventory | 2025-10-28 | Mechanical |  | - | 2026-02-15 | 2026-02-01 | 0
6100K031 | Aziziyah (Fast Track) : SWITCHGEAR - Aziziyah | SWGR | ROH | 29823 | TOMMY HEAD SCREW ACC. T21010/M2.5x20 | 102 | 102 | 0 | free_stock | R14-I-1-KDP1_SEP | inventory | 2025-10-28 | Mechanical |  | - | 2026-02-15 | 2026-02-01 | 0
6100K031 | Aziziyah (Fast Track) : SWITCHGEAR - Aziziyah | SWGR | ROH | 2CSM258163R0721 | MV MATERIAL MV-AC-SOCKET-WOA 1YAB53305XAX0000 M1363-L | 2 | 1 | 1 | free_stock | R58-J-1-KDP1_SEP | inventory | 2025-10-28 | LV |  | - | 2026-02-15 | 2026-02-01 | 0
6100K031 | Aziziyah (Fast Track) : SWITCHGEAR - Aziziyah | SWGR | ROH | 2TRE123451P0001 | 3 PIN SOCKET SWITCH,13A,250V,BSRDP-I | 3 | 3 | 0 | free_stock | R58-J-1-KDP1_SEP | inventory | 2025-10-28 | LV |  | - | 2026-02-15 | 2026-02-01 | 0
6100K031 | Aziziyah (Fast Track) : SWITCHGEAR - Aziziyah | SWGR | ROH | 3WKA014480P0004 | RETAINING_WASHER_DIN6799_6-SPST/A3K | 49 | 49 | 0 | free_stock | R59-Q-1-KDP1_SEP | inventory | 2025-10-28 | Mechanical |  | - | 2026-02-15 | 2026-02-01 | 0
6100K031 | Aziziyah (Fast Track) : SWITCHGEAR - Aziziyah | SWGR | ROH | 3WKA014480P0007 | RETAINING_WASHER_DIN6799_9-SPST/A3K | 98 | 98 | 0 | free_stock | R58-A-1-KDP1_SEP | inventory | 2025-10-28 | Mechanical |  | - | 2026-02-15 | 2026-02-01 | 0
6100K031 | Aziziyah (Fast Track) : SWITCHGEAR - Aziziyah | SWGR | ROH | 3WKA014538P0012 | SPIRAL_PIN_ISO8748_4X20-ST/BK | 98 | 98 | 0 | 6100KDP01 | R56-Q-1-K019_SEP | inventory | 2025-10-28 | Mechanical |  | - | 2026-02-15 | 2026-02-01 | 0
6100K031 | Aziziyah (Fast Track) : SWITCHGEAR - Aziziyah | SWGR | ROH | 3WKA014538P0014 | SPIRAL_PIN_ISO8748_4X30-ST/BK | 49 | 49 | 0 | 6100KDP01 | R56-Q-1-K019_SEP | inventory | 2025-10-28 | Mechanical |  | - | 2026-02-15 | 2026-02-01 | 0
6100K031 | Aziziyah (Fast Track) : SWITCHGEAR - Aziziyah | SWGR | ROH | 3WKA014618P0001 | SAFETY_GRIPPER_BFK/A_BN13193_4-SPST/PH | 49 | 49 | 0 | 6100KDP01 | R56-P-1-K019_SEP | inventory | 2025-10-28 | Mechanical |  | - | 2026-02-15 | 2026-02-01 | 0
6100K031 | Aziziyah (Fast Track) : SWITCHGEAR - Aziziyah | SWGR | ROH | 3WKA014618P0003 | SAFETY_GRIPPER_BFK/A_BN13193_6-SPST/PH | 49 | 49 | 0 | 6100KDP01 | R56-P-1-K019_SEP | inventory | 2025-10-28 | Mechanical |  | - | 2026-02-15 | 2026-02-01 | 0
6100K031 | Aziziyah (Fast Track) : SWITCHGEAR - Aziziyah | SWGR | ROH | 4CE7000583P0101 | PIN | 49 | 36 | 13 | free_stock | R13-S-1-KDP1_SEP | inventory | 2025-10-28 | Mechanical |  | - | 2026-02-15 | 2026-02-01 | 0
6100K031 | Aziziyah (Fast Track) : SWITCHGEAR - Aziziyah | SWGR | ROH | 4CE7000583P0101 | PIN | 13 | 1 | 12 | 6100K019 | R13-S-1-KDP1_SEP | consumption | 2025-10-15 | Mechanical |  | - | 2026-02-15 | 2026-02-01 | 0 | [5 empty] | Work in Process Pick | 8132327
6100K031 | Aziziyah (Fast Track) : SWITCHGEAR - Aziziyah | SWGR | ROH | 500214111 | WASHER T22001/6.8X18 | 51 | 51 | 0 | free_stock | R58-A-1-KDP1_SEP | inventory | 2025-10-28 | Mechanical |  | - | 2026-02-15 | 2026-02-01 | 0
6100K031 | Aziziyah (Fast Track) : SWITCHGEAR - Aziziyah | SWGR | ROH | 500673075 | PIN T22681/8X54,5-5 | 184 | 112 | 72 | free_stock | R14-I-1-KDP1_SEP | inventory | 2025-10-28 | Mechanical |  | - | 2026-02-15 | 2026-02-01 | 0
6100K031 | Aziziyah (Fast Track) : SWITCHGEAR - Aziziyah | SWGR | ROH | 500673075 | PIN T22681/8X54,5-5 | 72 | 28 | 44 | 6100KDP01 | INC-1-1-K019_SEP | inventory | 2025-10-28 | Mechanical |  | - | 2026-02-15 | 2026-02-01 | 0
6100K031 | Aziziyah (Fast Track) : SWITCHGEAR - Aziziyah | SWGR | ROH | 500673075 | PIN T22681/8X54,5-5 | 44 | 4 | 40 | free_stock | 1-1-1-1 | inventory | 2025-10-28 | Mechanical |  | - | 2026-02-15 | 2026-02-01 | 0
6100K031 | Aziziyah (Fast Track) : SWITCHGEAR - Aziziyah | SWGR | ROH | 5022 643 | COVER PROFILE, AP3 | 81.6 | 81.6 | 0 | free_stock | R15-S-1-KDP1_SEP | inventory | 2025-10-28 | LV |  | - | 2026-02-15 | 2026-02-01 | 0
6100K031 | Aziziyah (Fast Track) : SWITCHGEAR - Aziziyah | SWGR | ROH | 5022 656 | COVER PROFILE SUPPORT, AP3-TU | 1275 | 1200 | 75 | free_stock | R15-T-1-KDP1_SEP | inventory | 2025-10-28 | LV |  | - | 2026-02-15 | 2026-02-01 | 0
6100K031 | Aziziyah (Fast Track) : SWITCHGEAR - Aziziyah | SWGR | ROH | 5022 656 | COVER PROFILE SUPPORT, AP3-TU | 75 | 25 | 50 | 6100K019 | R13-S-1-KDP1_SEP | inventory | 2025-10-28 | LV |  | - | 2026-02-15 | 2026-02-01 | 0
6100K031 | Aziziyah (Fast Track) : SWITCHGEAR - Aziziyah | SWGR | ROH | 5022 656 | COVER PROFILE SUPPORT, AP3-TU | 50 | 25 | 25 | free_stock | R13-S-1-KDP1_SEP | inventory | 2025-10-28 | LV |  | - | 2026-02-15 | 2026-02-01 | 0
6100K031 | Aziziyah (Fast Track) : SWITCHGEAR - Aziziyah | SWGR | ROH | 5022 656 | COVER PROFILE SUPPORT, AP3-TU | 25 | 25 | 0 | 6100K019 | R13-S-1-KDP1_SEP | consumption | 2025-10-13 | LV |  | - | 2026-02-15 | 2026-02-01 | 0 | [5 empty] | Work in Process Pick | 8069116
6100K031 | Aziziyah (Fast Track) : SWITCHGEAR - Aziziyah | SWGR | ROH | 5217 708-3 | M.CONTACT/HAN-E16M/09330162601 | 3 | 2 | 1 | free_stock | R14-I-1-KDP1_SEP | inventory | 2025-10-28 | Mechanical |  | - | 2026-02-15 | 2026-02-01 | 0
6100K031 | Aziziyah (Fast Track) : SWITCHGEAR - Aziziyah | SWGR | ROH | 5217 708-3 | M.CONTACT/HAN-E16M/09330162601 | 1 | 1 | 0 | free_stock | 1-1-1-1 | inventory | 2025-10-28 | Mechanical |  | - | 2026-02-15 | 2026-02-01 | 0
6100K031 | Aziziyah (Fast Track) : SWITCHGEAR - Aziziyah | SWGR | ROH | 5217 708-7 | F.CONTACT/HAN-E16F/09330162701 | 3 | 2 | 1 | free_stock | R14-I-1-KDP1_SEP | inventory | 2025-10-28 | Mechanical |  | - | 2026-02-15 | 2026-02-01 | 0
6100K031 | Aziziyah (Fast Track) : SWITCHGEAR - Aziziyah | SWGR | ROH | 5217 708-7 | F.CONTACT/HAN-E16F/09330162701 | 1 | 1 | 0 | free_stock | 1-1-1-1 | inventory | 2025-10-28 | Mechanical |  | - | 2026-02-15 | 2026-02-01 | 0
6100K031 | Aziziyah (Fast Track) : SWITCHGEAR - Aziziyah | SWGR | ROH | 593502001 | BUSHING | 56 | 56 | 0 | 6100KDP01 | R56-Q-1-K019_SEP | inventory | 2025-10-28 | Mechanical |  | - | 2026-02-15 | 2026-02-01 | 0
6100K031 | Aziziyah (Fast Track) : SWITCHGEAR - Aziziyah | SWGR | ROH | 593503001 | ROLLER | 46 | 28 | 18 | free_stock | R14-I-1-KDP1_SEP | inventory | 2025-10-28 | Mechanical |  | - | 2026-02-15 | 2026-02-01 | 0
6100K031 | Aziziyah (Fast Track) : SWITCHGEAR - Aziziyah | SWGR | ROH | 593503001 | ROLLER | 18 | 7 | 11 | 6100KDP01 | INC-1-1-K019_SEP | inventory | 2025-10-28 | Mechanical |  | - | 2026-02-15 | 2026-02-01 | 0
6100K031 | Aziziyah (Fast Track) : SWITCHGEAR - Aziziyah | SWGR | ROH | 593503001 | ROLLER | 11 | 1 | 10 | free_stock | 1-1-1-1 | inventory | 2025-10-28 | Mechanical |  | - | 2026-02-15 | 2026-02-01 | 0
6100K031 | Aziziyah (Fast Track) : SWITCHGEAR - Aziziyah | SWGR | ROH | 593509/001 | COMPRESSION SPRING | 95 | 65 | 30 | free_stock | R15-T-1-KDP1_SEP | inventory | 2025-10-28 | Mechanical |  | - | 2026-02-15 | 2026-02-01 | 0
6100K031 | Aziziyah (Fast Track) : SWITCHGEAR - Aziziyah | SWGR | ROH | 593509/001 | COMPRESSION SPRING | 30 | 13 | 17 | free_stock | R13-S-1-KDP1_SEP | inventory | 2025-10-28 | Mechanical |  | - | 2026-02-15 | 2026-02-01 | 0
6100K031 | Aziziyah (Fast Track) : SWITCHGEAR - Aziziyah | SWGR | ROH | 9ABA450060P0004 | NUT_ISO7040_M6-8/A3K | 49 | 35 | 14 | free_stock | R14-I-1-KDP1_SEP | inventory | 2025-10-28 | Mechanical |  | - | 2026-02-15 | 2026-02-01 | 0
6100K031 | Aziziyah (Fast Track) : SWITCHGEAR - Aziziyah | SWGR | ROH | 9ABA450060P0005 | NUT_ISO7040_M8-8/A3K | 102 | 92 | 10 | free_stock | R58-O-1-KDP1_SEP | inventory | 2025-10-28 | Mechanical |  | - | 2026-02-15 | 2026-02-01 | 0
6100K031 | Aziziyah (Fast Track) : SWITCHGEAR - Aziziyah | SWGR | ROH | 9ABA450060P0005 | NUT_ISO7040_M8-8/A3K | 10 | 4 | 6 | free_stock | 1-1-1-1 | inventory | 2025-10-28 | Mechanical |  | - | 2026-02-15 | 2026-02-01 | 0
6100K031 | Aziziyah (Fast Track) : SWITCHGEAR - Aziziyah | SWGR | ROH | 9ABA450060P0005 | NUT_ISO7040_M8-8/A3K | 6 | 2 | 4 | 6100K019 | R58-O-1-KDP1_SEP | consumption | 2025-10-14 | Mechanical |  | - | 2026-02-15 | 2026-02-01 | 0 | [5 empty] | Work in Process Pick | 8100058
6100K031 | Aziziyah (Fast Track) : SWITCHGEAR - Aziziyah | SWGR | ROH | 9ADJ100023P0357 | BLIND_RIVET_ISO15979_6,4x16-ST/ST | 204 | 204 | 0 | free_stock | R58-A-1-KDP1_SEP | inventory | 2025-10-28 | Mechanical |  | - | 2026-02-15 | 2026-02-01 | 0
6100K031 | Aziziyah (Fast Track) : SWITCHGEAR - Aziziyah | SWGR | ROH | AE 2093 7000-5 | RAYCHEM SHRINKABLE TUBE, BPTM 100/40-A/U | 109.64 | 89.86 | 19.78 | free_stock | R15-J-1-KDP1_SEP | inventory | 2025-10-28 | Mechanical |  | - | 2026-02-15 | 2026-02-01 | 0
6100K031 | Aziziyah (Fast Track) : SWITCHGEAR - Aziziyah | SWGR | ROH | AE 2093 7000-5 | RAYCHEM SHRINKABLE TUBE, BPTM 100/40-A/U | 19.78 | 19.78 | 0 | free_stock | R15-A-1-KDP1_SEP | inventory | 2025-10-28 | Mechanical |  | - | 2026-02-15 | 2026-02-01 | 0
6100K031 | Aziziyah (Fast Track) : SWITCHGEAR - Aziziyah | SWGR | ROH | AE 2093 7000-6N | RAYCHEM SHRINKABLE TUBE, BPTM 120/50-A/U | 44.98 | 44.98 | 0 | free_stock | R15-J-1-KDP1_SEP | inventory | 2025-10-28 | Mechanical |  | - | 2026-02-15 | 2026-02-01 | 0
6100K031 | Aziziyah (Fast Track) : SWITCHGEAR - Aziziyah | SWGR | ROH | AE 2636 4000-001 | INSULATION SLEEVE,6MMDIA. | 50 | 50 | 0 | free_stock | R58-J-1-KDP1_SEP | inventory | 2025-10-28 | Mechanical |  | - | 2026-02-15 | 2026-02-01 | 0
6100K031 | Aziziyah (Fast Track) : SWITCHGEAR - Aziziyah | SWGR | ROH | AE 2636 4000-001 | INSULATION SLEEVE,6MMDIA. | 815 | 620 | 195 | free_stock | R58-J-1-KDP1_SEP | inventory | 2025-10-28 | LV |  | - | 2026-02-15 | 2026-02-01 | 0
6100K031 | Aziziyah (Fast Track) : SWITCHGEAR - Aziziyah | SWGR | ROH | AE 2636 4000-001 | INSULATION SLEEVE,6MMDIA. | 195 | 100 | 95 | 606PD013 | R13-S-1-KDP1_SEP | inventory | 2025-10-28 | LV |  | - | 2026-02-15 | 2026-02-01 | 0
6100K031 | Aziziyah (Fast Track) : SWITCHGEAR - Aziziyah | SWGR | ROH | AE 2636 4000-001 | INSULATION SLEEVE,6MMDIA. | 95 | 95 | 0 | free_stock | R13-S-1-KDP1_SEP | inventory | 2025-10-28 | LV |  | - | 2026-02-15 | 2026-02-01 | 0
6100K031 | Aziziyah (Fast Track) : SWITCHGEAR - Aziziyah | SWGR | ROH | AE 2636 4000-002 | ADHESIVE MOUNTING BASE | 765 | 665 | 100 | free_stock | R58-J-1-KDP1_SEP | inventory | 2025-10-28 | LV |  | - | 2026-02-15 | 2026-02-01 | 0
6100K031 | Aziziyah (Fast Track) : SWITCHGEAR - Aziziyah | SWGR | ROH | AE 2636 4000-002 | ADHESIVE MOUNTING BASE | 100 | 100 | 0 | free_stock | R13-S-1-KDP1_SEP | inventory | 2025-10-28 | LV |  | - | 2026-02-15 | 2026-02-01 | 0
6100K031 | Aziziyah (Fast Track) : SWITCHGEAR - Aziziyah | SWGR | ROH | AE 2941 2000-1 | STIKER "ON" (WHITE LETTER RED BACKGRND) | 49 | 35 | 14 | free_stock | WH2-1-1-KDP1_SEP | inventory | 2025-10-28 | Mechanical |  | - | 2026-02-15 | 2026-02-01 | 0
6100K031 | Aziziyah (Fast Track) : SWITCHGEAR - Aziziyah | SWGR | ROH | AE 2941 2000-1 | STIKER "ON" (WHITE LETTER RED BACKGRND) | 14 | 8 | 6 | free_stock | 1-1-1-1 | inventory | 2025-10-28 | Mechanical |  | - | 2026-02-15 | 2026-02-01 | 0
6100K031 | Aziziyah (Fast Track) : SWITCHGEAR - Aziziyah | SWGR | ROH | AE 2941 2000-1 | STIKER "ON" (WHITE LETTER RED BACKGRND) | 6 | 6 | 0 | free_stock | INC-1-1-KDP1_SEP | inventory | 2025-10-28 | Mechanical |  | - | 2026-02-15 | 2026-02-01 | 0
6100K031 | Aziziyah (Fast Track) : SWITCHGEAR - Aziziyah | SWGR | ROH | AE 2941 2000-2 | STICKER "OFF" (WHITE LETTER GREEN B/G) | 49 | 35 | 14 | free_stock | WH2-1-1-KDP1_SEP | inventory | 2025-10-28 | Mechanical |  | - | 2026-02-15 | 2026-02-01 | 0
6100K031 | Aziziyah (Fast Track) : SWITCHGEAR - Aziziyah | SWGR | ROH | AE 2941 2000-2 | STICKER "OFF" (WHITE LETTER GREEN B/G) | 14 | 10 | 4 | free_stock | 1-1-1-1 | inventory | 2025-10-28 | Mechanical |  | - | 2026-02-15 | 2026-02-01 | 0
6100K031 | Aziziyah (Fast Track) : SWITCHGEAR - Aziziyah | SWGR | ROH | AE 2941 2000-2 | STICKER "OFF" (WHITE LETTER GREEN B/G) | 4 | 4 | 0 | free_stock | INC-1-1-KDP1_SEP | inventory | 2025-10-28 | Mechanical |  | - | 2026-02-15 | 2026-02-01 | 0
6100K031 | Aziziyah (Fast Track) : SWITCHGEAR - Aziziyah | SWGR | ROH | AE 2941 2000-24 | STICKER "DANGER" (ENGLISH/ARABIC)) | 102 | 72 | 30 | free_stock | WH2-1-1-KDP1_SEP | inventory | 2025-10-28 | Mechanical |  | - | 2026-02-15 | 2026-02-01 | 0
6100K031 | Aziziyah (Fast Track) : SWITCHGEAR - Aziziyah | SWGR | ROH | AE 2941 2000-24 | STICKER "DANGER" (ENGLISH/ARABIC)) | 30 | 23 | 7 | free_stock | 1-1-1-1 | inventory | 2025-10-28 | Mechanical |  | - | 2026-02-15 | 2026-02-01 | 0
6100K031 | Aziziyah (Fast Track) : SWITCHGEAR - Aziziyah | SWGR | ROH | AE 2941 2000-24 | STICKER "DANGER" (ENGLISH/ARABIC)) | 7 | 7 | 0 | free_stock | INC-1-1-KDP1_SEP | inventory | 2025-10-28 | Mechanical |  | - | 2026-02-15 | 2026-02-01 | 0
6100K031 | Aziziyah (Fast Track) : SWITCHGEAR - Aziziyah | SWGR | ROH | AE2000-1865-02-W | WHITE TUBE, INNER DIA. 5.0MM (4.0 WIRE) | 765 | 400 | 365 | 6100K006 | 1-1-1-1 | inventory | 2025-10-28 | LV |  | - | 2026-02-15 | 2026-02-01 | 0
6100K031 | Aziziyah (Fast Track) : SWITCHGEAR - Aziziyah | SWGR | ROH | AE2000-1865-02-W | WHITE TUBE, INNER DIA. 5.0MM (4.0 WIRE) | 365 | 365 | 0 | 6100K019 | 1-1-1-1 | inventory | 2025-10-28 | LV |  | - | 2026-02-15 | 2026-02-01 | 0
6100K031 | Aziziyah (Fast Track) : SWITCHGEAR - Aziziyah | SWGR | ROH | AE2000-1865-03 | RED TUBE, INNER DIA. 4.0MM (2.5 WIRE) | 510 | 510 | 0 | free_stock | R58-G-1-KDP1_SEP | inventory | 2025-10-28 | LV |  | - | 2026-02-15 | 2026-02-01 | 0
6100K031 | Aziziyah (Fast Track) : SWITCHGEAR - Aziziyah | SWGR | ROH | AE2000-1865-04 | BLACK TUBE, INNER DIA. 4.0MM (2.5 WIRE) | 510 | 110 | 400 | free_stock | R13-S-1-KDP1_SEP | inventory | 2025-10-28 | LV |  | - | 2026-02-15 | 2026-02-01 | 0
6100K031 | Aziziyah (Fast Track) : SWITCHGEAR - Aziziyah | SWGR | ROH | AE2000-1865-04 | BLACK TUBE, INNER DIA. 4.0MM (2.5 WIRE) | 400 | 60 | 340 | free_stock | 1-1-1-1 | inventory | 2025-10-28 | LV |  | - | 2026-02-15 | 2026-02-01 | 0
6100K031 | Aziziyah (Fast Track) : SWITCHGEAR - Aziziyah | SWGR | ROH | AE2000-1865-05 | RED TUBE, INNER DIA. 5.0MM (4.0 WIRE) | 510 | 40 | 470 | free_stock | R59-B-1-KDP1_SEP | inventory | 2025-10-28 | LV |  | - | 2026-02-15 | 2026-02-01 | 0
6100K031 | Aziziyah (Fast Track) : SWITCHGEAR - Aziziyah | SWGR | ROH | AE2000-1865-05 | RED TUBE, INNER DIA. 5.0MM (4.0 WIRE) | 470 | 20 | 450 | free_stock | 1-1-1-1 | inventory | 2025-10-28 | LV |  | - | 2026-02-15 | 2026-02-01 | 0
6100K031 | Aziziyah (Fast Track) : SWITCHGEAR - Aziziyah | SWGR | ROH | AE2000-1865-13 | BLACK TUBE, INNER DIA. 3.5MM (1.5 WIRE) | 510 | 110 | 400 | free_stock | R13-S-1-KDP1_SEP | inventory | 2025-10-28 | LV |  | - | 2026-02-15 | 2026-02-01 | 0
6100K031 | Aziziyah (Fast Track) : SWITCHGEAR - Aziziyah | SWGR | ROH | AE2000-1865-13 | BLACK TUBE, INNER DIA. 3.5MM (1.5 WIRE) | 400 | 60 | 340 | free_stock | 1-1-1-1 | inventory | 2025-10-28 | LV |  | - | 2026-02-15 | 2026-02-01 | 0
6100K031 | Aziziyah (Fast Track) : SWITCHGEAR - Aziziyah | SWGR | ROH | 1YAZ21500101 | SILICON SEALANT GE1200 CLEAR MADE IN USA | 87 | 87 | 0 | 6100KDP01 | WH2-1-1-KDP1_SEP | inventory | 2025-10-28 | Mechanical | Automated: Replaced AE2000-2150-01 by 1YAZ21500101. | - | 2026-02-15 | 2026-02-01 | 0
6100K031 | Aziziyah (Fast Track) : SWITCHGEAR - Aziziyah | SWGR | ROH | AE2000-2150-06 | SELF STICK RUBBER FOAM | 66.3 | 66.3 | 0 | free_stock | R14-I-1-KDP1_SEP | inventory | 2025-10-28 | LV |  | - | 2026-02-15 | 2026-02-01 | 0
6100K031 | Aziziyah (Fast Track) : SWITCHGEAR - Aziziyah | SWGR | ROH | AE2000-2166-03 | TIE WRAP/PLT4I-C0/371MM | 1020 | 840 | 180 | free_stock | R58-A-1-KDP1_SEP | inventory | 2025-10-28 | LV |  | - | 2026-02-15 | 2026-02-01 | 0
6100K031 | Aziziyah (Fast Track) : SWITCHGEAR - Aziziyah | SWGR | ROH | AE2000-2166-03 | TIE WRAP/PLT4I-C0/371MM | 180 | 40 | 140 | free_stock | 1-1-1-1 | inventory | 2025-10-28 | LV |  | - | 2026-02-15 | 2026-02-01 | 0
6100K031 | Aziziyah (Fast Track) : SWITCHGEAR - Aziziyah | SWGR | ROH | AE2000-6884-01 | EQUIPMENT FRAME CLAMP | 306 | 228 | 78 | free_stock | INC-1-1-KDP1_SEP | inventory | 2025-10-28 | LV |  | - | 2026-02-15 | 2026-02-01 | 0
6100K031 | Aziziyah (Fast Track) : SWITCHGEAR - Aziziyah | SWGR | ROH | AE2000-6884-01 | EQUIPMENT FRAME CLAMP | 78 | 78 | 0 | free_stock | R13-S-1-KDP1_SEP | inventory | 2025-10-28 | LV |  | - | 2026-02-15 | 2026-02-01 | 0
6100K031 | Aziziyah (Fast Track) : SWITCHGEAR - Aziziyah | SWGR | ROH | AE2001-1903-01 | EDGE PROTECTION (RUBBER) | 49.96 | 36.85 | 13.11 | free_stock | R66-H-1-KDP1_SEP | inventory | 2025-10-28 | Mechanical |  | - | 2026-02-15 | 2026-02-01 | 0
6100K031 | Aziziyah (Fast Track) : SWITCHGEAR - Aziziyah | SWGR | ROH | AE2001-1903-01 | EDGE PROTECTION (RUBBER) | 13.11 | 9 | 4.11 | free_stock | R16-L-1-K019_SEP | inventory | 2025-10-28 | Mechanical |  | - | 2026-02-15 | 2026-02-01 | 0
6100K031 | Aziziyah (Fast Track) : SWITCHGEAR - Aziziyah | SWGR | ROH | AE2001-1903-01 | EDGE PROTECTION (RUBBER) | 4.11 | 4.11 | 0 | free_stock | 1-1-1-1 | inventory | 2025-10-28 | Mechanical |  | - | 2026-02-15 | 2026-02-01 | 0
6100K031 | Aziziyah (Fast Track) : SWITCHGEAR - Aziziyah | SWGR | ROH | AE2522-2000-01 | HOOD HAN-E16,09300161520 | 3 | 2 | 1 | free_stock | R14-I-1-KDP1_SEP | inventory | 2025-10-28 | Mechanical |  | - | 2026-02-15 | 2026-02-01 | 0
6100K031 | Aziziyah (Fast Track) : SWITCHGEAR - Aziziyah | SWGR | ROH | AE2522-2000-01 | HOOD HAN-E16,09300161520 | 1 | 1 | 0 | free_stock | 1-1-1-1 | inventory | 2025-10-28 | Mechanical |  | - | 2026-02-15 | 2026-02-01 | 0
6100K031 | Aziziyah (Fast Track) : SWITCHGEAR - Aziziyah | SWGR | ROH | AE2522-2000-02 | HOUSING, 0930016-0301,HAN-E16 | 3 | 3 | 0 | free_stock | R14-I-1-KDP1_SEP | inventory | 2025-10-28 | Mechanical |  | - | 2026-02-15 | 2026-02-01 | 0
6100K031 | Aziziyah (Fast Track) : SWITCHGEAR - Aziziyah | SWGR | ROH | AE2522-2000-02 | HOUSING, 0930016-0301, HAN-E16 (West/South) | 8 | 4 | 4 | free_stock | R14-I-1-KDP1_SEP | inventory | 2025-10-28 | LV |  | - | 2026-02-15 | 2026-02-01 | 0
6100K031 | Aziziyah (Fast Track) : SWITCHGEAR - Aziziyah | SWGR | ROH | AE2522-2000-02 | HOUSING, 0930016-0301, HAN-E16 (West/South) | 4 | 2 | 2 | free_stock | R13-S-1-KDP1_SEP | inventory | 2025-10-28 | LV |  | - | 2026-02-15 | 2026-02-01 | 0
6100K031 | Aziziyah (Fast Track) : SWITCHGEAR - Aziziyah | SWGR | ROH | AE2522-2000-02 | HOUSING, 0930016-0301, HAN-E16 (West/South) | 2 | 2 | 0 | free_stock | 1-1-1-1 | inventory | 2025-10-28 | LV |  | - | 2026-02-15 | 2026-02-01 | 0
6100K031 | Aziziyah (Fast Track) : SWITCHGEAR - Aziziyah | SWGR | ROH | AE2522-2000-03 | CABLE SEALING,PG21, | 3 | 3 | 0 | free_stock | R14-I-1-KDP1_SEP | inventory | 2025-10-28 | Mechanical |  | - | 2026-02-15 | 2026-02-01 | 0
6100K031 | Aziziyah (Fast Track) : SWITCHGEAR - Aziziyah | SWGR | ROH | AE2632-2000-13 | LOCKING PIN RELAY BOX | 51 | 45 | 6 | free_stock | R14-I-1-KDP1_SEP | inventory | 2025-10-28 | LV |  | - | 2026-02-15 | 2026-02-01 | 0
6100K031 | Aziziyah (Fast Track) : SWITCHGEAR - Aziziyah | SWGR | ROH | AE2632-2000-13 | LOCKING PIN RELAY BOX | 6 | 6 | 0 | free_stock | 1-1-1-1 | inventory | 2025-10-28 | LV |  | - | 2026-02-15 | 2026-02-01 | 0
6100K031 | Aziziyah (Fast Track) : SWITCHGEAR - Aziziyah | SWGR | ROH | AE2632-2000-33 | Spring for Door Combiflex | 1.02 | 0.96 | 0.06 | free_stock | R58-J-1-KDP1_SEP | inventory | 2025-10-28 | LV |  | - | 2026-02-15 | 2026-02-01 | 0
6100K031 | Aziziyah (Fast Track) : SWITCHGEAR - Aziziyah | SWGR | ROH | AE2632-2000-33 | Spring for Door Combiflex | 0.06 | 0.02 | 0.04 | free_stock | 1-1-1-1 | inventory | 2025-10-28 | LV |  | - | 2026-02-15 | 2026-02-01 | 0
6100K031 | Aziziyah (Fast Track) : SWITCHGEAR - Aziziyah | SWGR | ROH | AE2632-2000-AAP | BOX ASSEMBLY 60C, RHGX 20 (PAINT RAL) | 51 | 39 | 12 | free_stock | NEW.FLR-1-1-KDP1_SEP | inventory | 2025-10-28 | LV |  | - | 2026-02-15 | 2026-02-01 | 0
6100K031 | Aziziyah (Fast Track) : SWITCHGEAR - Aziziyah | SWGR | ROH | AE2632-2000-AAP | BOX ASSEMBLY 60C, RHGX 20 (PAINT RAL) | 12 | 7 | 5 | 6100KDP01 | WH2-1-1-K019_SEP | inventory | 2025-10-28 | LV |  | - | 2026-02-15 | 2026-02-01 | 0
6100K031 | Aziziyah (Fast Track) : SWITCHGEAR - Aziziyah | SWGR | ROH | AE2632-2000-AAP | BOX ASSEMBLY 60C, RHGX 20 (PAINT RAL) | 5 | 5 | 0 | free_stock | 1-1-1-1 | inventory | 2025-10-28 | LV |  | - | 2026-02-15 | 2026-02-01 | 0
6100K031 | Aziziyah (Fast Track) : SWITCHGEAR - Aziziyah | SWGR | ROH | AE5380-2000-04 | END COVER D-OTTA6 - 790417 | 3060 | 2420 | 640 | free_stock | R15-T-1-KDP1_SEP | inventory | 2025-10-28 | LV |  | - | 2026-02-15 | 2026-02-01 | 0
6100K031 | Aziziyah (Fast Track) : SWITCHGEAR - Aziziyah | SWGR | ROH | AE5380-2000-04 | END COVER D-OTTA6 - 790417 | 640 | 500 | 140 | 6100K023 | R53-R-1-K013_SEP | inventory | 2025-10-28 | LV |  | - | 2026-02-15 | 2026-02-01 | 0
6100K031 | Aziziyah (Fast Track) : SWITCHGEAR - Aziziyah | SWGR | ROH | AE5380-2000-04 | END COVER D-OTTA6 - 790417 | 140 | 140 | 0 | free_stock | 1-1-1-1 | inventory | 2025-10-28 | LV |  | - | 2026-02-15 | 2026-02-01 | 0
6100K031 | Aziziyah (Fast Track) : SWITCHGEAR - Aziziyah | SWGR | ROH | AL-FOIL-A4-PLAIN | Aluminum Foil-A4size Plain-Self Adhesive | 51 | 3 | 48 | free_stock | 1-1-1-1 | inventory | 2025-10-28 | LV |  | - | 2026-02-15 | 2026-02-01 | 0
6100K031 | Aziziyah (Fast Track) : SWITCHGEAR - Aziziyah | SWGR | ROH | AL-FOIL-A4-PLAIN | Aluminum Foil-A4size Plain-Self Adhesive | 48 | 1 | 47 | free_stock | INC-1-1-KDP1_SEP | inventory | 2025-10-28 | LV |  | - | 2026-02-15 | 2026-02-01 | 0
6100K031 | Aziziyah (Fast Track) : SWITCHGEAR - Aziziyah | SWGR | ROH | CDX7005632R1A | EARTHING CONTACT COMPLETE | 102 | 72 | 30 | free_stock | R14-I-1-KDP1_SEP | inventory | 2025-10-28 | Mechanical |  | - | 2026-02-15 | 2026-02-01 | 0
6100K031 | Aziziyah (Fast Track) : SWITCHGEAR - Aziziyah | SWGR | ROH | CDX7005632R1A | EARTHING CONTACT COMPLETE | 30 | 12 | 18 | 6100KDP01 | INC-1-1-K019_SEP | inventory | 2025-10-28 | Mechanical |  | - | 2026-02-15 | 2026-02-01 | 0
6100K031 | Aziziyah (Fast Track) : SWITCHGEAR - Aziziyah | SWGR | ROH | CDX7005632R1A | EARTHING CONTACT COMPLETE | 18 | 2 | 16 | free_stock | 1-1-1-1 | inventory | 2025-10-28 | Mechanical |  | - | 2026-02-15 | 2026-02-01 | 0
6100K031 | Aziziyah (Fast Track) : SWITCHGEAR - Aziziyah | SWGR | ROH | CDXN010061R1103 | HANDLE COMPLETE | 51 | 34 | 17 | free_stock | R14-I-1-KDP1_SEP | inventory | 2025-10-28 | Mechanical |  | - | 2026-02-15 | 2026-02-01 | 0
6100K031 | Aziziyah (Fast Track) : SWITCHGEAR - Aziziyah | SWGR | ROH | CDXN010061R1103 | HANDLE COMPLETE | 17 | 7 | 10 | 6100KDP01 | R59-A-1-K019_SEP | inventory | 2025-10-28 | Mechanical |  | - | 2026-02-15 | 2026-02-01 | 0
6100K031 | Aziziyah (Fast Track) : SWITCHGEAR - Aziziyah | SWGR | ROH | CDXN010061R1103 | HANDLE COMPLETE | 10 | 2 | 8 | free_stock | 1-1-1-1 | inventory | 2025-10-28 | Mechanical |  | - | 2026-02-15 | 2026-02-01 | 0
6100K031 | Aziziyah (Fast Track) : SWITCHGEAR - Aziziyah | SWGR | ROH | CDXN010061R1103 | HANDLE COMPLETE | 8 | 1 | 7 | 6100K019 | R14-I-1-KDP1_SEP | consumption | 2025-10-16 | Mechanical |  | - | 2026-02-15 | 2026-02-01 | 0 | [5 empty] | Work in Process Pick | 8144757
6100K031 | Aziziyah (Fast Track) : SWITCHGEAR - Aziziyah | SWGR | ROH | DMS 1854 1917-1 | SEALING, 24 X 3mm (SUPERLON) | 348.3 | 281.9 | 66.4 | free_stock | R58-J-1-KDP1_SEP | inventory | 2025-10-28 | Mechanical |  | - | 2026-02-15 | 2026-02-01 | 0
6100K031 | Aziziyah (Fast Track) : SWITCHGEAR - Aziziyah | SWGR | ROH | DMS 1854 1917-1 | SEALING, 24 X 3mm (SUPERLON) | 66.4 | 66.4 | 0 | free_stock | 1-1-1-1 | inventory | 2025-10-28 | Mechanical |  | - | 2026-02-15 | 2026-02-01 | 0
6100K031 | Aziziyah (Fast Track) : SWITCHGEAR - Aziziyah | SWGR | ROH | DMS 2121 2016-256 | BOLT HEX HEAD M6X12 | 102 | 66 | 36 | free_stock | R58-A-1-KDP1_SEP | inventory | 2025-10-28 | Mechanical |  | - | 2026-02-15 | 2026-02-01 | 0
6100K031 | Aziziyah (Fast Track) : SWITCHGEAR - Aziziyah | SWGR | ROH | DMS 2121 2016-256 | BOLT HEX HEAD M6X12 | 36 | 20 | 16 | free_stock | 1-1-1-1 | inventory | 2025-10-28 | Mechanical |  | - | 2026-02-15 | 2026-02-01 | 0
6100K031 | Aziziyah (Fast Track) : SWITCHGEAR - Aziziyah | SWGR | ROH | DMS 2121 2016-263 | BOLT HEX HEAD M6X30 | 49 | 33 | 16 | free_stock | R58-A-1-KDP1_SEP | inventory | 2025-10-28 | Mechanical |  | - | 2026-02-15 | 2026-02-01 | 0
6100K031 | Aziziyah (Fast Track) : SWITCHGEAR - Aziziyah | SWGR | ROH | DMS 2121 2016-263 | BOLT HEX HEAD M6X30 | 16 | 10 | 6 | free_stock | 1-1-1-1 | inventory | 2025-10-28 | Mechanical |  | - | 2026-02-15 | 2026-02-01 | 0
6100K031 | Aziziyah (Fast Track) : SWITCHGEAR - Aziziyah | SWGR | ROH | DMS 2121 2016-494 | BOLT HEX HEAD M10X35 | 24 | 12 | 12 | free_stock | R58-A-1-KDP1_SEP | inventory | 2025-10-28 | Mechanical |  | - | 2026-02-15 | 2026-02-01 | 0
6100K031 | Aziziyah (Fast Track) : SWITCHGEAR - Aziziyah | SWGR | ROH | DMS 2121 2016-494 | BOLT HEX HEAD M10X35 | 12 | 12 | 0 | free_stock | 1-1-1-1 | inventory | 2025-10-28 | Mechanical |  | - | 2026-02-15 | 2026-02-01 | 0
6100K031 | Aziziyah (Fast Track) : SWITCHGEAR - Aziziyah | SWGR | ROH | DMS 2121 2016-658 | BOLT HEX HEAD M20X40 | 144 | 99 | 45 | free_stock | R58-A-1-KDP1_SEP | inventory | 2025-10-28 | Mechanical |  | - | 2026-02-15 | 2026-02-01 | 0
6100K031 | Aziziyah (Fast Track) : SWITCHGEAR - Aziziyah | SWGR | ROH | DMS 2121 2016-658 | BOLT HEX HEAD M20X40 | 45 | 24 | 21 | free_stock | 1-1-1-1 | inventory | 2025-10-28 | Mechanical |  | - | 2026-02-15 | 2026-02-01 | 0
6100K031 | Aziziyah (Fast Track) : SWITCHGEAR - Aziziyah | SWGR | ROH | DMS 2121 2016-659 | BOLT HEX HEAD M20X45 | 48 | 48 | 0 | free_stock | R58-A-1-KDP1_SEP | inventory | 2025-10-28 | Mechanical |  | - | 2026-02-15 | 2026-02-01 | 0
6100K031 | Aziziyah (Fast Track) : SWITCHGEAR - Aziziyah | SWGR | ROH | DMS 2121 2016-666 | BOLT HEX HEAD M20X90 | 48 | 48 | 0 | free_stock | R58-A-1-KDP1_SEP | inventory | 2025-10-28 | Mechanical |  | - | 2026-02-15 | 2026-02-01 | 0
6100K031 | Aziziyah (Fast Track) : SWITCHGEAR - Aziziyah | SWGR | ROH | DMS 2121 2017-659 | BOLT HEX HEAD H D M20X45 | 9 | 6 | 3 | free_stock | R14-I-1-KDP1_SEP | inventory | 2025-10-28 | Mechanical |  | - | 2026-02-15 | 2026-02-01 | 0
6100K031 | Aziziyah (Fast Track) : SWITCHGEAR - Aziziyah | SWGR | ROH | DMS 2121 2452-293 | SCREW CROSS REC.HEAD M4X16 | 12 | 8 | 4 | free_stock | R14-I-1-KDP1_SEP | inventory | 2025-10-28 | Mechanical |  | - | 2026-02-15 | 2026-02-01 | 0
6100K031 | Aziziyah (Fast Track) : SWITCHGEAR - Aziziyah | SWGR | ROH | DMS 2121 2464-364 | SCREW SELF TAPPING TORX M6X10 | 2944 | 1970 | 974 | free_stock | R14-I-1-KDP1_SEP | inventory | 2025-10-28 | Mechanical |  | - | 2026-02-15 | 2026-02-01 | 0
6100K031 | Aziziyah (Fast Track) : SWITCHGEAR - Aziziyah | SWGR | ROH | DMS 2121 2464-364 | SCREW SELF TAPPING TORX M6X10 | 974 | 631 | 343 | free_stock | 1-1-1-1 | inventory | 2025-10-28 | Mechanical |  | - | 2026-02-15 | 2026-02-01 | 0
6100K031 | Aziziyah (Fast Track) : SWITCHGEAR - Aziziyah | SWGR | ROH | DMS 2121 2467-366 | SCREW SELF TAPPING TORX M6 X 12 | 1325 | 604 | 721 | free_stock | 1-1-1-1 | inventory | 2025-10-28 | Mechanical |  | - | 2026-02-15 | 2026-02-01 | 0
6100K031 | Aziziyah (Fast Track) : SWITCHGEAR - Aziziyah | SWGR | ROH | DMS 2121 2467-366 | SCREW SELF TAPPING TORX M6 X 12 | 721 | 580 | 141 | free_stock | PLT-1-1-K017_SEP | inventory | 2025-10-28 | Mechanical |  | - | 2026-02-15 | 2026-02-01 | 0
6100K031 | Aziziyah (Fast Track) : SWITCHGEAR - Aziziyah | SWGR | ROH | DMS 2121 2467-366 | SCREW SELF TAPPING TORX M6 X 12 | 141 | 141 | 0 | free_stock | R58-A-1-K11A_SEP | inventory | 2025-10-28 | Mechanical |  | - | 2026-02-15 | 2026-02-01 | 0
6100K031 | Aziziyah (Fast Track) : SWITCHGEAR - Aziziyah | SWGR | ROH | DMS 2121 2467-368 | SCREW SELF TAPPING TORX M6 X 16 | 216 | 136 | 80 | free_stock | R58-O-1-KDP1_SEP | inventory | 2025-10-28 | Mechanical |  | - | 2026-02-15 | 2026-02-01 | 0
6100K031 | Aziziyah (Fast Track) : SWITCHGEAR - Aziziyah | SWGR | ROH | DMS 2121 2467-368 | SCREW SELF TAPPING TORX M6 X 16 | 80 | 56 | 24 | free_stock | 1-1-1-1 | inventory | 2025-10-28 | Mechanical |  | - | 2026-02-15 | 2026-02-01 | 0
6100K031 | Aziziyah (Fast Track) : SWITCHGEAR - Aziziyah | SWGR | ROH | DMS 2121 2519-295 | BOLT SOCKET HEAD M4X20 | 14 | 14 | 0 | 6100K011B | PLT-1-1-K017_SEP | consumption | 2025-10-18 | Mechanical |  | - | 2026-02-15 | 2026-02-01 | 0 | [5 empty] | Work in Process Pick | 8162043
6100K031 | Aziziyah (Fast Track) : SWITCHGEAR - Aziziyah | SWGR | ROH | DMS 2121 2519-325 | BOLT SOCKET CAP M5X10 | 18 | 12 | 6 | free_stock | 1-1-1-1 | inventory | 2025-10-28 | Mechanical |  | - | 2026-02-15 | 2026-02-01 | 0
6100K031 | Aziziyah (Fast Track) : SWITCHGEAR - Aziziyah | SWGR | ROH | DMS 2121 2519-325 | BOLT SOCKET CAP M5X10 | 6 | 6 | 0 | free_stock | R58-O-1-KDP1_SEP | inventory | 2025-10-28 | Mechanical |  | - | 2026-02-15 | 2026-02-01 | 0
6100K031 | Aziziyah (Fast Track) : SWITCHGEAR - Aziziyah | SWGR | ROH | DMS 2121 2519-327 | BOLT SOCKET CAP HEAD M5X12 | 107 | 107 | 0 | 6100K013 | NEW.FLR-1-1-K013_SEP | inventory | 2025-10-28 | Mechanical |  | - | 2026-02-15 | 2026-02-01 | 0
6100K031 | Aziziyah (Fast Track) : SWITCHGEAR - Aziziyah | SWGR | ROH | DMS 2121 2519-366 | BOLT SOCKET CAP HEAD M6X12 | 161 | 161 | 0 | 6100K013 | NEW.FLR-1-1-K013_SEP | inventory | 2025-10-28 | Mechanical |  | - | 2026-02-15 | 2026-02-01 | 0
6100K031 | Aziziyah (Fast Track) : SWITCHGEAR - Aziziyah | SWGR | ROH | DMS 2121 2519-368 | BOLT SOCKET CAP HEAD M6X16 | 125 | 84 | 41 | free_stock | R58-A-1-K11B_SEP | inventory | 2025-10-28 | Mechanical |  | - | 2026-02-15 | 2026-02-01 | 0
6100K031 | Aziziyah (Fast Track) : SWITCHGEAR - Aziziyah | SWGR | ROH | DMS 2121 2519-368 | BOLT SOCKET CAP HEAD M6X16 | 41 | 41 | 0 | free_stock | R58-H-1-K11B_SEP | inventory | 2025-10-28 | Mechanical |  | - | 2026-02-15 | 2026-02-01 | 0
6100K031 | Aziziyah (Fast Track) : SWITCHGEAR - Aziziyah | SWGR | ROH | DMS 2121 2519-371 | BOLT SOCKET CAP M6X20 | 16 | 6 | 10 | free_stock | R58-O-1-KDP1_SEP | inventory | 2025-10-28 | Mechanical |  | - | 2026-02-15 | 2026-02-01 | 0
6100K031 | Aziziyah (Fast Track) : SWITCHGEAR - Aziziyah | SWGR | ROH | DMS 2121 2519-371 | BOLT SOCKET CAP M6X20 | 10 | 6 | 4 | free_stock | 1-1-1-1 | inventory | 2025-10-28 | Mechanical |  | - | 2026-02-15 | 2026-02-01 | 0
6100K031 | Aziziyah (Fast Track) : SWITCHGEAR - Aziziyah | SWGR | ROH | DMS 2121 2519-372 | BOLT SOCKET CAP M6X25 | 3 | 2 | 1 | free_stock | R13-S-1-KDP1_SEP | inventory | 2025-10-28 | Mechanical |  | - | 2026-02-15 | 2026-02-01 | 0
6100K031 | Aziziyah (Fast Track) : SWITCHGEAR - Aziziyah | SWGR | ROH | DMS 2121 2519-430 | BOLT SOCKET CAP HEAD M6X50 | 9 | 9 | 0 | free_stock | R58-O-1-KDP1_SEP | inventory | 2025-10-28 | Mechanical |  | - | 2026-02-15 | 2026-02-01 | 0
6100K031 | Aziziyah (Fast Track) : SWITCHGEAR - Aziziyah | SWGR | ROH | DMS 2121 2519-449 | BOLT SOCKET CAP HEAD M8X16 | 204 | 132 | 72 | free_stock | R58-O-1-KDP1_SEP | inventory | 2025-10-28 | Mechanical |  | - | 2026-02-15 | 2026-02-01 | 0
6100K031 | Aziziyah (Fast Track) : SWITCHGEAR - Aziziyah | SWGR | ROH | DMS 2121 2519-449 | BOLT SOCKET CAP HEAD M8X16 | 72 | 48 | 24 | free_stock | 1-1-1-1 | inventory | 2025-10-28 | Mechanical |  | - | 2026-02-15 | 2026-02-01 | 0
6100K031 | Aziziyah (Fast Track) : SWITCHGEAR - Aziziyah | SWGR | ROH | DMS 2121 2519-451 | BOLT SOCKET CAP M8X20 | 3783 | 2531 | 1252 | free_stock | R58-A-1-KDP1_SEP | inventory | 2025-10-28 | Mechanical |  | - | 2026-02-15 | 2026-02-01 | 0
6100K031 | Aziziyah (Fast Track) : SWITCHGEAR - Aziziyah | SWGR | ROH | DMS 2121 2519-451 | BOLT SOCKET CAP M8X20 | 1252 | 824 | 428 | free_stock | 1-1-1-1 | inventory | 2025-10-28 | Mechanical |  | - | 2026-02-15 | 2026-02-01 | 0
6100K031 | Aziziyah (Fast Track) : SWITCHGEAR - Aziziyah | SWGR | ROH | DMS 2121 2519-453 | BOLT SOCKET CAP HEAD M8X25 | 2059 | 1447 | 612 | free_stock | R58-A-1-KDP1_SEP | inventory | 2025-10-28 | Mechanical |  | - | 2026-02-15 | 2026-02-01 | 0
6100K031 | Aziziyah (Fast Track) : SWITCHGEAR - Aziziyah | SWGR | ROH | DMS 2121 2519-453 | BOLT SOCKET CAP HEAD M8X25 | 612 | 341 | 271 | free_stock | 1-1-1-1 | inventory | 2025-10-28 | Mechanical |  | - | 2026-02-15 | 2026-02-01 | 0
6100K031 | Aziziyah (Fast Track) : SWITCHGEAR - Aziziyah | SWGR | ROH | DMS 2121 2519-455 | BOLT SOCKET CAP HEAD M8X30 | 803 | 803 | 0 | free_stock | R58-A-1-KDP1_SEP | inventory | 2025-10-28 | Mechanical |  | - | 2026-02-15 | 2026-02-01 | 0
6100K031 | Aziziyah (Fast Track) : SWITCHGEAR - Aziziyah | SWGR | ROH | DMS 2121 2519-457 | BOLT SOCKET CAP M8X35 | 6 | 2 | 4 | free_stock | R58-A-1-KDP1_SEP | inventory | 2025-10-28 | Mechanical |  | - | 2026-02-15 | 2026-02-01 | 0
6100K031 | Aziziyah (Fast Track) : SWITCHGEAR - Aziziyah | SWGR | ROH | DMS 2121 2519-457 | BOLT SOCKET CAP M8X35 | 4 | 2 | 2 | free_stock | 1-1-1-1 | inventory | 2025-10-28 | Mechanical |  | - | 2026-02-15 | 2026-02-01 | 0
6100K031 | Aziziyah (Fast Track) : SWITCHGEAR - Aziziyah | SWGR | ROH | DMS 2121 2519-461 | BOLT SOCKET CAP HEAD M8X50 | 98 | 66 | 32 | free_stock | R14-I-1-KDP1_SEP | inventory | 2025-10-28 | Mechanical |  | - | 2026-02-15 | 2026-02-01 | 0
6100K031 | Aziziyah (Fast Track) : SWITCHGEAR - Aziziyah | SWGR | ROH | DMS 2121 2519-461 | BOLT SOCKET CAP HEAD M8X50 | 32 | 20 | 12 | free_stock | 1-1-1-1 | inventory | 2025-10-28 | Mechanical |  | - | 2026-02-15 | 2026-02-01 | 0
6100K031 | Aziziyah (Fast Track) : SWITCHGEAR - Aziziyah | SWGR | ROH | DMS 2121 2519-465 | BOLT SOCKET CAP HEAD M8X70 | 144 | 93 | 51 | free_stock | R58-A-1-KDP1_SEP | inventory | 2025-10-28 | Mechanical |  | - | 2026-02-15 | 2026-02-01 | 0
6100K031 | Aziziyah (Fast Track) : SWITCHGEAR - Aziziyah | SWGR | ROH | DMS 2121 2519-465 | BOLT SOCKET CAP HEAD M8X70 | 51 | 33 | 18 | free_stock | 1-1-1-1 | inventory | 2025-10-28 | Mechanical |  | - | 2026-02-15 | 2026-02-01 | 0
6100K031 | Aziziyah (Fast Track) : SWITCHGEAR - Aziziyah | SWGR | ROH | DMS 2121 2519-491 | BOLT SOCKET CAP HEAD M10X20 | 312 | 198 | 114 | free_stock | R58-A-1-KDP1_SEP | inventory | 2025-10-28 | Mechanical |  | - | 2026-02-15 | 2026-02-01 | 0
6100K031 | Aziziyah (Fast Track) : SWITCHGEAR - Aziziyah | SWGR | ROH | DMS 2121 2519-491 | BOLT SOCKET CAP HEAD M10X20 | 114 | 72 | 42 | free_stock | 1-1-1-1 | inventory | 2025-10-28 | Mechanical |  | - | 2026-02-15 | 2026-02-01 | 0
6100K031 | Aziziyah (Fast Track) : SWITCHGEAR - Aziziyah | SWGR | ROH | DMS 2121 2519-493 | BOLT SOCKET CAP M10X25 | 1791 | 1281 | 510 | free_stock | R58-A-1-KDP1_SEP | inventory | 2025-10-28 | Mechanical |  | - | 2026-02-15 | 2026-02-01 | 0
6100K031 | Aziziyah (Fast Track) : SWITCHGEAR - Aziziyah | SWGR | ROH | DMS 2121 2519-493 | BOLT SOCKET CAP M10X25 | 510 | 420 | 90 | free_stock | 1-1-1-1 | inventory | 2025-10-28 | Mechanical |  | - | 2026-02-15 | 2026-02-01 | 0
6100K031 | Aziziyah (Fast Track) : SWITCHGEAR - Aziziyah | SWGR | ROH | DMS 2121 2519-495 | BOLT SOCKET CAP HEAD M10X30 | 384 | 384 | 0 | free_stock | R58-A-1-KDP1_SEP | inventory | 2025-10-28 | Mechanical |  | - | 2026-02-15 | 2026-02-01 | 0
6100K031 | Aziziyah (Fast Track) : SWITCHGEAR - Aziziyah | SWGR | ROH | DMS 2121 2519-497 | BOLT SOCKET CAP HEAD M10X35 | 805 | 485 | 320 | free_stock | R58-A-1-KDP1_SEP | inventory | 2025-10-28 | Mechanical |  | - | 2026-02-15 | 2026-02-01 | 0
6100K031 | Aziziyah (Fast Track) : SWITCHGEAR - Aziziyah | SWGR | ROH | DMS 2121 2519-497 | BOLT SOCKET CAP HEAD M10X35 | 320 | 234 | 86 | free_stock | 1-1-1-1 | inventory | 2025-10-28 | Mechanical |  | - | 2026-02-15 | 2026-02-01 | 0
6100K031 | Aziziyah (Fast Track) : SWITCHGEAR - Aziziyah | SWGR | ROH | DMS 2121 2519-500 | BOLT SOCKET CAP HEAD M10X45 | 720 | 720 | 0 | free_stock | R58-A-1-KDP1_SEP | inventory | 2025-10-28 | Mechanical |  | - | 2026-02-15 | 2026-02-01 | 0
6100K031 | Aziziyah (Fast Track) : SWITCHGEAR - Aziziyah | SWGR | ROH | DMS 2121 2519-531 | BOLT SOCKET CAP M12X16 (C.H.) | 48 | 35 | 13 | free_stock | R13-S-1-KDP1_SEP | inventory | 2025-10-28 | Mechanical |  | - | 2026-02-15 | 2026-02-01 | 0
6100K031 | Aziziyah (Fast Track) : SWITCHGEAR - Aziziyah | SWGR | ROH | DMS 2121 2519-531 | BOLT SOCKET CAP M12X16 (C.H.) | 13 | 2 | 11 | free_stock | 1-1-1-1 | inventory | 2025-10-28 | Mechanical |  | - | 2026-02-15 | 2026-02-01 | 0
6100K031 | Aziziyah (Fast Track) : SWITCHGEAR - Aziziyah | SWGR | ROH | DMS 2121 2519-532 | BOLT SOCKET CAP M12X20 | 58 | 58 | 0 | free_stock | R58-A-1-KDP1_SEP | inventory | 2025-10-28 | Mechanical |  | - | 2026-02-15 | 2026-02-01 | 0
6100K031 | Aziziyah (Fast Track) : SWITCHGEAR - Aziziyah | SWGR | ROH | DMS 2121 2519-534 | BOLT SOCKET CAP HEAD M12X25 | 12 | 12 | 0 | free_stock | R58-O-1-KDP1_SEP | inventory | 2025-10-28 | Mechanical |  | - | 2026-02-15 | 2026-02-01 | 0
6100K031 | Aziziyah (Fast Track) : SWITCHGEAR - Aziziyah | SWGR | ROH | DMS 2121 2519-538 | BOLT SOCKET CAP HEAD M12X35 | 1412 | 889 | 523 | free_stock | R58-A-1-KDP1_SEP | inventory | 2025-10-28 | Mechanical |  | - | 2026-02-15 | 2026-02-01 | 0
6100K031 | Aziziyah (Fast Track) : SWITCHGEAR - Aziziyah | SWGR | ROH | DMS 2121 2519-538 | BOLT SOCKET CAP HEAD M12X35 | 523 | 175 | 348 | free_stock | 1-1-1-1 | inventory | 2025-10-28 | Mechanical |  | - | 2026-02-15 | 2026-02-01 | 0
6100K031 | Aziziyah (Fast Track) : SWITCHGEAR - Aziziyah | SWGR | ROH | DMS 2121 2519-541 | BOLT SOCKET CAP M12X45 | 534 | 402 | 132 | free_stock | R58-A-1-KDP1_SEP | inventory | 2025-10-28 | Mechanical |  | - | 2026-02-15 | 2026-02-01 | 0
6100K031 | Aziziyah (Fast Track) : SWITCHGEAR - Aziziyah | SWGR | ROH | DMS 2121 2519-541 | BOLT SOCKET CAP M12X45 | 132 | 84 | 48 | free_stock | 1-1-1-1 | inventory | 2025-10-28 | Mechanical |  | - | 2026-02-15 | 2026-02-01 | 0
6100K031 | Aziziyah (Fast Track) : SWITCHGEAR - Aziziyah | SWGR | ROH | DMS 2121 2519-542 | BOLT SOCKET CAP HEAD M12X50 | 54 | 54 | 0 | free_stock | R58-A-1-KDP1_SEP | inventory | 2025-10-28 | Mechanical |  | - | 2026-02-15 | 2026-02-01 | 0
6100K031 | Aziziyah (Fast Track) : SWITCHGEAR - Aziziyah | SWGR | ROH | DMS 2121 2519-544 | BOLT SOCKET CAP HEAD M12X60 | 105 | 105 | 0 | free_stock | R13-S-1-KDP1_SEP | inventory | 2025-10-28 | Mechanical |  | - | 2026-02-15 | 2026-02-01 | 0
6100K031 | Aziziyah (Fast Track) : SWITCHGEAR - Aziziyah | SWGR | ROH | DMS 2121 2519-627 | BOLT SOCKET CAP HEAD M16X30 (T21216) | 855 | 543 | 312 | free_stock | R58-A-1-KDP1_SEP | inventory | 2025-10-28 | Mechanical |  | - | 2026-02-15 | 2026-02-01 | 0
6100K031 | Aziziyah (Fast Track) : SWITCHGEAR - Aziziyah | SWGR | ROH | DMS 2121 2519-627 | BOLT SOCKET CAP HEAD M16X30 (T21216) | 312 | 180 | 132 | free_stock | 1-1-1-1 | inventory | 2025-10-28 | Mechanical |  | - | 2026-02-15 | 2026-02-01 | 0
6100K031 | Aziziyah (Fast Track) : SWITCHGEAR - Aziziyah | SWGR | ROH | DMS 2121 2519-628 | BOLT SOCKET CAP HEAD M16X40 | 24 | 21 | 3 | free_stock | R14-I-1-KDP1_SEP | inventory | 2025-10-28 | Mechanical |  | - | 2026-02-15 | 2026-02-01 | 0
6100K031 | Aziziyah (Fast Track) : SWITCHGEAR - Aziziyah | SWGR | ROH | DMS 2121 2711-366 | SCREW COUNTERSUNK HEAD M6X12 | 290 | 204 | 86 | free_stock | R14-I-1-KDP1_SEP | inventory | 2025-10-28 | Mechanical |  | - | 2026-02-15 | 2026-02-01 | 0
6100K031 | Aziziyah (Fast Track) : SWITCHGEAR - Aziziyah | SWGR | ROH | DMS 2121 2711-366 | SCREW COUNTERSUNK HEAD M6X12 | 86 | 6 | 80 | free_stock | 1-1-1-1 | inventory | 2025-10-28 | Mechanical |  | - | 2026-02-15 | 2026-02-01 | 0
6100K031 | Aziziyah (Fast Track) : SWITCHGEAR - Aziziyah | SWGR | ROH | DMS 2126 2011-111 | NUT, HEX M3 | 63 | 63 | 0 | free_stock | 1-1-1-1 | inventory | 2025-10-28 | Mechanical |  | - | 2026-02-15 | 2026-02-01 | 0
6100K031 | Aziziyah (Fast Track) : SWITCHGEAR - Aziziyah | SWGR | ROH | DMS 2126 2011-113 | NUT, HEX M4 | 126 | 86 | 40 | free_stock | R58-O-1-KDP1_SEP | inventory | 2025-10-28 | Mechanical |  | - | 2026-02-15 | 2026-02-01 | 0
6100K031 | Aziziyah (Fast Track) : SWITCHGEAR - Aziziyah | SWGR | ROH | DMS 2126 2011-113 | NUT, HEX M4 | 40 | 34 | 6 | free_stock | 1-1-1-1 | inventory | 2025-10-28 | Mechanical |  | - | 2026-02-15 | 2026-02-01 | 0
6100K031 | Aziziyah (Fast Track) : SWITCHGEAR - Aziziyah | SWGR | ROH | DMS 2126 2011-116 | NUT, HEX M 6 | 616 | 616 | 0 | 6100K013 | NEW.FLR-1-1-K013_SEP | inventory | 2025-10-28 | Mechanical |  | - | 2026-02-15 | 2026-02-01 | 0
6100K031 | Aziziyah (Fast Track) : SWITCHGEAR - Aziziyah | SWGR | ROH | DMS 2126 2011-117 | NUT, HEX M 8 | 1018 | 795 | 223 | free_stock | R58-A-1-KDP1_SEP | inventory | 2025-10-28 | Mechanical |  | - | 2026-02-15 | 2026-02-01 | 0
6100K031 | Aziziyah (Fast Track) : SWITCHGEAR - Aziziyah | SWGR | ROH | DMS 2126 2011-117 | NUT, HEX M 8 | 223 | 162 | 61 | free_stock | 1-1-1-1 | inventory | 2025-10-28 | Mechanical |  | - | 2026-02-15 | 2026-02-01 | 0
6100K031 | Aziziyah (Fast Track) : SWITCHGEAR - Aziziyah | SWGR | ROH | DMS 2126 2011-120 | NUT, HEX M10 | 789 | 789 | 0 | free_stock | R58-A-1-KDP1_SEP | inventory | 2025-10-28 | Mechanical |  | - | 2026-02-15 | 2026-02-01 | 0
6100K031 | Aziziyah (Fast Track) : SWITCHGEAR - Aziziyah | SWGR | ROH | DMS 2126 2011-122 | NUT, HEX M12 | 459 | 423 | 36 | free_stock | R58-O-1-KDP1_SEP | inventory | 2025-10-28 | Mechanical |  | - | 2026-02-15 | 2026-02-01 | 0
6100K031 | Aziziyah (Fast Track) : SWITCHGEAR - Aziziyah | SWGR | ROH | DMS 2126 2011-122 | NUT, HEX M12 | 36 | 36 | 0 | free_stock | 1-1-1-1 | inventory | 2025-10-28 | Mechanical |  | - | 2026-02-15 | 2026-02-01 | 0
6100K031 | Aziziyah (Fast Track) : SWITCHGEAR - Aziziyah | SWGR | ROH | DMS 2126 843-1 | RIVET NUT M6 (HEXAGONAL) | 10 | 10 | 0 | free_stock | R58-O-1-KDP1_SEP | inventory | 2025-10-28 | Mechanical |  | - | 2026-02-15 | 2026-02-01 | 0
6100K031 | Aziziyah (Fast Track) : SWITCHGEAR - Aziziyah | SWGR | ROH | DMS 2151 2062-136 | WASHER FLAT BRIR 4.3X8X0.8 | 321 | 225 | 96 | free_stock | R14-I-1-KDP1_SEP | inventory | 2025-10-28 | Mechanical |  | - | 2026-02-15 | 2026-02-01 | 0
6100K031 | Aziziyah (Fast Track) : SWITCHGEAR - Aziziyah | SWGR | ROH | DMS 2151 2062-153 | WASHER FLAT 6.4X12X1.5 | 1521 | 1000 | 521 | free_stock | R58-O-1-KDP1_SEP | inventory | 2025-10-28 | Mechanical |  | - | 2026-02-15 | 2026-02-01 | 0
6100K031 | Aziziyah (Fast Track) : SWITCHGEAR - Aziziyah | SWGR | ROH | DMS 2151 2062-153 | WASHER FLAT 6.4X12X1.5 | 521 | 374 | 147 | free_stock | 1-1-1-1 | inventory | 2025-10-28 | Mechanical |  | - | 2026-02-15 | 2026-02-01 | 0
6100K031 | Aziziyah (Fast Track) : SWITCHGEAR - Aziziyah | SWGR | ROH | DMS 2151 2062-165 | WASHER FLAT BRIR 8.4X16X1.5 (M8) | 200 | 132 | 68 | free_stock | R58-O-1-KDP1_SEP | inventory | 2025-10-28 | Mechanical |  | - | 2026-02-15 | 2026-02-01 | 0
6100K031 | Aziziyah (Fast Track) : SWITCHGEAR - Aziziyah | SWGR | ROH | DMS 2151 2062-165 | WASHER FLAT BRIR 8.4X16X1.5 (M8) | 68 | 44 | 24 | free_stock | 1-1-1-1 | inventory | 2025-10-28 | Mechanical |  | - | 2026-02-15 | 2026-02-01 | 0
6100K031 | Aziziyah (Fast Track) : SWITCHGEAR - Aziziyah | SWGR | ROH | DMS 2151 2062-173 | WASHER FLAT BRIR 10.5X22X2 (M10) | 408 | 264 | 144 | free_stock | R58-A-1-KDP1_SEP | inventory | 2025-10-28 | Mechanical |  | - | 2026-02-15 | 2026-02-01 | 0
6100K031 | Aziziyah (Fast Track) : SWITCHGEAR - Aziziyah | SWGR | ROH | DMS 2151 2062-173 | WASHER FLAT BRIR 10.5X22X2 (M10) | 144 | 96 | 48 | free_stock | 1-1-1-1 | inventory | 2025-10-28 | Mechanical |  | - | 2026-02-15 | 2026-02-01 | 0
6100K031 | Aziziyah (Fast Track) : SWITCHGEAR - Aziziyah | SWGR | ROH | DMS 2154 2033-10 | WASHER, CONICAL 10.5X23X2.5 | 4944 | 4944 | 0 | free_stock | R58-A-1-KDP1_SEP | inventory | 2025-10-28 | Mechanical |  | - | 2026-02-15 | 2026-02-01 | 0
6100K031 | Aziziyah (Fast Track) : SWITCHGEAR - Aziziyah | SWGR | ROH | DMS 2154 2033-12 | WASHER, CONICAL 13X29X3 | 3086 | 2081 | 1005 | free_stock | R58-A-1-KDP1_SEP | inventory | 2025-10-28 | Mechanical |  | - | 2026-02-15 | 2026-02-01 | 0
6100K031 | Aziziyah (Fast Track) : SWITCHGEAR - Aziziyah | SWGR | ROH | DMS 2154 2033-12 | WASHER, CONICAL 13X29X3 | 1005 | 590 | 415 | free_stock | 1-1-1-1 | inventory | 2025-10-28 | Mechanical |  | - | 2026-02-15 | 2026-02-01 | 0
6100K031 | Aziziyah (Fast Track) : SWITCHGEAR - Aziziyah | SWGR | ROH | DMS 2154 2033-16 | WASHER, CONICAL 17X39X4 | 1644 | 1026 | 618 | free_stock | R58-A-1-KDP1_SEP | inventory | 2025-10-28 | Mechanical |  | - | 2026-02-15 | 2026-02-01 | 0
6100K031 | Aziziyah (Fast Track) : SWITCHGEAR - Aziziyah | SWGR | ROH | DMS 2154 2033-16 | WASHER, CONICAL 17X39X4 | 618 | 378 | 240 | free_stock | 1-1-1-1 | inventory | 2025-10-28 | Mechanical |  | - | 2026-02-15 | 2026-02-01 | 0
6100K031 | Aziziyah (Fast Track) : SWITCHGEAR - Aziziyah | SWGR | ROH | DMS 2154 2033-19 | WASHER,SPRING 21X45X5 DIN6796 | 225 | 174 | 51 | free_stock | R58-A-1-KDP1_SEP | inventory | 2025-10-28 | Mechanical |  | - | 2026-02-15 | 2026-02-01 | 0
6100K031 | Aziziyah (Fast Track) : SWITCHGEAR - Aziziyah | SWGR | ROH | DMS 2154 2033-19 | WASHER,SPRING 21X45X5 DIN6796 | 51 | 51 | 0 | free_stock | 1-1-1-1 | inventory | 2025-10-28 | Mechanical |  | - | 2026-02-15 | 2026-02-01 | 0
6100K031 | Aziziyah (Fast Track) : SWITCHGEAR - Aziziyah | SWGR | ROH | DMS 2154 2033-7 | WASHER, CONICAL 6.4X14X1.5 | 725 | 503 | 222 | free_stock | R58-A-1-KDP1_SEP | inventory | 2025-10-28 | Mechanical |  | - | 2026-02-15 | 2026-02-01 | 0
6100K031 | Aziziyah (Fast Track) : SWITCHGEAR - Aziziyah | SWGR | ROH | DMS 2154 2033-7 | WASHER, CONICAL 6.4X14X1.5 | 222 | 177 | 45 | free_stock | 1-1-1-1 | inventory | 2025-10-28 | Mechanical |  | - | 2026-02-15 | 2026-02-01 | 0
6100K031 | Aziziyah (Fast Track) : SWITCHGEAR - Aziziyah | SWGR | ROH | DMS 2154 2033-9 | WASHER, CONICAL 8.4X18X2 | 7295 | 5626 | 1669 | free_stock | R58-A-1-KDP1_SEP | inventory | 2025-10-28 | Mechanical |  | - | 2026-02-15 | 2026-02-01 | 0
6100K031 | Aziziyah (Fast Track) : SWITCHGEAR - Aziziyah | SWGR | ROH | DMS 2154 2033-9 | WASHER, CONICAL 8.4X18X2 | 1669 | 1255 | 414 | free_stock | 1-1-1-1 | inventory | 2025-10-28 | Mechanical |  | - | 2026-02-15 | 2026-02-01 | 0
6100K031 | Aziziyah (Fast Track) : SWITCHGEAR - Aziziyah | SWGR | ROH | DMS 2154 363-1 | WASHER, LOCK 10X5X0.5 | 51 | 51 | 0 | free_stock | R14-I-1-KDP1_SEP | inventory | 2025-10-28 | LV |  | - | 2026-02-15 | 2026-02-01 | 0
6100K031 | Aziziyah (Fast Track) : SWITCHGEAR - Aziziyah | SWGR | ROH | DMS 2166 2056-3 | CABLE TIE WRAP KSS-CV140S | 20400 | 15600 | 4800 | free_stock | R58-J-1-KDP1_SEP | inventory | 2025-10-28 | LV |  | - | 2026-02-15 | 2026-02-01 | 0
6100K031 | Aziziyah (Fast Track) : SWITCHGEAR - Aziziyah | SWGR | ROH | DMS 2166 2056-3 | CABLE TIE WRAP KSS-CV140S | 4800 | 2400 | 2400 | free_stock | 1-1-1-1 | inventory | 2025-10-28 | LV |  | - | 2026-02-15 | 2026-02-01 | 0
6100K031 | Aziziyah (Fast Track) : SWITCHGEAR - Aziziyah | SWGR | ROH | DMS 2166 5011-10 | WIRE CHANNEL SIZE 48X100(1box=40meters) | 255 | 225 | 30 | free_stock | NEW.FLR-1-1-KDP1_SEP | inventory | 2025-10-28 | LV |  | - | 2026-02-15 | 2026-02-01 | 0
6100K031 | Aziziyah (Fast Track) : SWITCHGEAR - Aziziyah | SWGR | ROH | DMS 2166 5011-10 | WIRE CHANNEL SIZE 48X100(1box=40meters) | 30 | 30 | 0 | free_stock | R58-O-1-KDP1_SEP | inventory | 2025-10-28 | LV |  | - | 2026-02-15 | 2026-02-01 | 0
6100K031 | Aziziyah (Fast Track) : SWITCHGEAR - Aziziyah | SWGR | ROH | DMS 2166 5011-11 | WIRE CHANNEL SIZE 150X100(1box=12meter) | 51 | 45 | 6 | free_stock | NEW.FLR-1-1-KDP1_SEP | inventory | 2025-10-28 | LV |  | - | 2026-02-15 | 2026-02-01 | 0
6100K031 | Aziziyah (Fast Track) : SWITCHGEAR - Aziziyah | SWGR | ROH | DMS 2166 5011-11 | WIRE CHANNEL SIZE 150X100(1box=12meter) | 6 | 6 | 0 | free_stock | R68-I-1-KDP1_SEP | inventory | 2025-10-28 | LV |  | - | 2026-02-15 | 2026-02-01 | 0
6100K031 | Aziziyah (Fast Track) : SWITCHGEAR - Aziziyah | SWGR | ROH | DMS 2175 2012-25 | MOUNTNG RAIL OMEGA 35X15 02150 | 306 | 270 | 36 | free_stock | NEW.FLR-1-1-KDP1_SEP | inventory | 2025-10-28 | LV |  | - | 2026-02-15 | 2026-02-01 | 0
6100K031 | Aziziyah (Fast Track) : SWITCHGEAR - Aziziyah | SWGR | ROH | DMS 2175 2012-25 | MOUNTNG RAIL OMEGA 35X15 02150 | 36 | 36 | 0 | free_stock | R68-I-1-KDP1_SEP | inventory | 2025-10-28 | LV |  | - | 2026-02-15 | 2026-02-01 | 0
6100K031 | Aziziyah (Fast Track) : SWITCHGEAR - Aziziyah | SWGR | ROH | DMS 2641 0087-19 | CABLE LUGS A14-M10 70MM/M10 | 98 | 66 | 32 | free_stock | R58-A-1-KDP1_SEP | inventory | 2025-10-28 | Mechanical |  | - | 2026-02-15 | 2026-02-01 | 0
6100K031 | Aziziyah (Fast Track) : SWITCHGEAR - Aziziyah | SWGR | ROH | DMS 2641 0087-19 | CABLE LUGS A14-M10 70MM/M10 | 32 | 16 | 16 | free_stock | 1-1-1-1 | inventory | 2025-10-28 | Mechanical |  | - | 2026-02-15 | 2026-02-01 | 0
6100K031 | Aziziyah (Fast Track) : SWITCHGEAR - Aziziyah | SWGR | ROH | DMS 2641 2026-7 | FORK SPADE BF-U4 2.5/M4 | 2448 | 1868 | 580 | free_stock | R58-O-1-KDP1_SEP | inventory | 2025-10-28 | LV |  | - | 2026-02-15 | 2026-02-01 | 0
6100K031 | Aziziyah (Fast Track) : SWITCHGEAR - Aziziyah | SWGR | ROH | DMS 2641 2026-7 | FORK SPADE BF-U4 2.5/M4 | 580 | 400 | 180 | free_stock | R59-B-1-KDP1_SEP | inventory | 2025-10-28 | LV |  | - | 2026-02-15 | 2026-02-01 | 0
6100K031 | Aziziyah (Fast Track) : SWITCHGEAR - Aziziyah | SWGR | ROH | DMS 2641 2026-7 | FORK SPADE BF-U4 2.5/M4 | 180 | 180 | 0 | free_stock | 1-1-1-1 | inventory | 2025-10-28 | LV |  | - | 2026-02-15 | 2026-02-01 | 0
6100K031 | Aziziyah (Fast Track) : SWITCHGEAR - Aziziyah | SWGR | ROH | DMS 2658 665-6 | TERM.LUGS RECPTACLE RF-F 608P | 102 | 94 | 8 | free_stock | R59-B-1-KDP1_SEP | inventory | 2025-10-28 | Mechanical |  | - | 2026-02-15 | 2026-02-01 | 0
6100K031 | Aziziyah (Fast Track) : SWITCHGEAR - Aziziyah | SWGR | ROH | DMS 2658 665-6 | TERM.LUGS RECPTACLE RF-F 608P | 8 | 8 | 0 | free_stock | R58-O-1-KDP1_SEP | inventory | 2025-10-28 | Mechanical |  | - | 2026-02-15 | 2026-02-01 | 0
6100K031 | Aziziyah (Fast Track) : SWITCHGEAR - Aziziyah | SWGR | ROH | DMS 2686 7001-1 | SPIRAL TUBE. KS15, 15MM DIA | 408 | 382 | 26 | free_stock | R58-G-1-KDP1_SEP | inventory | 2025-10-28 | LV |  | - | 2026-02-15 | 2026-02-01 | 0
6100K031 | Aziziyah (Fast Track) : SWITCHGEAR - Aziziyah | SWGR | ROH | DMS 2686 7001-1 | SPIRAL TUBE. KS15, 15MM DIA | 26 | 26 | 0 | free_stock | R66-I-1-KDP1_SEP | inventory | 2025-10-28 | LV |  | - | 2026-02-15 | 2026-02-01 | 0
6100K031 | Aziziyah (Fast Track) : SWITCHGEAR - Aziziyah | SWGR | ROH | DMS 924 0010 | Combiflex wire Socket 1.5mm 1MRK002136-B | 10200 | 8780 | 1420 | free_stock | R14-B-1-KDP1_SEP | inventory | 2025-10-28 | LV |  | - | 2026-02-15 | 2026-02-01 | 0
6100K031 | Aziziyah (Fast Track) : SWITCHGEAR - Aziziyah | SWGR | ROH | DMS 924 0010 | Combiflex wire Socket 1.5mm 1MRK002136-B | 1420 | 1420 | 0 | free_stock | R14-L-1-KDP1_SEP | inventory | 2025-10-28 | LV |  | - | 2026-02-15 | 2026-02-01 | 0
6100K031 | Aziziyah (Fast Track) : SWITCHGEAR - Aziziyah | SWGR | ROH | DMS 924 0020 | Combiflex wire Socket 2.5mm 1MRK002136-E | 6120 | 5160 | 960 | free_stock | R14-B-1-KDP1_SEP | inventory | 2025-10-28 | LV |  | - | 2026-02-15 | 2026-02-01 | 0
6100K031 | Aziziyah (Fast Track) : SWITCHGEAR - Aziziyah | SWGR | ROH | DMS 924 0020 | Combiflex wire Socket 2.5mm 1MRK002136-E | 960 | 960 | 0 | free_stock | R14-L-1-KDP1_SEP | inventory | 2025-10-28 | LV |  | - | 2026-02-15 | 2026-02-01 | 0
6100K031 | Aziziyah (Fast Track) : SWITCHGEAR - Aziziyah | SWGR | ROH | E5090512100 | SNAP ACTION SWITCH CO S800 e 41 | 6 | 6 | 0 | free_stock | R16-L-1-K019_SEP | inventory | 2025-10-28 | B |  | - | 2026-02-15 | 2026-02-01 | 0
6100K031 | Aziziyah (Fast Track) : SWITCHGEAR - Aziziyah | SWGR | ROH | GCE0007249P0100 | GREASE ISOPLEX TOPAS,NB52,1kg | 2 | 1.891 | 0.109 | free_stock | R13-S-1-KDP1_SEP | inventory | 2025-10-28 | Mechanical |  | - | 2026-02-15 | 2026-02-01 | 0
6100K031 | Aziziyah (Fast Track) : SWITCHGEAR - Aziziyah | SWGR | ROH | GCE0068009P0100 | BUSHING D8/3 PVC | 21 | 18 | 3 | free_stock | R14-I-1-KDP1_SEP | inventory | 2025-10-28 | Mechanical |  | - | 2026-02-15 | 2026-02-01 | 0
6100K031 | Aziziyah (Fast Track) : SWITCHGEAR - Aziziyah | SWGR | ROH | GCE0305850P0100 | POLYAMID BOLT M6X20 | 95 | 95 | 0 | free_stock | R58-O-1-KDP1_SEP | inventory | 2025-10-28 | Mechanical |  | - | 2026-02-15 | 2026-02-01 | 0
6100K031 | Aziziyah (Fast Track) : SWITCHGEAR - Aziziyah | SWGR | ROH | GCE0305871P0100 | HEX BOLT M8X16 DIN 933-POLY | 356 | 241 | 115 | free_stock | R58-O-1-KDP1_SEP | inventory | 2025-10-28 | Mechanical |  | - | 2026-02-15 | 2026-02-01 | 0
6100K031 | Aziziyah (Fast Track) : SWITCHGEAR - Aziziyah | SWGR | ROH | GCE0305871P0100 | HEX BOLT M8X16 DIN 933-POLY | 115 | 5 | 110 | free_stock | 1-1-1-1 | inventory | 2025-10-28 | Mechanical |  | - | 2026-02-15 | 2026-02-01 | 0
6100K031 | Aziziyah (Fast Track) : SWITCHGEAR - Aziziyah | SWGR | ROH | GCE0316006P0100 | HEAD SCREW M6X16, DIN 603-4.6 | 347 | 254 | 93 | free_stock | R58-O-1-KDP1_SEP | inventory | 2025-10-28 | Mechanical |  | - | 2026-02-15 | 2026-02-01 | 0
6100K031 | Aziziyah (Fast Track) : SWITCHGEAR - Aziziyah | SWGR | ROH | GCE0316006P0100 | HEAD SCREW M6X16, DIN 603-4.6 | 93 | 2 | 91 | free_stock | 1-1-1-1 | inventory | 2025-10-28 | Mechanical |  | - | 2026-02-15 | 2026-02-01 | 0
6100K031 | Aziziyah (Fast Track) : SWITCHGEAR - Aziziyah | SWGR | ROH | GCE0316044P0100 | HEAD SCREW M8X50, DIN 603-4.3 | 94 | 68 | 26 | free_stock | R15-A-1-KDP1_SEP | inventory | 2025-10-28 | Mechanical |  | - | 2026-02-15 | 2026-02-01 | 0
6100K031 | Aziziyah (Fast Track) : SWITCHGEAR - Aziziyah | SWGR | ROH | GCE0326219P0100 | SCREW,SET M6X10 | 98 | 72 | 26 | free_stock | R15-A-1-KDP1_SEP | inventory | 2025-10-28 | Mechanical |  | - | 2026-02-15 | 2026-02-01 | 0
6100K031 | Aziziyah (Fast Track) : SWITCHGEAR - Aziziyah | SWGR | ROH | GCE0326219P0100 | SCREW,SET M6X10 | 26 | 2 | 24 | 6100K019 | R15-A-1-KDP1_SEP | consumption | 2025-10-13 | Mechanical |  | - | 2026-02-15 | 2026-02-01 | 0 | [5 empty] | Work in Process Pick | 8084138
6100K031 | Aziziyah (Fast Track) : SWITCHGEAR - Aziziyah | SWGR | ROH | GCE0326219P0100 | SCREW,SET M6X10 | 24 | 2 | 22 | 6100K019 | R15-A-1-KDP1_SEP | consumption | 2025-10-14 | Mechanical |  | - | 2026-02-15 | 2026-02-01 | 0 | [5 empty] | Work in Process Pick | 8108488
6100K031 | Aziziyah (Fast Track) : SWITCHGEAR - Aziziyah | SWGR | ROH | GCE0326219P0100 | SCREW,SET M6X10 | 22 | 2 | 20 | 6100K019 | R15-A-1-KDP1_SEP | consumption | 2025-10-14 | Mechanical |  | - | 2026-02-15 | 2026-02-01 | 0 | [5 empty] | Work in Process Pick | 8108683
6100K031 | Aziziyah (Fast Track) : SWITCHGEAR - Aziziyah | SWGR | ROH | GCE0326219P0100 | SCREW,SET M6X10 | 20 | 2 | 18 | 6100K019 | R15-A-1-KDP1_SEP | consumption | 2025-10-15 | Mechanical |  | - | 2026-02-15 | 2026-02-01 | 0 | [5 empty] | Work in Process Pick | 8120212
6100K031 | Aziziyah (Fast Track) : SWITCHGEAR - Aziziyah | SWGR | ROH | GCE0326219P0100 | SCREW,SET M6X10 | 18 | 2 | 16 | 6100K019 | R15-A-1-KDP1_SEP | consumption | 2025-10-15 | Mechanical |  | - | 2026-02-15 | 2026-02-01 | 0 | [5 empty] | Work in Process Pick | 8120248
6100K031 | Aziziyah (Fast Track) : SWITCHGEAR - Aziziyah | SWGR | ROH | GCE0326219P0100 | SCREW,SET M6X10 | 16 | 2 | 14 | 6100K019 | R15-A-1-KDP1_SEP | consumption | 2025-10-16 | Mechanical |  | - | 2026-02-15 | 2026-02-01 | 0 | [5 empty] | Work in Process Pick | 8140320
6100K031 | Aziziyah (Fast Track) : SWITCHGEAR - Aziziyah | SWGR | ROH | GCE0326219P0100 | SCREW,SET M6X10 | 14 | 2 | 12 | 6100K019 | R15-A-1-KDP1_SEP | consumption | 2025-10-16 | Mechanical |  | - | 2026-02-15 | 2026-02-01 | 0 | [5 empty] | Work in Process Pick | 8140335
6100K031 | Aziziyah (Fast Track) : SWITCHGEAR - Aziziyah | SWGR | ROH | GCE0336970P0100 | BOLT,TAPTITE HEX BOLT M5X12 | 14 | 14 | 0 | free_stock | R59-Q-1-KDP1_SEP | inventory | 2025-10-28 | Mechanical |  | - | 2026-02-15 | 2026-02-01 | 0
6100K031 | Aziziyah (Fast Track) : SWITCHGEAR - Aziziyah | SWGR | ROH | GCE0336985P0100 | TAPPING SCREW M6X16/6KTHEAD | 12 | 3 | 9 | free_stock | R58-O-1-KDP1_SEP | inventory | 2025-10-28 | Mechanical |  | - | 2026-02-15 | 2026-02-01 | 0
6100K031 | Aziziyah (Fast Track) : SWITCHGEAR - Aziziyah | SWGR | ROH | GCE0352913P0100 | NUT M10 DIN 555-Polyamide | 18 | 18 | 0 | free_stock | R13-S-1-KDP1_SEP | inventory | 2025-10-28 | Mechanical |  | - | 2026-02-15 | 2026-02-01 | 0
6100K031 | Aziziyah (Fast Track) : SWITCHGEAR - Aziziyah | SWGR | ROH | GCE0365304P0100 | NUT,HEX.NUT MPG 16 | 3 | 2 | 1 | free_stock | R59-Q-1-KDP1_SEP | inventory | 2025-10-28 | Mechanical |  | - | 2026-02-15 | 2026-02-01 | 0
6100K031 | Aziziyah (Fast Track) : SWITCHGEAR - Aziziyah | SWGR | ROH | GCE0365304P0100 | NUT,HEX.NUT MPG 16 | 1 | 1 | 0 | free_stock | 1-1-1-1 | inventory | 2025-10-28 | Mechanical |  | - | 2026-02-15 | 2026-02-01 | 0
6100K031 | Aziziyah (Fast Track) : SWITCHGEAR - Aziziyah | SWGR | ROH | GCE0367309P0100 | HEX. NUT M6, DIN 985-6 ( LOCK NUT ) | 16 | 4 | 12 | free_stock | R58-O-1-KDP1_SEP | inventory | 2025-10-28 | Mechanical |  | - | 2026-02-15 | 2026-02-01 | 0
6100K031 | Aziziyah (Fast Track) : SWITCHGEAR - Aziziyah | SWGR | ROH | GCE0369010P0100 | RIVET NUT M6X16 WITH GROOVE | 95 | 95 | 0 | free_stock | R58-O-1-KDP1_SEP | inventory | 2025-10-28 | Mechanical |  | - | 2026-02-15 | 2026-02-01 | 0
6100K031 | Aziziyah (Fast Track) : SWITCHGEAR - Aziziyah | SWGR | ROH | GCE0369213P0100 | HEX RIVET NUT M8X17, LARGE FLANGE | 2279 | 1755 | 524 | free_stock | R58-A-1-KDP1_SEP | inventory | 2025-10-28 | Mechanical |  | - | 2026-02-15 | 2026-02-01 | 0
6100K031 | Aziziyah (Fast Track) : SWITCHGEAR - Aziziyah | SWGR | ROH | GCE0369213P0100 | HEX RIVET NUT M8X17, LARGE FLANGE | 524 | 46 | 478 | 6100K019 | R58-A-1-KDP1_SEP | consumption | 2025-10-14 | Mechanical |  | - | 2026-02-15 | 2026-02-01 | 0 | [5 empty] | Work in Process Pick | 8108686
6100K031 | Aziziyah (Fast Track) : SWITCHGEAR - Aziziyah | SWGR | ROH | GCE0369213P0100 | HEX RIVET NUT M8X17, LARGE FLANGE | 478 | 26 | 452 | 6100K019 | R58-A-1-KDP1_SEP | consumption | 2025-10-14 | Mechanical |  | - | 2026-02-15 | 2026-02-01 | 0 | [5 empty] | Work in Process Pick | 8099614
6100K031 | Aziziyah (Fast Track) : SWITCHGEAR - Aziziyah | SWGR | ROH | GCE0369213P0100 | HEX RIVET NUT M8X17, LARGE FLANGE | 452 | 26 | 426 | 6100K019 | R58-A-1-KDP1_SEP | consumption | 2025-10-14 | Mechanical |  | - | 2026-02-15 | 2026-02-01 | 0 | [5 empty] | Work in Process Pick | 8099698
6100K031 | Aziziyah (Fast Track) : SWITCHGEAR - Aziziyah | SWGR | ROH | GCE0369213P0100 | HEX RIVET NUT M8X17, LARGE FLANGE | 426 | 46 | 380 | 6100K019 | R58-A-1-KDP1_SEP | consumption | 2025-10-15 | Mechanical |  | - | 2026-02-15 | 2026-02-01 | 0 | [5 empty] | Work in Process Pick | 8132324
6100K031 | Aziziyah (Fast Track) : SWITCHGEAR - Aziziyah | SWGR | ROH | GCE0369213P0100 | HEX RIVET NUT M8X17, LARGE FLANGE | 380 | 26 | 354 | 6100K019 | R58-A-1-KDP1_SEP | consumption | 2025-10-15 | Mechanical |  | - | 2026-02-15 | 2026-02-01 | 0 | [5 empty] | Work in Process Pick | 8128676
6100K031 | Aziziyah (Fast Track) : SWITCHGEAR - Aziziyah | SWGR | ROH | GCE0369213P0100 | HEX RIVET NUT M8X17, LARGE FLANGE | 354 | 26 | 328 | 6100K019 | R58-A-1-KDP1_SEP | consumption | 2025-10-15 | Mechanical |  | - | 2026-02-15 | 2026-02-01 | 0 | [5 empty] | Work in Process Pick | 8128745
6100K031 | Aziziyah (Fast Track) : SWITCHGEAR - Aziziyah | SWGR | ROH | GCE0369213P0100 | HEX RIVET NUT M8X17, LARGE FLANGE | 328 | 46 | 282 | 6100K019 | R58-A-1-KDP1_SEP | consumption | 2025-10-16 | Mechanical |  | - | 2026-02-15 | 2026-02-01 | 0 | [5 empty] | Work in Process Pick | 8150164
6100K031 | Aziziyah (Fast Track) : SWITCHGEAR - Aziziyah | SWGR | ROH | GCE0369213P0100 | HEX RIVET NUT M8X17, LARGE FLANGE | 282 | 46 | 236 | 6100K019 | R58-A-1-KDP1_SEP | consumption | 2025-10-16 | Mechanical |  | - | 2026-02-15 | 2026-02-01 | 0 | [5 empty] | Work in Process Pick | 8150323
6100K031 | Aziziyah (Fast Track) : SWITCHGEAR - Aziziyah | SWGR | ROH | GCE0369214P0100 | HEX.RIVET NUT M10X24 ( 25541 ) | 658 | 10 | 648 | free_stock | 1-1-1-1 | inventory | 2025-10-28 | Mechanical |  | - | 2026-02-15 | 2026-02-01 | 0
6100K031 | Aziziyah (Fast Track) : SWITCHGEAR - Aziziyah | SWGR | ROH | GCE0369214P0100 | HEX.RIVET NUT M10X24 ( 25541 ) | 648 | 12 | 636 | 6100K019 | R58-A-1-KDP1_SEP | consumption | 2025-10-14 | Mechanical |  | - | 2026-02-15 | 2026-02-01 | 0 | [5 empty] | Work in Process Pick | 8099593
6100K031 | Aziziyah (Fast Track) : SWITCHGEAR - Aziziyah | SWGR | ROH | GCE0369214P0100 | HEX.RIVET NUT M10X24 ( 25541 ) | 636 | 12 | 624 | 6100K019 | R58-A-1-KDP1_SEP | consumption | 2025-10-14 | Mechanical |  | - | 2026-02-15 | 2026-02-01 | 0 | [5 empty] | Work in Process Pick | 8099689
6100K031 | Aziziyah (Fast Track) : SWITCHGEAR - Aziziyah | SWGR | ROH | GCE0369214P0100 | HEX.RIVET NUT M10X24 ( 25541 ) | 624 | 12 | 612 | 6100K019 | R58-A-1-KDP1_SEP | consumption | 2025-10-14 | Mechanical |  | - | 2026-02-15 | 2026-02-01 | 0 | [5 empty] | Work in Process Pick | 8108689
6100K031 | Aziziyah (Fast Track) : SWITCHGEAR - Aziziyah | SWGR | ROH | GCE0369214P0100 | HEX.RIVET NUT M10X24 ( 25541 ) | 612 | 12 | 600 | 6100K019 | R58-A-1-KDP1_SEP | consumption | 2025-10-15 | Mechanical |  | - | 2026-02-15 | 2026-02-01 | 0 | [5 empty] | Work in Process Pick | 8128712
6100K031 | Aziziyah (Fast Track) : SWITCHGEAR - Aziziyah | SWGR | ROH | GCE0369214P0100 | HEX.RIVET NUT M10X24 ( 25541 ) | 600 | 12 | 588 | 6100K019 | R58-A-1-KDP1_SEP | consumption | 2025-10-15 | Mechanical |  | - | 2026-02-15 | 2026-02-01 | 0 | [5 empty] | Work in Process Pick | 8128748
6100K031 | Aziziyah (Fast Track) : SWITCHGEAR - Aziziyah | SWGR | ROH | GCE0369214P0100 | HEX.RIVET NUT M10X24 ( 25541 ) | 588 | 12 | 576 | 6100K019 | R58-A-1-KDP1_SEP | consumption | 2025-10-15 | Mechanical |  | - | 2026-02-15 | 2026-02-01 | 0 | [5 empty] | Work in Process Pick | 8131679
6100K031 | Aziziyah (Fast Track) : SWITCHGEAR - Aziziyah | SWGR | ROH | GCE0369214P0100 | HEX.RIVET NUT M10X24 ( 25541 ) | 576 | 12 | 564 | 6100K019 | R58-A-1-KDP1_SEP | consumption | 2025-10-15 | Mechanical |  | - | 2026-02-15 | 2026-02-01 | 0 | [5 empty] | Work in Process Pick | 8131682
6100K031 | Aziziyah (Fast Track) : SWITCHGEAR - Aziziyah | SWGR | ROH | GCE0369214P0100 | HEX.RIVET NUT M10X24 ( 25541 ) | 564 | 12 | 552 | 6100K019 | R58-A-1-KDP1_SEP | consumption | 2025-10-16 | Mechanical |  | - | 2026-02-15 | 2026-02-01 | 0 | [5 empty] | Work in Process Pick | 8150185
6100K031 | Aziziyah (Fast Track) : SWITCHGEAR - Aziziyah | SWGR | ROH | GCE0369214P0100 | HEX.RIVET NUT M10X24 ( 25541 ) | 552 | 10 | 542 | 6100K019 | R58-A-1-KDP1_SEP | consumption | 2025-10-16 | Mechanical |  | - | 2026-02-15 | 2026-02-01 | 0 | [5 empty] | Work in Process Pick | 8150329
6100K031 | Aziziyah (Fast Track) : SWITCHGEAR - Aziziyah | SWGR | ROH | GCE0369214P0100 | HEX.RIVET NUT M10X24 ( 25541 ) | 542 | 2 | 540 | 6100K019 | R58-A-1-KDP1_SEP | consumption | 2025-10-16 | Mechanical |  | - | 2026-02-15 | 2026-02-01 | 0 | [5 empty] | Work in Process Pick | 8150326
6100K031 | Aziziyah (Fast Track) : SWITCHGEAR - Aziziyah | SWGR | ROH | GCE0369233P0100 | HEX RIVET NUT M8x18 COUNTER SUNK | 1740 | 1740 | 0 | free_stock | R58-A-1-KDP1_SEP | inventory | 2025-10-28 | Mechanical |  | - | 2026-02-15 | 2026-02-01 | 0
6100K031 | Aziziyah (Fast Track) : SWITCHGEAR - Aziziyah | SWGR | ROH | GCE0369312P0100 | COUNTERSUNK RIVET NUT M10x22.9 | 422 | 372 | 50 | free_stock | R58-A-1-KDP1_SEP | inventory | 2025-10-28 | Mechanical |  | - | 2026-02-15 | 2026-02-01 | 0
6100K031 | Aziziyah (Fast Track) : SWITCHGEAR - Aziziyah | SWGR | ROH | GCE0369312P0100 | COUNTERSUNK RIVET NUT M10x22.9 | 50 | 8 | 42 | free_stock | 1-1-1-1 | inventory | 2025-10-28 | Mechanical |  | - | 2026-02-15 | 2026-02-01 | 0
6100K031 | Aziziyah (Fast Track) : SWITCHGEAR - Aziziyah | SWGR | ROH | GCE0369312P0100 | COUNTERSUNK RIVET NUT M10x22.9 | 42 | 8 | 34 | 6100K019 | R58-A-1-KDP1_SEP | consumption | 2025-10-14 | Mechanical |  | - | 2026-02-15 | 2026-02-01 | 0 | [5 empty] | Work in Process Pick | 8108581
6100K031 | Aziziyah (Fast Track) : SWITCHGEAR - Aziziyah | SWGR | ROH | GCE0369312P0100 | COUNTERSUNK RIVET NUT M10x22.9 | 34 | 8 | 26 | 6100K019 | R58-A-1-KDP1_SEP | consumption | 2025-10-14 | Mechanical |  | - | 2026-02-15 | 2026-02-01 | 0 | [5 empty] | Work in Process Pick | 8108692
6100K031 | Aziziyah (Fast Track) : SWITCHGEAR - Aziziyah | SWGR | ROH | GCE0369312P0100 | COUNTERSUNK RIVET NUT M10x22.9 | 26 | 7 | 19 | 6100K019 | R58-A-1-KDP1_SEP | consumption | 2025-10-14 | Mechanical |  | - | 2026-02-15 | 2026-02-01 | 0 | [5 empty] | Work in Process Pick | 8099602
6100K031 | Aziziyah (Fast Track) : SWITCHGEAR - Aziziyah | SWGR | ROH | GCE0369312P0100 | COUNTERSUNK RIVET NUT M10x22.9 | 19 | 17 | 2 | 6100K019 | R58-A-1-KDP1_SEP | consumption | 2025-10-15 | Mechanical |  | - | 2026-02-15 | 2026-02-01 | 0 | [5 empty] | Work in Process Pick | 8128673
6100K031 | Aziziyah (Fast Track) : SWITCHGEAR - Aziziyah | SWGR | ROH | GCE0369312P0100 | COUNTERSUNK RIVET NUT M10x22.9 | 2 | 2 | 0 | 6100K019 | R58-A-1-KDP1_SEP | consumption | 2025-10-15 | Mechanical |  | - | 2026-02-15 | 2026-02-01 | 0 | [5 empty] | Work in Process Pick | 8128751
6100K031 | Aziziyah (Fast Track) : SWITCHGEAR - Aziziyah | SWGR | ROH | GCE0401027P0100 | WASHER FLAT 10.5,DIN433-ST | 192 | 192 | 0 | free_stock | R58-O-1-KDP1_SEP | inventory | 2025-10-28 | Mechanical |  | - | 2026-02-15 | 2026-02-01 | 0
6100K031 | Aziziyah (Fast Track) : SWITCHGEAR - Aziziyah | SWGR | ROH | GCE0402909P0100 | WASHER POLYAMID, A6.4, DIN 125 | 95 | 95 | 0 | free_stock | R15-A-1-KDP1_SEP | inventory | 2025-10-28 | Mechanical |  | - | 2026-02-15 | 2026-02-01 | 0
6100K031 | Aziziyah (Fast Track) : SWITCHGEAR - Aziziyah | SWGR | ROH | GCE0402911P0100 | WASHER POLYAMID, A8.4, DIN 125 | 802 | 609 | 193 | free_stock | R58-A-1-KDP1_SEP | inventory | 2025-10-28 | Mechanical |  | - | 2026-02-15 | 2026-02-01 | 0
6100K031 | Aziziyah (Fast Track) : SWITCHGEAR - Aziziyah | SWGR | ROH | GCE0402911P0100 | WASHER POLYAMID, A8.4, DIN 125 | 193 | 18 | 175 | free_stock | 1-1-1-1 | inventory | 2025-10-28 | Mechanical |  | - | 2026-02-15 | 2026-02-01 | 0
6100K031 | Aziziyah (Fast Track) : SWITCHGEAR - Aziziyah | SWGR | ROH | GCE0402911P0100 | WASHER POLYAMID, A8.4, DIN 125 | 175 | 9 | 166 | 6100K019 | R58-A-1-KDP1_SEP | consumption | 2025-10-14 | Mechanical |  | - | 2026-02-15 | 2026-02-01 | 0 | [5 empty] | Work in Process Pick | 8099695
6100K031 | Aziziyah (Fast Track) : SWITCHGEAR - Aziziyah | SWGR | ROH | GCE0402912P0100 | WASHER POLYAMID, A10.5, DIN 125 | 588 | 516 | 72 | free_stock | R58-A-1-KDP1_SEP | inventory | 2025-10-28 | Mechanical |  | - | 2026-02-15 | 2026-02-01 | 0
6100K031 | Aziziyah (Fast Track) : SWITCHGEAR - Aziziyah | SWGR | ROH | GCE0410004P0100 | SPRING RING A3, DIN 127-FST | 26 | 20 | 6 | free_stock | R59-Q-1-KDP1_SEP | inventory | 2025-10-28 | Mechanical |  | - | 2026-02-15 | 2026-02-01 | 0
6100K031 | Aziziyah (Fast Track) : SWITCHGEAR - Aziziyah | SWGR | ROH | GCE0412007P0100 | SPRING RING 10 DIN 7980-FST | 120 | 120 | 0 | free_stock | R58-O-1-KDP1_SEP | inventory | 2025-10-28 | Mechanical |  | - | 2026-02-15 | 2026-02-01 | 0
6100K031 | Aziziyah (Fast Track) : SWITCHGEAR - Aziziyah | SWGR | ROH | GCE0413160P0100 | RETAINING WASHER VS5 | 49 | 35 | 14 | free_stock | R59-Q-1-KDP1_SEP | inventory | 2025-10-28 | Mechanical |  | - | 2026-02-15 | 2026-02-01 | 0
6100K031 | Aziziyah (Fast Track) : SWITCHGEAR - Aziziyah | SWGR | ROH | GCE0418202P0100 | WASHER,RETAINING 5/WN 418-FST | 155 | 137 | 18 | free_stock | R15-A-1-KDP1_SEP | inventory | 2025-10-28 | Mechanical |  | - | 2026-02-15 | 2026-02-01 | 0
6100K031 | Aziziyah (Fast Track) : SWITCHGEAR - Aziziyah | SWGR | ROH | GCE0418202P0100 | WASHER,RETAINING 5/WN 418-FST | 18 | 2 | 16 | 6100K019 | R15-A-1-KDP1_SEP | consumption | 2025-10-13 | Mechanical |  | - | 2026-02-15 | 2026-02-01 | 0 | [5 empty] | Work in Process Pick | 8084147
6100K031 | Aziziyah (Fast Track) : SWITCHGEAR - Aziziyah | SWGR | ROH | GCE0418202P0100 | WASHER,RETAINING 5/WN 418-FST | 16 | 4 | 12 | 6100K019 | R15-A-1-KDP1_SEP | consumption | 2025-10-14 | Mechanical |  | - | 2026-02-15 | 2026-02-01 | 0 | [5 empty] | Work in Process Pick | 8096138
6100K031 | Aziziyah (Fast Track) : SWITCHGEAR - Aziziyah | SWGR | ROH | GCE0418202P0100 | WASHER,RETAINING 5/WN 418-FST | 12 | 2 | 10 | 6100K019 | R15-A-1-KDP1_SEP | consumption | 2025-10-14 | Mechanical |  | - | 2026-02-15 | 2026-02-01 | 0 | [5 empty] | Work in Process Pick | 8108467
6100K031 | Aziziyah (Fast Track) : SWITCHGEAR - Aziziyah | SWGR | ROH | GCE0418202P0100 | WASHER,RETAINING 5/WN 418-FST | 10 | 2 | 8 | 6100K019 | R15-A-1-KDP1_SEP | consumption | 2025-10-14 | Mechanical |  | - | 2026-02-15 | 2026-02-01 | 0 | [5 empty] | Work in Process Pick | 8108758
6100K031 | Aziziyah (Fast Track) : SWITCHGEAR - Aziziyah | SWGR | ROH | GCE0418202P0100 | WASHER,RETAINING 5/WN 418-FST | 8 | 6 | 2 | 6100K019 | R15-A-1-KDP1_SEP | consumption | 2025-10-15 | Mechanical |  | - | 2026-02-15 | 2026-02-01 | 0 | [5 empty] | Work in Process Pick | 8120308
6100K031 | Aziziyah (Fast Track) : SWITCHGEAR - Aziziyah | SWGR | ROH | GCE0418202P0100 | WASHER,RETAINING 5/WN 418-FST | 2 | 2 | 0 | 6100K019 | R15-A-1-KDP1_SEP | consumption | 2025-10-15 | Mechanical |  | - | 2026-02-15 | 2026-02-01 | 0 | [5 empty] | Work in Process Pick | 8120290
6100K031 | Aziziyah (Fast Track) : SWITCHGEAR - Aziziyah | SWGR | ROH | GCE0418203P0100 | WASHER,RETAINING 6, WN418-FST | 184 | 136 | 48 | free_stock | R58-A-1-KDP1_SEP | inventory | 2025-10-28 | Mechanical |  | - | 2026-02-15 | 2026-02-01 | 0
6100K031 | Aziziyah (Fast Track) : SWITCHGEAR - Aziziyah | SWGR | ROH | GCE0418204P0100 | WASHER RETAINING 8/WN 418-FST | 57 | 35 | 22 | free_stock | R13-S-1-KDP1_SEP | inventory | 2025-10-28 | Mechanical |  | - | 2026-02-15 | 2026-02-01 | 0
6100K031 | Aziziyah (Fast Track) : SWITCHGEAR - Aziziyah | SWGR | ROH | GCE0418205P0100 | WASHER RETAINING 10, WN418-FST | 192 | 140 | 52 | free_stock | R58-A-1-KDP1_SEP | inventory | 2025-10-28 | Mechanical |  | - | 2026-02-15 | 2026-02-01 | 0
6100K031 | Aziziyah (Fast Track) : SWITCHGEAR - Aziziyah | SWGR | ROH | GCE0438403P0100 | SPRG. PIN 2X10 DIN EN 28748 ST | 51 | 51 | 0 | free_stock | R14-I-1-KDP1_SEP | inventory | 2025-10-28 | LV |  | - | 2026-02-15 | 2026-02-01 | 0
6100K031 | Aziziyah (Fast Track) : SWITCHGEAR - Aziziyah | SWGR | ROH | GCE0438423P0100 | SPRING PIN 3X16 | 12 | 8 | 4 | free_stock | R15-A-1-KDP1_SEP | inventory | 2025-10-28 | Mechanical |  | - | 2026-02-15 | 2026-02-01 | 0
6100K031 | Aziziyah (Fast Track) : SWITCHGEAR - Aziziyah | SWGR | ROH | GCE0438423P0100 | SPRING PIN 3X16 | 4 | 4 | 0 | free_stock | 1-1-1-1 | inventory | 2025-10-28 | Mechanical |  | - | 2026-02-15 | 2026-02-01 | 0
6100K031 | Aziziyah (Fast Track) : SWITCHGEAR - Aziziyah | SWGR | ROH | GCE0438425P0100 | SPRING PIN SLOTTED 3X20 (EQUIV.=28272) | 30 | 30 | 0 | free_stock | R59-Q-1-KDP1_SEP | inventory | 2025-10-28 | Mechanical |  | - | 2026-02-15 | 2026-02-01 | 0
6100K031 | Aziziyah (Fast Track) : SWITCHGEAR - Aziziyah | SWGR | ROH | GCE0457035P0100 | BLIND RIVET 5X10 AL | 408 | 326 | 82 | free_stock | R58-O-1-KDP1_SEP | inventory | 2025-10-28 | Mechanical |  | - | 2026-02-15 | 2026-02-01 | 0
6100K031 | Aziziyah (Fast Track) : SWITCHGEAR - Aziziyah | SWGR | ROH | GCE0457035P0100 | BLIND RIVET 5X10 AL | 82 | 16 | 66 | free_stock | 1-1-1-1 | inventory | 2025-10-28 | Mechanical |  | - | 2026-02-15 | 2026-02-01 | 0
6100K031 | Aziziyah (Fast Track) : SWITCHGEAR - Aziziyah | SWGR | ROH | GCE0457035P0100 | BLIND RIVET 5X10 AL | 66 | 8 | 58 | 6100K019 | R58-O-1-KDP1_SEP | consumption | 2025-10-14 | Mechanical |  | - | 2026-02-15 | 2026-02-01 | 0 | [5 empty] | Work in Process Pick | 8101117
6100K031 | Aziziyah (Fast Track) : SWITCHGEAR - Aziziyah | SWGR | ROH | GCE0457038P0100 | BLIND RIVET 5X16, CIECO, WN457-ALU | 198 | 164 | 34 | free_stock | R58-O-1-KDP1_SEP | inventory | 2025-10-28 | Mechanical |  | - | 2026-02-15 | 2026-02-01 | 0
6100K031 | Aziziyah (Fast Track) : SWITCHGEAR - Aziziyah | SWGR | ROH | GCE0457038P0100 | BLIND RIVET 5X16, CIECO, WN457-ALU | 34 | 2 | 32 | free_stock | 1-1-1-1 | inventory | 2025-10-28 | Mechanical |  | - | 2026-02-15 | 2026-02-01 | 0
6100K031 | Aziziyah (Fast Track) : SWITCHGEAR - Aziziyah | SWGR | ROH | GCE0457040P0100 | BLIND RIVET 6.4X12 STEEL | 335 | 335 | 0 | free_stock | R58-O-1-KDP1_SEP | inventory | 2025-10-28 | Mechanical |  | - | 2026-02-15 | 2026-02-01 | 0
6100K031 | Aziziyah (Fast Track) : SWITCHGEAR - Aziziyah | SWGR | ROH | GCE0734028P0100P | K - BALL SHAPED HANDLE (ZINC CHRM) | 6 | 6 | 0 | 6100KDP01 | R56-P-1-K019_SEP | inventory | 2025-10-28 | Mechanical |  | - | 2026-02-15 | 2026-02-01 | 0
6100K031 | Aziziyah (Fast Track) : SWITCHGEAR - Aziziyah | SWGR | ROH | GCE0909121P0100 | STRAIN RELIEF TYPE ZE2/10 | 10 | 10 | 0 | free_stock | R59-A-1-KDP1_SEP | inventory | 2025-10-28 | Mechanical |  | - | 2026-02-15 | 2026-02-01 | 0
6100K031 | Aziziyah (Fast Track) : SWITCHGEAR - Aziziyah | SWGR | ROH | GCE0990162P0101 | PANEL HEATER 240V,50W-Boxin-3Met.Cable | 51 | 51 | 0 | free_stock | R15-T-1-KDP1_SEP | inventory | 2025-10-28 | Mechanical |  | - | 2026-02-15 | 2026-02-01 | 0
6100K031 | Aziziyah (Fast Track) : SWITCHGEAR - Aziziyah | SWGR | ROH | GCE0990162P0101 | PANEL HEATER 240V,50W-Boxin-3Met.Cable | 102 | 36 | 66 | free_stock | R15-T-1-KDP1_SEP | inventory | 2025-10-28 | LV |  | - | 2026-02-15 | 2026-02-01 | 0
6100K031 | Aziziyah (Fast Track) : SWITCHGEAR - Aziziyah | SWGR | ROH | GCE0990162P0101 | PANEL HEATER 240V,50W-Boxin-3Met.Cable | 66 | 1 | 65 | free_stock | 1-1-1-1 | inventory | 2025-10-28 | LV |  | - | 2026-02-15 | 2026-02-01 | 0
6100K031 | Aziziyah (Fast Track) : SWITCHGEAR - Aziziyah | SWGR | ROH | GCE0990162P0101 | PANEL HEATER 240V,50W-Boxin-3Met.Cable | 65 | 2 | 63 | 6100K019 | R14-I-1-KDP1_SEP | consumption | 2025-10-13 | LV |  | - | 2026-02-15 | 2026-02-01 | 0 | [5 empty] | Work in Process Pick | 8084150
6100K031 | Aziziyah (Fast Track) : SWITCHGEAR - Aziziyah | SWGR | ROH | GCE0990162P0101 | PANEL HEATER 240V,50W-Boxin-3Met.Cable | 63 | 1 | 62 | 6100K019 | R14-I-1-KDP1_SEP | consumption | 2025-10-13 | LV |  | - | 2026-02-15 | 2026-02-01 | 0 | [5 empty] | Work in Process Pick | 8070525
6100K031 | Aziziyah (Fast Track) : SWITCHGEAR - Aziziyah | SWGR | ROH | GCE0990162P0101 | PANEL HEATER 240V,50W-Boxin-3Met.Cable | 62 | 1 | 61 | 6100K019 | R15-T-1-KDP1_SEP | consumption | 2025-10-13 | LV |  | - | 2026-02-15 | 2026-02-01 | 0 | [5 empty] | Work in Process Pick | 8070528
6100K031 | Aziziyah (Fast Track) : SWITCHGEAR - Aziziyah | SWGR | ROH | GCE0990162P0101 | PANEL HEATER 240V,50W-Boxin-3Met.Cable | 61 | 1 | 60 | 6100K019 | R15-T-1-KDP1_SEP | consumption | 2025-10-13 | LV |  | - | 2026-02-15 | 2026-02-01 | 0 | [5 empty] | Work in Process Pick | 8071508
6100K031 | Aziziyah (Fast Track) : SWITCHGEAR - Aziziyah | SWGR | ROH | GCE0990162P0101 | PANEL HEATER 240V,50W-Boxin-3Met.Cable | 60 | 2 | 58 | 6100K019 | R14-I-1-KDP1_SEP | consumption | 2025-10-14 | LV |  | - | 2026-02-15 | 2026-02-01 | 0 | [5 empty] | Work in Process Pick | 8108509
6100K031 | Aziziyah (Fast Track) : SWITCHGEAR - Aziziyah | SWGR | ROH | GCE0990162P0101 | PANEL HEATER 240V,50W-Boxin-3Met.Cable | 58 | 1 | 57 | 6100K019 | R14-I-1-KDP1_SEP | consumption | 2025-10-14 | LV |  | - | 2026-02-15 | 2026-02-01 | 0 | [5 empty] | Work in Process Pick | 8094859
6100K031 | Aziziyah (Fast Track) : SWITCHGEAR - Aziziyah | SWGR | ROH | GCE0990162P0101 | PANEL HEATER 240V,50W-Boxin-3Met.Cable | 57 | 2 | 55 | 6100K019 | R15-T-1-KDP1_SEP | consumption | 2025-10-15 | LV |  | - | 2026-02-15 | 2026-02-01 | 0 | [5 empty] | Work in Process Pick | 8132368
6100K031 | Aziziyah (Fast Track) : SWITCHGEAR - Aziziyah | SWGR | ROH | GCE0990162P0101 | PANEL HEATER 240V,50W-Boxin-3Met.Cable | 55 | 1 | 54 | 6100K019 | R14-I-1-KDP1_SEP | consumption | 2025-10-15 | LV |  | - | 2026-02-15 | 2026-02-01 | 0 | [5 empty] | Work in Process Pick | 8120218
6100K031 | Aziziyah (Fast Track) : SWITCHGEAR - Aziziyah | SWGR | ROH | GCE0990162P0101 | PANEL HEATER 240V,50W-Boxin-3Met.Cable | 54 | 1 | 53 | 6100K019 | R15-T-1-KDP1_SEP | consumption | 2025-10-16 | LV |  | - | 2026-02-15 | 2026-02-01 | 0 | [5 empty] | Work in Process Pick | 8141296
6100K031 | Aziziyah (Fast Track) : SWITCHGEAR - Aziziyah | SWGR | ROH | GCE0990162P0102 | PANEL HEATER 240V,100W-Boxin-5MetCable | 51 | 41 | 10 | free_stock | R16-I-1-KDP1_SEP | inventory | 2025-10-28 | Mechanical |  | - | 2026-02-15 | 2026-02-01 | 0
6100K031 | Aziziyah (Fast Track) : SWITCHGEAR - Aziziyah | SWGR | ROH | GCE0990162P0102 | PANEL HEATER 240V,100W-Boxin-5MetCable | 10 | 2 | 8 | free_stock | 1-1-1-1 | inventory | 2025-10-28 | Mechanical |  | - | 2026-02-15 | 2026-02-01 | 0
6100K031 | Aziziyah (Fast Track) : SWITCHGEAR - Aziziyah | SWGR | ROH | GCE0990162P0102 | PANEL HEATER 240V,100W-Boxin-5MetCable | 8 | 1 | 7 | 6100K019 | R16-I-1-KDP1_SEP | consumption | 2025-10-14 | Mechanical |  | - | 2026-02-15 | 2026-02-01 | 0 | [5 empty] | Work in Process Pick | 8094856
6100K031 | Aziziyah (Fast Track) : SWITCHGEAR - Aziziyah | SWGR | ROH | GCE0990403P0100 | VENTILATOR QK08A-2EM.50.CH WITH CAPACITO | 7 | 5 | 2 | free_stock | R14-I-1-KDP1_SEP | inventory | 2025-10-28 | Mechanical |  | - | 2026-02-15 | 2026-02-01 | 0
6100K031 | Aziziyah (Fast Track) : SWITCHGEAR - Aziziyah | SWGR | ROH | GCE0990404P0100 | RADIAL FLOW FAN QK08A-2EM.35.CF | 7 | 1 | 6 | free_stock | R14-I-1-KDP1_SEP | inventory | 2025-10-28 | B |  | - | 2026-02-15 | 2026-02-01 | 0
6100K031 | Aziziyah (Fast Track) : SWITCHGEAR - Aziziyah | SWGR | ROH | GCE0990431P0100 | HANDLE | 711 | 711 | 0 | 6100KDP01 | R56-O-1-K019_SEP | inventory | 2025-10-28 | Mechanical |  | - | 2026-02-15 | 2026-02-01 | 0
6100K031 | Aziziyah (Fast Track) : SWITCHGEAR - Aziziyah | SWGR | ROH | GCE0996020P0100 | PROTECTOR CAP M12 SW17-1-G15/H5 | 18 | 18 | 0 | free_stock | R14-I-1-KDP1_SEP | inventory | 2025-10-28 | Mechanical |  | - | 2026-02-15 | 2026-02-01 | 0
6100K031 | Aziziyah (Fast Track) : SWITCHGEAR - Aziziyah | SWGR | ROH | GCE0996027P0100 | PROTECTION CAP M10NR.610 | 258 | 174 | 84 | free_stock | R15-A-1-KDP1_SEP | inventory | 2025-10-28 | Mechanical |  | - | 2026-02-15 | 2026-02-01 | 0
6100K031 | Aziziyah (Fast Track) : SWITCHGEAR - Aziziyah | SWGR | ROH | GCE0998122P0100 | TUBING 28X36 FOR PG29 | 4.9 | 4.9 | 0 | 6100KDP01 | R56-Q-1-K019_SEP | inventory | 2025-10-28 | Mechanical |  | - | 2026-02-15 | 2026-02-01 | 0
6100K031 | Aziziyah (Fast Track) : SWITCHGEAR - Aziziyah | SWGR | ROH | GCE0998124P0100 | TUBING KUW 17X21,PG16 | 1.2 | 1.2 | 0 | 6100KDP01 | R56-Q-1-K019_SEP | inventory | 2025-10-28 | Mechanical |  | - | 2026-02-15 | 2026-02-01 | 0
6100K031 | Aziziyah (Fast Track) : SWITCHGEAR - Aziziyah | SWGR | ROH | GCE0998131P0100 | TUBE HOLDER-LK / MPG16 | 3 | 3 | 0 | 6100KDP01 | R56-Q-1-K019_SEP | inventory | 2025-10-28 | Mechanical |  | - | 2026-02-15 | 2026-02-01 | 0
6100K031 | Aziziyah (Fast Track) : SWITCHGEAR - Aziziyah | SWGR | ROH | GCE0998134P0100 | SEALING RUBBER | 688.97 | 477.89 | 211.08 | free_stock | R15-J-1-KDP1_SEP | inventory | 2025-10-28 | Mechanical |  | - | 2026-02-15 | 2026-02-01 | 0
6100K031 | Aziziyah (Fast Track) : SWITCHGEAR - Aziziyah | SWGR | ROH | GCE0998162P0100 | REDUCING RING PVC | 876 | 599 | 277 | free_stock | R59-A-1-KDP1_SEP | inventory | 2025-10-28 | Mechanical |  | - | 2026-02-15 | 2026-02-01 | 0
6100K031 | Aziziyah (Fast Track) : SWITCHGEAR - Aziziyah | SWGR | ROH | GCE0998162P0100 | REDUCING RING PVC | 277 | 125 | 152 | free_stock | R13-S-1-KDP1_SEP | inventory | 2025-10-28 | Mechanical |  | - | 2026-02-15 | 2026-02-01 | 0
6100K031 | Aziziyah (Fast Track) : SWITCHGEAR - Aziziyah | SWGR | ROH | GCE0998168P0100 | PLASTIC BUSHING EK/G36 | 5 | 5 | 0 | free_stock | R59-A-1-KDP1_SEP | inventory | 2025-10-28 | Mechanical |  | - | 2026-02-15 | 2026-02-01 | 0
6100K031 | Aziziyah (Fast Track) : SWITCHGEAR - Aziziyah | SWGR | ROH | GCE4117104P0106 | TUBE G16X100 DIN 490216 | 49 | 49 | 0 | 6100KDP01 | R56-Q-1-K019_SEP | inventory | 2025-10-28 | Mechanical |  | - | 2026-02-15 | 2026-02-01 | 0
6100K031 | Aziziyah (Fast Track) : SWITCHGEAR - Aziziyah | SWGR | ROH | GCE4117104P0117 | TUBE G16X9 | 98 | 98 | 0 | 6100KDP01 | R56-Q-1-K019_SEP | inventory | 2025-10-28 | Mechanical |  | - | 2026-02-15 | 2026-02-01 | 0
6100K031 | Aziziyah (Fast Track) : SWITCHGEAR - Aziziyah | SWGR | ROH | GCE4129015P0128P | HEX.PART 17X677 ZINC CHR. | 49 | 49 | 0 | 6100KDP01 | R56-Q-1-K019_SEP | inventory | 2025-10-28 | Mechanical |  | - | 2026-02-15 | 2026-02-01 | 0
6100K031 | Aziziyah (Fast Track) : SWITCHGEAR - Aziziyah | SWGR | ROH | GCE4366010P0100 | NUT(DADO D'ANCORAGGIO) M10 WN366-ST37-2 | 378 | 302 | 76 | free_stock | R59-P-1-KDP1_SEP | inventory | 2025-10-28 | Mechanical |  | - | 2026-02-15 | 2026-02-01 | 0
6100K031 | Aziziyah (Fast Track) : SWITCHGEAR - Aziziyah | SWGR | ROH | GCE4366010P0100 | NUT(DADO D'ANCORAGGIO) M10 WN366-ST37-2 | 76 | 76 | 0 | 6100KDP01 | R56-R-1-K019_SEP | inventory | 2025-10-28 | Mechanical |  | - | 2026-02-15 | 2026-02-01 | 0
6100K031 | Aziziyah (Fast Track) : SWITCHGEAR - Aziziyah | SWGR | ROH | GCE4395592P0100 | WASHER FLAT 8 X 11 X 0.5 MM | 288 | 216 | 72 | free_stock | R58-O-1-KDP1_SEP | inventory | 2025-10-28 | Mechanical |  | - | 2026-02-15 | 2026-02-01 | 0
6100K031 | Aziziyah (Fast Track) : SWITCHGEAR - Aziziyah | SWGR | ROH | GCE4395592P0100 | WASHER FLAT 8 X 11 X 0.5 MM | 72 | 12 | 60 | free_stock | 1-1-1-1 | inventory | 2025-10-28 | Mechanical |  | - | 2026-02-15 | 2026-02-01 | 0
6100K031 | Aziziyah (Fast Track) : SWITCHGEAR - Aziziyah | SWGR | ROH | GCE4395592P0100 | WASHER FLAT 8 X 11 X 0.5 MM | 60 | 6 | 54 | 6100K019 | R58-O-1-KDP1_SEP | consumption | 2025-10-14 | Mechanical |  | - | 2026-02-15 | 2026-02-01 | 0 | [5 empty] | Work in Process Pick | 8104594
6100K031 | Aziziyah (Fast Track) : SWITCHGEAR - Aziziyah | SWGR | ROH | GCE4395856P0100 | PLAIN WASHER, LARGE 6.2x12x0.2 | 30 | 30 | 0 | free_stock | R58-O-1-KDP1_SEP | inventory | 2025-10-28 | Mechanical |  | - | 2026-02-15 | 2026-02-01 | 0
6100K031 | Aziziyah (Fast Track) : SWITCHGEAR - Aziziyah | SWGR | ROH | GCE4396073P0100 | WASHER LARG PLN (12.1/23.5X2.5 | 12 | 12 | 0 | free_stock | R58-A-1-KDP1_SEP | inventory | 2025-10-28 | Mechanical |  | - | 2026-02-15 | 2026-02-01 | 0
6100K031 | Aziziyah (Fast Track) : SWITCHGEAR - Aziziyah | SWGR | ROH | GCE4530250P0100 | DESIGNATION LABEL L1 (RED) | 51 | 44 | 7 | free_stock | WH2-1-1-KDP1_SEP | inventory | 2025-10-28 | Mechanical |  | - | 2026-02-15 | 2026-02-01 | 0
6100K031 | Aziziyah (Fast Track) : SWITCHGEAR - Aziziyah | SWGR | ROH | GCE4530251P0100 | DESIGNATION LABEL L2 (YELLOW) | 51 | 44 | 7 | free_stock | WH2-1-1-KDP1_SEP | inventory | 2025-10-28 | Mechanical |  | - | 2026-02-15 | 2026-02-01 | 0
6100K031 | Aziziyah (Fast Track) : SWITCHGEAR - Aziziyah | SWGR | ROH | GCE4530252P0100 | DESIGNATION LABEL L3 (BLUE) | 51 | 44 | 7 | free_stock | WH2-1-1-KDP1_SEP | inventory | 2025-10-28 | Mechanical |  | - | 2026-02-15 | 2026-02-01 | 0
6100K031 | Aziziyah (Fast Track) : SWITCHGEAR - Aziziyah | SWGR | ROH | GCE4539019P0100 | INFORMATION PLATE | 49 | 42 | 7 | free_stock | WH2-1-1-KDP1_SEP | inventory | 2025-10-28 | Mechanical |  | - | 2026-02-15 | 2026-02-01 | 0
6100K031 | Aziziyah (Fast Track) : SWITCHGEAR - Aziziyah | SWGR | ROH | GCE4539019P0100 | INFORMATION PLATE | 7 | 1 | 6 | 6100K019 | INC-1-1-KDP1_SEP | consumption | 2025-10-15 | Mechanical |  | - | 2026-02-15 | 2026-02-01 | 0 | [5 empty] | Work in Process Pick | 8115490
6100K031 | Aziziyah (Fast Track) : SWITCHGEAR - Aziziyah | SWGR | ROH | GCE4539019P0100 | INFORMATION PLATE | 6 | 1 | 5 | 6100K019 | WH2-1-1-KDP1_SEP | consumption | 2025-10-15 | Mechanical |  | - | 2026-02-15 | 2026-02-01 | 0 | [5 empty] | Work in Process Pick | 8127551
6100K031 | Aziziyah (Fast Track) : SWITCHGEAR - Aziziyah | SWGR | ROH | GCE4539019P0100 | INFORMATION PLATE | 5 | 1 | 4 | 6100K019 | WH2-1-1-KDP1_SEP | consumption | 2025-10-15 | Mechanical |  | - | 2026-02-15 | 2026-02-01 | 0 | [5 empty] | Work in Process Pick | 8127554
6100K031 | Aziziyah (Fast Track) : SWITCHGEAR - Aziziyah | SWGR | ROH | GCE4539019P0100 | INFORMATION PLATE | 4 | 1 | 3 | 6100K019 | INC-1-1-KDP1_SEP | consumption | 2025-10-15 | Mechanical |  | - | 2026-02-15 | 2026-02-01 | 0 | [5 empty] | Work in Process Pick | 8131734
6100K031 | Aziziyah (Fast Track) : SWITCHGEAR - Aziziyah | SWGR | ROH | GCE4539019P0100 | INFORMATION PLATE | 3 | 1 | 2 | 6100K019 | WH2-1-1-KDP1_SEP | consumption | 2025-10-16 | Mechanical |  | - | 2026-02-15 | 2026-02-01 | 0 | [5 empty] | Work in Process Pick | 8140323
6100K031 | Aziziyah (Fast Track) : SWITCHGEAR - Aziziyah | SWGR | ROH | GCE4539019P0100 | INFORMATION PLATE | 2 | 1 | 1 | 6100K019 | INC-1-1-KDP1_SEP | consumption | 2025-10-16 | Mechanical |  | - | 2026-02-15 | 2026-02-01 | 0 | [5 empty] | Work in Process Pick | 8137878
6100K031 | Aziziyah (Fast Track) : SWITCHGEAR - Aziziyah | SWGR | ROH | GCE4539452P0100 | INDICATION LABEL Mech.Operation STICKER | 48 | 48 | 0 | free_stock | WH2-1-1-KDP1_SEP | inventory | 2025-10-28 | Mechanical |  | - | 2026-02-15 | 2026-02-01 | 0
6100K031 | Aziziyah (Fast Track) : SWITCHGEAR - Aziziyah | SWGR | ROH | GCE7000495R0101 | SHAFT COMPL. | 49 | 49 | 0 | 6100KDP01 | R56-P-1-K019_SEP | inventory | 2025-10-28 | Mechanical |  | - | 2026-02-15 | 2026-02-01 | 0
6100K031 | Aziziyah (Fast Track) : SWITCHGEAR - Aziziyah | SWGR | ROH | GCE7000496P0102 | TORSION SPRING | 49 | 35 | 14 | free_stock | R14-I-1-KDP1_SEP | inventory | 2025-10-28 | Mechanical |  | - | 2026-02-15 | 2026-02-01 | 0
6100K031 | Aziziyah (Fast Track) : SWITCHGEAR - Aziziyah | SWGR | ROH | GCE7000496P0102 | TORSION SPRING | 14 | 6 | 8 | 6100KDP01 | INC-1-1-K019_SEP | inventory | 2025-10-28 | Mechanical |  | - | 2026-02-15 | 2026-02-01 | 0
6100K031 | Aziziyah (Fast Track) : SWITCHGEAR - Aziziyah | SWGR | ROH | GCE7000497R0101 | BEARING HOUSING COMPLETE | 49 | 35 | 14 | free_stock | R14-I-1-KDP1_SEP | inventory | 2025-10-28 | Mechanical |  | - | 2026-02-15 | 2026-02-01 | 0
6100K031 | Aziziyah (Fast Track) : SWITCHGEAR - Aziziyah | SWGR | ROH | GCE7000497R0101 | BEARING HOUSING COMPLETE | 14 | 6 | 8 | 6100KDP01 | INC-1-1-K019_SEP | inventory | 2025-10-28 | Mechanical |  | - | 2026-02-15 | 2026-02-01 | 0
6100K031 | Aziziyah (Fast Track) : SWITCHGEAR - Aziziyah | SWGR | ROH | GCE7000508P0101 | GROOVED PIN | 49 | 41 | 8 | free_stock | R58-O-1-KDP1_SEP | inventory | 2025-10-28 | Mechanical |  | - | 2026-02-15 | 2026-02-01 | 0
6100K031 | Aziziyah (Fast Track) : SWITCHGEAR - Aziziyah | SWGR | ROH | GCE7000524P0101P | GROOVED PIN | 49 | 49 | 0 | 6100KDP01 | R56-P-1-K019_SEP | inventory | 2025-10-28 | Mechanical |  | - | 2026-02-15 | 2026-02-01 | 0
6100K031 | Aziziyah (Fast Track) : SWITCHGEAR - Aziziyah | SWGR | ROH | GCE7000525P0101 | WASHER,STOP | 49 | 35 | 14 | free_stock | R59-Q-1-KDP1_SEP | inventory | 2025-10-28 | Mechanical |  | - | 2026-02-15 | 2026-02-01 | 0
6100K031 | Aziziyah (Fast Track) : SWITCHGEAR - Aziziyah | SWGR | ROH | GCE7000535R0101P | K- BRACKET COMPL. ZINC COATED | 49 | 49 | 0 | 6100KDP01 | R56-P-1-K019_SEP | inventory | 2025-10-28 | Mechanical |  | - | 2026-02-15 | 2026-02-01 | 0
6100K031 | Aziziyah (Fast Track) : SWITCHGEAR - Aziziyah | SWGR | ROH | GCE7000552P0101 | STOP WASHER | 98 | 70 | 28 | free_stock | R58-A-1-KDP1_SEP | inventory | 2025-10-28 | Mechanical |  | - | 2026-02-15 | 2026-02-01 | 0
6100K031 | Aziziyah (Fast Track) : SWITCHGEAR - Aziziyah | SWGR | ROH | GCE7000553P0101 | ADJUSTING FISH PLATE | 98 | 98 | 0 | 6100KDP01 | R55-Q-1-K019_SEP | inventory | 2025-10-28 | Mechanical |  | - | 2026-02-15 | 2026-02-01 | 0
6100K031 | Aziziyah (Fast Track) : SWITCHGEAR - Aziziyah | SWGR | ROH | GCE7000581P0101 | CANTILEVER SPRING | 59 | 59 | 0 | 6100KDP01 | R56-P-1-K019_SEP | inventory | 2025-10-28 | Mechanical |  | - | 2026-02-15 | 2026-02-01 | 0
6100K031 | Aziziyah (Fast Track) : SWITCHGEAR - Aziziyah | SWGR | ROH | GCE7000582P0101 | SPIRAL SPRING | 49 | 49 | 0 | 6100KDP01 | R56-P-1-K019_SEP | inventory | 2025-10-28 | Mechanical |  | - | 2026-02-15 | 2026-02-01 | 0
6100K031 | Aziziyah (Fast Track) : SWITCHGEAR - Aziziyah | SWGR | ROH | GCE7000663R0101 | BEVEL GEAR DRIVE FOR EK6 ZS1 | 49 | 35 | 14 | free_stock | R14-J-1-KDP1_SEP | inventory | 2025-10-28 | Mechanical |  | - | 2026-02-15 | 2026-02-01 | 0
6100K031 | Aziziyah (Fast Track) : SWITCHGEAR - Aziziyah | SWGR | ROH | GCE7001026P0101 | INSULATION TUBE; L=45MM. | 98 | 98 | 0 | 6100KDP01 | R56-Q-1-K019_SEP | inventory | 2025-10-28 | Mechanical |  | - | 2026-02-15 | 2026-02-01 | 0
6100K031 | Aziziyah (Fast Track) : SWITCHGEAR - Aziziyah | SWGR | ROH | GCE7001732R0105 | EARTHING SWITCH: EK6/ZS1-1710-275 | 5 | 5 | 0 | free_stock | WH2-1-1-KDP1_SEP | inventory | 2025-10-28 | Mechanical |  | - | 2026-02-15 | 2026-02-01 | 0
6100K031 | Aziziyah (Fast Track) : SWITCHGEAR - Aziziyah | SWGR | ROH | GCE7001732R0106 | EARTHING SWITCH: EK6-ZS1-1710-210 | 3 | 2 | 1 | free_stock | WH2-1-1-KDP1_SEP | inventory | 2025-10-28 | Mechanical |  | - | 2026-02-15 | 2026-02-01 | 0
6100K031 | Aziziyah (Fast Track) : SWITCHGEAR - Aziziyah | SWGR | ROH | GCE7001936P0101P | K - HANDLE (CHROME PLATED) | 6 | 6 | 0 | 6100KDP01 | R56-Q-1-K019_SEP | inventory | 2025-10-28 | Mechanical |  | - | 2026-02-15 | 2026-02-01 | 0
6100K031 | Aziziyah (Fast Track) : SWITCHGEAR - Aziziyah | SWGR | ROH | GCE7002424P0101P | K - BEARING SHAFT (ZINC CHRM) | 12 | 12 | 0 | 6100KDP01 | R56-Q-1-K019_SEP | inventory | 2025-10-28 | Mechanical |  | - | 2026-02-15 | 2026-02-01 | 0
6100K031 | Aziziyah (Fast Track) : SWITCHGEAR - Aziziyah | SWGR | ROH | GCE7003008P0101 | RING | 49 | 35 | 14 | free_stock | R14-I-1-KDP1_SEP | inventory | 2025-10-28 | Mechanical |  | - | 2026-02-15 | 2026-02-01 | 0
6100K031 | Aziziyah (Fast Track) : SWITCHGEAR - Aziziyah | SWGR | ROH | GCE7003008P0101 | RING | 14 | 6 | 8 | 6100KDP01 | INC-1-1-K019_SEP | inventory | 2025-10-28 | Mechanical |  | - | 2026-02-15 | 2026-02-01 | 0
6100K031 | Aziziyah (Fast Track) : SWITCHGEAR - Aziziyah | SWGR | ROH | GCE7003579P0101 | TENSION SPRING 6.5/.9/30/16 | 51 | 44 | 7 | free_stock | R15-A-1-KDP1_SEP | inventory | 2025-10-28 | Mechanical |  | - | 2026-02-15 | 2026-02-01 | 0
6100K031 | Aziziyah (Fast Track) : SWITCHGEAR - Aziziyah | SWGR | ROH | GCE7003579P0101 | TENSION SPRING 6.5/.9/30/16 | 7 | 2 | 5 | free_stock | 1-1-1-1 | inventory | 2025-10-28 | Mechanical |  | - | 2026-02-15 | 2026-02-01 | 0
6100K031 | Aziziyah (Fast Track) : SWITCHGEAR - Aziziyah | SWGR | ROH | GCE7003579P0101 | TENSION SPRING 6.5/.9/30/16 | 5 | 1 | 4 | 6100K019 | R15-A-1-KDP1_SEP | consumption | 2025-10-14 | Mechanical |  | - | 2026-02-15 | 2026-02-01 | 0 | [5 empty] | Work in Process Pick | 8096126
6100K031 | Aziziyah (Fast Track) : SWITCHGEAR - Aziziyah | SWGR | ROH | GCE7003694P0102 | CARRIER | 49 | 35 | 14 | free_stock | R14-J-1-KDP1_SEP | inventory | 2025-10-28 | Mechanical |  | - | 2026-02-15 | 2026-02-01 | 0
6100K031 | Aziziyah (Fast Track) : SWITCHGEAR - Aziziyah | SWGR | ROH | GCE7102436P0100 | PLUG HOUSING SOCKET/GEHAUSE | 51 | 51 | 0 | 6100KDP01 | R56-O-1-K019_SEP | inventory | 2025-10-28 | Mechanical |  | - | 2026-02-15 | 2026-02-01 | 0
6100K031 | Aziziyah (Fast Track) : SWITCHGEAR - Aziziyah | SWGR | ROH | GCE7102438P0100 | COVER OF CONTROL PLUG/SOCKET | 8 | 8 | 0 | 6100KDP01 | R56-O-1-K019_SEP | inventory | 2025-10-28 | Mechanical |  | - | 2026-02-15 | 2026-02-01 | 0
6100K031 | Aziziyah (Fast Track) : SWITCHGEAR - Aziziyah | SWGR | ROH | GCE7109399R0101 | AUXILIARY SWITCH 5NO | 98 | 82 | 16 | free_stock | R15-T-1-KDP1_SEP | inventory | 2025-10-28 | Mechanical |  | - | 2026-02-15 | 2026-02-01 | 0
6100K031 | Aziziyah (Fast Track) : SWITCHGEAR - Aziziyah | SWGR | ROH | GCE7109399R0106 | AUXILIARY SWITCH 5NC | 49 | 35 | 14 | free_stock | R59-Q-1-KDP1_SEP | inventory | 2025-10-28 | Mechanical |  | - | 2026-02-15 | 2026-02-01 | 0
6100K031 | Aziziyah (Fast Track) : SWITCHGEAR - Aziziyah | SWGR | ROH | GCE7109399R0106 | AUXILIARY SWITCH 5NC | 14 | 14 | 0 | 6100KDP01 | R56-Q-1-K019_SEP | inventory | 2025-10-28 | Mechanical |  | - | 2026-02-15 | 2026-02-01 | 0
6100K031 | Aziziyah (Fast Track) : SWITCHGEAR - Aziziyah | SWGR | ROH | GCE7109399R0118 | SLIDE F.AUX.SWICH 5NC | 5 | 5 | 0 | free_stock | R59-Q-1-KDP1_SEP | inventory | 2025-10-28 | Mechanical |  | - | 2026-02-15 | 2026-02-01 | 0
6100K031 | Aziziyah (Fast Track) : SWITCHGEAR - Aziziyah | SWGR | ROH | GCE7204654P0101 | BOLT 7/4X15 | 26 | 26 | 0 | free_stock | R59-P-1-KDP1_SEP | inventory | 2025-10-28 | Mechanical |  | - | 2026-02-15 | 2026-02-01 | 0
6100K031 | Aziziyah (Fast Track) : SWITCHGEAR - Aziziyah | SWGR | ROH | GCE7208367P0100 | DESIGNATION LABEL | 49 | 37 | 12 | free_stock | WH2-1-1-KDP1_SEP | inventory | 2025-10-28 | Mechanical |  | - | 2026-02-15 | 2026-02-01 | 0
6100K031 | Aziziyah (Fast Track) : SWITCHGEAR - Aziziyah | SWGR | ROH | GCE8000336P0101 | K- INTERMEDIATE PIECE 40x6x9(ZINC CHR.) | 98 | 84 | 14 | 6100KDP01 | PO-SEP-5654-[5] | GR_in_process | 2025-12-31 | Mechanical |  | - | 2026-02-15 | 2026-02-01 | 0 | AL RAZIQIYAH COMPANY FOR METAL INDUSTRIES | 6100KDP01 // MV SWGR (New Batha & United Cement SS) Category "LAX, LV, Outsource" Material (Supplier-First Telecom Industries) | 96 | 06-09-2025
6100K031 | Aziziyah (Fast Track) : SWITCHGEAR - Aziziyah | SWGR | ROH | GCE8000633P0113P | MOUNTING CHANNEL 760mm (GCE8000633P0113) | 92 | 68 | 24 | free_stock | R59-P-1-KDP1_SEP | inventory | 2025-10-28 | Mechanical |  | - | 2026-02-15 | 2026-02-01 | 0
6100K031 | Aziziyah (Fast Track) : SWITCHGEAR - Aziziyah | SWGR | ROH | GCE8000633P0113P | MOUNTING CHANNEL 760mm (GCE8000633P0113) | 24 | 24 | 0 | 6100KDP01 | R56-Q-1-K019_SEP | inventory | 2025-10-28 | Mechanical |  | - | 2026-02-15 | 2026-02-01 | 0
6100K031 | Aziziyah (Fast Track) : SWITCHGEAR - Aziziyah | SWGR | ROH | GCE8000801P0101P | CONTACT PIN, RD.79MM L=107MM | 18 | 12 | 6 | free_stock | INC-1-1-KDP1_SEP | inventory | 2025-10-28 | Mechanical |  | - | 2026-02-15 | 2026-02-01 | 0
6100K031 | Aziziyah (Fast Track) : SWITCHGEAR - Aziziyah | SWGR | ROH | GCE8000825P0101 | SPRING | 52 | 52 | 0 | 606PD013 | R56-Q-1-K019_SEP | inventory | 2025-10-28 | Mechanical |  | - | 2026-02-15 | 2026-02-01 | 0
6100K031 | Aziziyah (Fast Track) : SWITCHGEAR - Aziziyah | SWGR | ROH | GCE8000881P0102 | INTERMEDITE PLATE 80x15x125 CU SILVERPLA | 18 | 12 | 6 | free_stock | R59-P-1-KDP1_SEP | inventory | 2025-10-28 | Mechanical |  | - | 2026-02-15 | 2026-02-01 | 0
6100K031 | Aziziyah (Fast Track) : SWITCHGEAR - Aziziyah | SWGR | ROH | GCE8000981P0101P | THREADED PIECE | 49 | 49 | 0 | 6100KDP01 | R56-P-1-K019_SEP | inventory | 2025-10-28 | Mechanical |  | - | 2026-02-15 | 2026-02-01 | 0
6100K031 | Aziziyah (Fast Track) : SWITCHGEAR - Aziziyah | SWGR | ROH | GCE8001698R0107P | LEVER MECHANISM LEFT-SX 2X R250/55(w1000 | 5 | 5 | 0 | free_stock | R14-I-1-KDP1_SEP | inventory | 2025-10-28 | Mechanical |  | - | 2026-02-15 | 2026-02-01 | 0
6100K031 | Aziziyah (Fast Track) : SWITCHGEAR - Aziziyah | SWGR | ROH | GCE8001698R0108P | LEVER MECHANISM RIGHT,DX2X R250/55(w1000 | 5 | 5 | 0 | free_stock | R14-I-1-KDP1_SEP | inventory | 2025-10-28 | Mechanical |  | - | 2026-02-15 | 2026-02-01 | 0
6100K031 | Aziziyah (Fast Track) : SWITCHGEAR - Aziziyah | SWGR | ROH | GCE8001710P0101 | SPECIAL BOLT | 10 | 10 | 0 | free_stock | R66-P-1-KDP1_SEP | inventory | 2025-10-28 | Mechanical |  | - | 2026-02-15 | 2026-02-01 | 0
6100K031 | Aziziyah (Fast Track) : SWITCHGEAR - Aziziyah | SWGR | ROH | GCE8002370P0101 | DOCKING RECEPTANCE | 102 | 102 | 0 | 606PD013 | R56-O-1-K019_SEP | inventory | 2025-10-28 | Mechanical |  | - | 2026-02-15 | 2026-02-01 | 0
6100K031 | Aziziyah (Fast Track) : SWITCHGEAR - Aziziyah | SWGR | ROH | GCE8002757P0107 | COVER | 18 | 12 | 6 | free_stock | R59-Q-1-KDP1_SEP | inventory | 2025-10-28 | Mechanical |  | - | 2026-02-15 | 2026-02-01 | 0
6100K031 | Aziziyah (Fast Track) : SWITCHGEAR - Aziziyah | SWGR | ROH | GCE8002866R0102P | PADLOCK ES - NORMAL | 49 | 41 | 8 | free_stock | R15-A-1-KDP1_SEP | inventory | 2025-10-28 | Mechanical |  | - | 2026-02-15 | 2026-02-01 | 0
6100K031 | Aziziyah (Fast Track) : SWITCHGEAR - Aziziyah | SWGR | ROH | GCE8002875P0101 | WINDOW PANE 350X220X16,8 (KONEX) | 20 | 20 | 0 | 6100KDP01 | R56-P-1-K019_SEP | inventory | 2025-10-28 | Mechanical |  | - | 2026-02-15 | 2026-02-01 | 0
6100K031 | Aziziyah (Fast Track) : SWITCHGEAR - Aziziyah | SWGR | ROH | GCE8003360R0101P | LEVER MECHANISM LEFT, 2xR250/55(W800) | 43 | 43 | 0 | 6100KDP01 | R56-P-1-K019_SEP | inventory | 2025-10-28 | Mechanical |  | - | 2026-02-15 | 2026-02-01 | 0
6100K031 | Aziziyah (Fast Track) : SWITCHGEAR - Aziziyah | SWGR | ROH | GCE8003360R0102P | LEVER MECHANISM RIGHT,2xR250/55 (W800) | 43 | 43 | 0 | 6100KDP01 | R56-P-1-K019_SEP | inventory | 2025-10-28 | Mechanical |  | - | 2026-02-15 | 2026-02-01 | 0
6100K031 | Aziziyah (Fast Track) : SWITCHGEAR - Aziziyah | SWGR | ROH | GCE8003638P0103P | INTER LOCKING AGLE LEFT | 51 | 34 | 17 | free_stock | R15-A-1-KDP1_SEP | inventory | 2025-10-28 | Mechanical |  | - | 2026-02-15 | 2026-02-01 | 0
6100K031 | Aziziyah (Fast Track) : SWITCHGEAR - Aziziyah | SWGR | ROH | GCE8003638P0103P | INTER LOCKING AGLE LEFT | 17 | 2 | 15 | free_stock | 1-1-1-1 | inventory | 2025-10-28 | Mechanical |  | - | 2026-02-15 | 2026-02-01 | 0
6100K031 | Aziziyah (Fast Track) : SWITCHGEAR - Aziziyah | SWGR | ROH | GCE8003638P0103P | INTER LOCKING AGLE LEFT | 15 | 1 | 14 | 6100K019 | R15-A-1-KDP1_SEP | consumption | 2025-10-14 | Mechanical |  | - | 2026-02-15 | 2026-02-01 | 0 | [5 empty] | Work in Process Pick | 8094835
6100K031 | Aziziyah (Fast Track) : SWITCHGEAR - Aziziyah | SWGR | ROH | GCE8003638P0103P | INTER LOCKING AGLE LEFT | 14 | 7 | 7 | 6100KDP01 | PO-SEP-6831-[5] | GR_in_process | 2025-08-30 | Mechanical |  | - | 2026-02-15 | 2026-02-01 | 0 | XIAMEN STARLIGHTS | PP-12 (Mechanical Parts) for 07 Panels with Accessories | 7 | 05-08-2025 | 05-08-2025 |  |  | 6831
6100K031 | Aziziyah (Fast Track) : SWITCHGEAR - Aziziyah | SWGR | ROH | GCE8003638P0104P | INTERLOCKING ANGLE RIGHT | 51 | 35 | 16 | free_stock | R15-A-1-KDP1_SEP | inventory | 2025-10-28 | Mechanical |  | - | 2026-02-15 | 2026-02-01 | 0
6100K031 | Aziziyah (Fast Track) : SWITCHGEAR - Aziziyah | SWGR | ROH | GCE8003638P0104P | INTERLOCKING ANGLE RIGHT | 16 | 1 | 15 | free_stock | 1-1-1-1 | inventory | 2025-10-28 | Mechanical |  | - | 2026-02-15 | 2026-02-01 | 0
6100K031 | Aziziyah (Fast Track) : SWITCHGEAR - Aziziyah | SWGR | ROH | GCE8003638P0104P | INTERLOCKING ANGLE RIGHT | 15 | 7 | 8 | 6100KDP01 | PO-SEP-6831-[6] | GR_in_process | 2025-08-30 | Mechanical |  | - | 2026-02-15 | 2026-02-01 | 0 | XIAMEN STARLIGHTS | PP-12 (Mechanical Parts) for 07 Panels with Accessories | 7 | 05-08-2025 | 05-08-2025 |  |  | 6831
6100K031 | Aziziyah (Fast Track) : SWITCHGEAR - Aziziyah | SWGR | ROH | GCE8003651P0101P | INSULATING CAP | 347 | 347 | 0 | 6100KDP01 | R56-Q-1-K019_SEP | inventory | 2025-10-28 | Mechanical |  | - | 2026-02-15 | 2026-02-01 | 0
6100K031 | Aziziyah (Fast Track) : SWITCHGEAR - Aziziyah | SWGR | ROH | GCE8003671P0102 | SPECIAL SCREW M12 X 50/20 | 6 | 4 | 2 | free_stock | R66-P-1-KDP1_SEP | inventory | 2025-10-28 | Mechanical |  | - | 2026-02-15 | 2026-02-01 | 0
6100K031 | Aziziyah (Fast Track) : SWITCHGEAR - Aziziyah | SWGR | ROH | GCE8003671P0116 | SPCEIAL SCREW M12X34/45 | 178 | 136 | 42 | free_stock | R58-O-1-KDP1_SEP | inventory | 2025-10-28 | Mechanical |  | - | 2026-02-15 | 2026-02-01 | 0
6100K031 | Aziziyah (Fast Track) : SWITCHGEAR - Aziziyah | SWGR | ROH | GCE8003824P0101 | K- SUPPORT PLATE YELLOW CHROMATION. | 48 | 39 | 9 | free_stock | NEW.FLR-1-1-KDP1_SEP | inventory | 2025-10-28 | Mechanical |  | - | 2026-02-15 | 2026-02-01 | 0
6100K031 | Aziziyah (Fast Track) : SWITCHGEAR - Aziziyah | SWGR | ROH | GCE8003824P0101 | K- SUPPORT PLATE YELLOW CHROMATION. | 9 | 4 | 5 | free_stock | 1-1-1-1 | inventory | 2025-10-28 | Mechanical |  | - | 2026-02-15 | 2026-02-01 | 0
6100K031 | Aziziyah (Fast Track) : SWITCHGEAR - Aziziyah | SWGR | ROH | GCE8003899R0101 | SPOUT 12KV, >2500A | 36 | 12 | 24 | free_stock | R58-H-1-KDP1_SEP | inventory | 2025-10-28 | Mechanical |  | - | 2026-02-15 | 2026-02-01 | 0
6100K031 | Aziziyah (Fast Track) : SWITCHGEAR - Aziziyah | SWGR | ROH | GCE8003900P0101 | COVER FOR SPOUT | 36 | 6 | 30 | free_stock | R59-A-1-KDP1_SEP | inventory | 2025-10-28 | Mechanical |  | - | 2026-02-15 | 2026-02-01 | 0
6100K031 | Aziziyah (Fast Track) : SWITCHGEAR - Aziziyah | SWGR | ROH | GCE8003900P0101 | COVER FOR SPOUT | 30 | 6 | 24 | 606PD013 | R59-A-1-PD\-13/MV_SEP | inventory | 2025-10-28 | Mechanical |  | - | 2026-02-15 | 2026-02-01 | 0
6100K031 | Aziziyah (Fast Track) : SWITCHGEAR - Aziziyah | SWGR | ROH | GCE8003900P0102 | COVER FOR SPOUT | 60 | 36 | 24 | free_stock | R59-Q-1-KDP1_SEP | inventory | 2025-10-28 | Mechanical |  | - | 2026-02-15 | 2026-02-01 | 0
6100K031 | Aziziyah (Fast Track) : SWITCHGEAR - Aziziyah | SWGR | ROH | GCE8003900P0102 | COVER FOR SPOUT | 24 | 6 | 18 | 606PD013 | R59-Q-1-PD\-13/MV_SEP | inventory | 2025-10-28 | Mechanical |  | - | 2026-02-15 | 2026-02-01 | 0
6100K031 | Aziziyah (Fast Track) : SWITCHGEAR - Aziziyah | SWGR | ROH | GCE8004145P0101P | INTERLOCKING BOLT | 12 | 12 | 0 | 6100KDP01 | R56-Q-1-K019_SEP | inventory | 2025-10-28 | Mechanical |  | - | 2026-02-15 | 2026-02-01 | 0
6100K031 | Aziziyah (Fast Track) : SWITCHGEAR - Aziziyah | SWGR | ROH | GCE8004387P0101P | BOLT EARTHING M12 ZINC CHROME | 102 | 34 | 68 | free_stock | R14-I-1-KDP1_SEP | inventory | 2025-10-28 | Mechanical |  | - | 2026-02-15 | 2026-02-01 | 0
6100K031 | Aziziyah (Fast Track) : SWITCHGEAR - Aziziyah | SWGR | ROH | GCE8004387P0101P | BOLT EARTHING M12 ZINC CHROME | 68 | 2 | 66 | free_stock | 1-1-1-1 | inventory | 2025-10-28 | Mechanical |  | - | 2026-02-15 | 2026-02-01 | 0
6100K031 | Aziziyah (Fast Track) : SWITCHGEAR - Aziziyah | SWGR | ROH | GCE8004387P0101P | BOLT EARTHING M12 ZINC CHROME | 66 | 1 | 65 | 6100K019 | R14-I-1-KDP1_SEP | consumption | 2025-10-14 | Mechanical |  | - | 2026-02-15 | 2026-02-01 | 0 | [5 empty] | Work in Process Pick | 8094456
6100K031 | Aziziyah (Fast Track) : SWITCHGEAR - Aziziyah | SWGR | ROH | GCE8004437P0103P | SHROUD (EARTHING CONTACT)GCE8004437P0103 | 172 | 58 | 114 | free_stock | R59-A-1-KDP1_SEP | inventory | 2025-10-28 | Mechanical |  | - | 2026-02-15 | 2026-02-01 | 0
6100K031 | Aziziyah (Fast Track) : SWITCHGEAR - Aziziyah | SWGR | ROH | GCE8004437P0103P | SHROUD (EARTHING CONTACT)GCE8004437P0103 | 114 | 48 | 66 | 6100KDP01 | R56-I-1-K019_SEP | inventory | 2025-10-28 | Mechanical |  | - | 2026-02-15 | 2026-02-01 | 0
6100K031 | Aziziyah (Fast Track) : SWITCHGEAR - Aziziyah | SWGR | ROH | GCE8004471R0101P | ELECTRODE, ZS1 95kV BIL | 48 | 27 | 21 | free_stock | R59-Q-1-KDP1_SEP | inventory | 2025-10-28 | Mechanical |  | - | 2026-02-15 | 2026-02-01 | 0
6100K031 | Aziziyah (Fast Track) : SWITCHGEAR - Aziziyah | SWGR | ROH | GCE8004478P0101 | BUSHING PLATE BELOW / 3 HOLES | 2 | 2 | 0 | free_stock | R16-L-1-K019_SEP | inventory | 2025-10-28 | Mechanical |  | - | 2026-02-15 | 2026-02-01 | 0
6100K031 | Aziziyah (Fast Track) : SWITCHGEAR - Aziziyah | SWGR | ROH | GCE8004479P0101P | PROTECTIVE COVER (DWG: GCE8004479P0101) | 2 | 2 | 0 | 6100KDP01 | R56-Q-1-K019_SEP | inventory | 2025-10-28 | Mechanical |  | - | 2026-02-15 | 2026-02-01 | 0
6100K031 | Aziziyah (Fast Track) : SWITCHGEAR - Aziziyah | SWGR | ROH | GCE8004581P0101 | SPRING COMPRESSION | 12 | 12 | 0 | 6100KDP01 | R56-P-1-K019_SEP | inventory | 2025-10-28 | Mechanical |  | - | 2026-02-15 | 2026-02-01 | 0
6100K031 | Aziziyah (Fast Track) : SWITCHGEAR - Aziziyah | SWGR | ROH | GCE8004944R0101 | SPOUT ZS1 (4000A) | 60 | 42 | 18 | free_stock | R58-H-1-KDP1_SEP | inventory | 2025-10-28 | Mechanical |  | - | 2026-02-15 | 2026-02-01 | 0
6100K031 | Aziziyah (Fast Track) : SWITCHGEAR - Aziziyah | SWGR | ROH | GCE8005031R0101 | BUSHING ZS1/ (3 IN 1) DEACE | 48 | 48 | 0 | free_stock | R14-I-1-KDP1_SEP | inventory | 2025-10-28 | Mechanical |  | - | 2026-02-15 | 2026-02-01 | 0
6100K031 | Aziziyah (Fast Track) : SWITCHGEAR - Aziziyah | SWGR | ROH | GCE8005041P0101P | CONTACT PIN 109mm,3150A(GCE8005041P0101) | 60 | 42 | 18 | free_stock | INC-1-1-KDP1_SEP | inventory | 2025-10-28 | Mechanical |  | - | 2026-02-15 | 2026-02-01 | 0
6100K031 | Aziziyah (Fast Track) : SWITCHGEAR - Aziziyah | SWGR | ROH | GCE8005042P0101 | CONNECTION PIECE 3150A ZS1 | 30 | 21 | 9 | free_stock | INC-1-1-KDP1_SEP | inventory | 2025-10-28 | Mechanical |  | - | 2026-02-15 | 2026-02-01 | 0
6100K031 | Aziziyah (Fast Track) : SWITCHGEAR - Aziziyah | SWGR | ROH | GCE8005049P0101 | SUPPORT (POLY ) T = SHAPE | 18 | 18 | 0 | free_stock | R15-A-1-KDP1_SEP | inventory | 2025-10-28 | Mechanical |  | - | 2026-02-15 | 2026-02-01 | 0
6100K031 | Aziziyah (Fast Track) : SWITCHGEAR - Aziziyah | SWGR | ROH | GCE8005112P0103P | OPERATING BOLT | 20 | 12 | 8 | free_stock | R59-P-1-KDP1_SEP | inventory | 2025-10-28 | Mechanical |  | - | 2026-02-15 | 2026-02-01 | 0
6100K031 | Aziziyah (Fast Track) : SWITCHGEAR - Aziziyah | SWGR | ROH | GCE8005117P0101 | CARRIER | 40 | 24 | 16 | 6100KDP01 | R16-L-1-K019_SEP | inventory | 2025-10-28 | Mechanical |  | - | 2026-02-15 | 2026-02-01 | 0
6100K031 | Aziziyah (Fast Track) : SWITCHGEAR - Aziziyah | SWGR | ROH | GCE8005136P0101 | SUPPORT (POLY) | 12 | 6 | 6 | free_stock | R15-A-1-KDP1_SEP | inventory | 2025-10-28 | Mechanical |  | - | 2026-02-15 | 2026-02-01 | 0
6100K031 | Aziziyah (Fast Track) : SWITCHGEAR - Aziziyah | SWGR | ROH | GCE8005164P0101 | SCREENING | 180 | 126 | 54 | free_stock | R59-Q-1-KDP1_SEP | inventory | 2025-10-28 | Mechanical |  | - | 2026-02-15 | 2026-02-01 | 0
6100K031 | Aziziyah (Fast Track) : SWITCHGEAR - Aziziyah | SWGR | ROH | GCE8005250P0101 | K- LIFTING HOOK (ZINC CHROM) | 408 | 168 | 240 | free_stock | NEW.FLR-1-1-KDP1_SEP | inventory | 2025-10-28 | Mechanical |  | - | 2026-02-15 | 2026-02-01 | 0
6100K031 | Aziziyah (Fast Track) : SWITCHGEAR - Aziziyah | SWGR | ROH | GCE8005250P0101 | K- LIFTING HOOK (ZINC CHROM) | 240 | 24 | 216 | free_stock | 1-1-1-1 | inventory | 2025-10-28 | Mechanical |  | - | 2026-02-15 | 2026-02-01 | 0
6100K031 | Aziziyah (Fast Track) : SWITCHGEAR - Aziziyah | SWGR | ROH | GCE8005595R0102P | BUSBAR ZS D100, 12THICK,800/800, L=795 | 228 | 186 | 42 | free_stock | INC-1-1-KDP1_SEP | inventory | 2025-10-28 | Mechanical |  | - | 2026-02-15 | 2026-02-01 | 0
6100K031 | Aziziyah (Fast Track) : SWITCHGEAR - Aziziyah | SWGR | ROH | GCE8005595R0102P | BUSBAR ZS D100, 12THICK,800/800, L=795 | 42 | 18 | 24 | 6100KDP01 | R56-I-1-K019_SEP | inventory | 2025-10-28 | Mechanical |  | - | 2026-02-15 | 2026-02-01 | 0
6100K031 | Aziziyah (Fast Track) : SWITCHGEAR - Aziziyah | SWGR | ROH | GCE8005595R0109P | Busbar D100,12mm Thick 800/1000,L=830 | 22 | 22 | 0 | free_stock | INC-1-1-KDP1_SEP | inventory | 2025-10-28 | Mechanical |  | - | 2026-02-15 | 2026-02-01 | 0
6100K031 | Aziziyah (Fast Track) : SWITCHGEAR - Aziziyah | SWGR | ROH | GCE8005595R0110P | Busbar D100,12mm Thick 800/1000,L=895 | 22 | 22 | 0 | free_stock | INC-1-1-KDP1_SEP | inventory | 2025-10-28 | Mechanical |  | - | 2026-02-15 | 2026-02-01 | 0
6100K031 | Aziziyah (Fast Track) : SWITCHGEAR - Aziziyah | SWGR | ROH | GCE8005595R0111P | Busbar D100,12mm Thick 800/1000,L=960 | 22 | 22 | 0 | free_stock | INC-1-1-KDP1_SEP | inventory | 2025-10-28 | Mechanical |  | - | 2026-02-15 | 2026-02-01 | 0
6100K031 | Aziziyah (Fast Track) : SWITCHGEAR - Aziziyah | SWGR | ROH | GCE8006587P0101 | LOCK SCREW M6X25 ( ROUND FLAT HEAD ) | 720 | 304 | 416 | free_stock | R66-P-1-KDP1_SEP | inventory | 2025-10-28 | Mechanical |  | - | 2026-02-15 | 2026-02-01 | 0
6100K031 | Aziziyah (Fast Track) : SWITCHGEAR - Aziziyah | SWGR | ROH | GCE8007213P0101 | SHROUD ZS3.2, Middle | 33 | 33 | 0 | free_stock | R59-A-1-KDP1_SEP | inventory | 2025-10-28 | Mechanical |  | - | 2026-02-15 | 2026-02-01 | 0
6100K031 | Aziziyah (Fast Track) : SWITCHGEAR - Aziziyah | SWGR | ROH | GCE8007214P0101 | COVER FOR SHROUD ZS3.2, end side | 66 | 66 | 0 | free_stock | R59-A-1-KDP1_SEP | inventory | 2025-10-28 | Mechanical |  | - | 2026-02-15 | 2026-02-01 | 0
6100K031 | Aziziyah (Fast Track) : SWITCHGEAR - Aziziyah | SWGR | ROH | GCE8008881P0103 | BRACKET BOTTOM | 192 | 78 | 114 | free_stock | NEW.FLR-1-1-KDP1_SEP | inventory | 2025-10-28 | Mechanical |  | - | 2026-02-15 | 2026-02-01 | 0
6100K031 | Aziziyah (Fast Track) : SWITCHGEAR - Aziziyah | SWGR | ROH | GCE8008881P0103 | BRACKET BOTTOM | 114 | 8 | 106 | free_stock | 1-1-1-1 | inventory | 2025-10-28 | Mechanical |  | - | 2026-02-15 | 2026-02-01 | 0
6100K031 | Aziziyah (Fast Track) : SWITCHGEAR - Aziziyah | SWGR | ROH | GCE8008881P0104 | SHUTTER BRACKET | 204 | 82 | 122 | free_stock | NEW.FLR-1-1-KDP1_SEP | inventory | 2025-10-28 | Mechanical |  | - | 2026-02-15 | 2026-02-01 | 0
6100K031 | Aziziyah (Fast Track) : SWITCHGEAR - Aziziyah | SWGR | ROH | GCE8008881P0104 | SHUTTER BRACKET | 122 | 12 | 110 | free_stock | 1-1-1-1 | inventory | 2025-10-28 | Mechanical |  | - | 2026-02-15 | 2026-02-01 | 0
6100K031 | Aziziyah (Fast Track) : SWITCHGEAR - Aziziyah | SWGR | ROH | GCE8010004P0101 | GUIDE RAIL LEFT 12kV | 102 | 34 | 68 | free_stock | R14-I-1-KDP1_SEP | inventory | 2025-10-28 | Mechanical |  | - | 2026-02-15 | 2026-02-01 | 0
6100K031 | Aziziyah (Fast Track) : SWITCHGEAR - Aziziyah | SWGR | ROH | GCE8010004P0101 | GUIDE RAIL LEFT 12kV | 68 | 7 | 61 | 6100KDP01 | INC-1-1-K019_SEP | inventory | 2025-10-28 | Mechanical |  | - | 2026-02-15 | 2026-02-01 | 0
6100K031 | Aziziyah (Fast Track) : SWITCHGEAR - Aziziyah | SWGR | ROH | GCE8010004P0101 | GUIDE RAIL LEFT 12kV | 61 | 2 | 59 | free_stock | 1-1-1-1 | inventory | 2025-10-28 | Mechanical |  | - | 2026-02-15 | 2026-02-01 | 0
6100K031 | Aziziyah (Fast Track) : SWITCHGEAR - Aziziyah | SWGR | ROH | GCE8010004P0101 | GUIDE RAIL LEFT 12kV | 59 | 1 | 58 | 6100K019 | R14-I-1-KDP1_SEP | consumption | 2025-10-14 | Mechanical |  | - | 2026-02-15 | 2026-02-01 | 0 | [5 empty] | Work in Process Pick | 8096039
6100K031 | Aziziyah (Fast Track) : SWITCHGEAR - Aziziyah | SWGR | ROH | GCE8010004P0102 | GUIDE RAIL RIGHT 12kV | 102 | 35 | 67 | free_stock | R14-I-1-KDP1_SEP | inventory | 2025-10-28 | Mechanical |  | - | 2026-02-15 | 2026-02-01 | 0
6100K031 | Aziziyah (Fast Track) : SWITCHGEAR - Aziziyah | SWGR | ROH | GCE8010004P0102 | GUIDE RAIL RIGHT 12kV | 67 | 7 | 60 | 6100KDP01 | INC-1-1-K019_SEP | inventory | 2025-10-28 | Mechanical |  | - | 2026-02-15 | 2026-02-01 | 0
6100K031 | Aziziyah (Fast Track) : SWITCHGEAR - Aziziyah | SWGR | ROH | GCE8010008P0101 | BUSHING PLATE (STAINLESS STEEL) | 50 | 39 | 11 | free_stock | NEW.FLR-1-1-KDP1_SEP | inventory | 2025-10-28 | Mechanical |  | - | 2026-02-15 | 2026-02-01 | 0
6100K031 | Aziziyah (Fast Track) : SWITCHGEAR - Aziziyah | SWGR | ROH | GCE8010008P0101 | BUSHING PLATE (STAINLESS STEEL) | 11 | 5 | 6 | 6100KDP01 | WH2-1-1-K019_SEP | inventory | 2025-10-28 | Mechanical |  | - | 2026-02-15 | 2026-02-01 | 0
6100K031 | Aziziyah (Fast Track) : SWITCHGEAR - Aziziyah | SWGR | ROH | GCE8010008P0101 | BUSHING PLATE (STAINLESS STEEL) | 6 | 2 | 4 | 606PD013 | WH2-1-1-PD\-13/MV_SEP | inventory | 2025-10-28 | Mechanical |  | - | 2026-02-15 | 2026-02-01 | 0
6100K031 | Aziziyah (Fast Track) : SWITCHGEAR - Aziziyah | SWGR | ROH | GCE8010022P0111R | SHUTTER UPPER W800 (GCE8010022P0111) | 92 | 35 | 57 | free_stock | R15-A-1-KDP1_SEP | inventory | 2025-10-28 | Mechanical |  | - | 2026-02-15 | 2026-02-01 | 0
6100K031 | Aziziyah (Fast Track) : SWITCHGEAR - Aziziyah | SWGR | ROH | GCE8010022P0112Y | SHUTTER LOWER W800 (GCE8010022P0112) | 86 | 33 | 53 | free_stock | R15-A-1-KDP1_SEP | inventory | 2025-10-28 | Mechanical |  | - | 2026-02-15 | 2026-02-01 | 0
6100K031 | Aziziyah (Fast Track) : SWITCHGEAR - Aziziyah | SWGR | ROH | GCE8010022P0112Y | SHUTTER LOWER W800 (GCE8010022P0112) | 53 | 1 | 52 | free_stock | 1-1-1-1 | inventory | 2025-10-28 | Mechanical |  | - | 2026-02-15 | 2026-02-01 | 0
6100K031 | Aziziyah (Fast Track) : SWITCHGEAR - Aziziyah | SWGR | ROH | GCE8010022P0113R | SHUTTER UPPER (DWG.GCE8010022P0113) | 10 | 7 | 3 | free_stock | R15-A-1-KDP1_SEP | inventory | 2025-10-28 | Mechanical |  | - | 2026-02-15 | 2026-02-01 | 0
6100K031 | Aziziyah (Fast Track) : SWITCHGEAR - Aziziyah | SWGR | ROH | GCE8010022P0114Y | SHUTTER LOWER (DWG.GCE8010022P0114) | 10 | 7 | 3 | free_stock | R15-A-1-KDP1_SEP | inventory | 2025-10-28 | Mechanical |  | - | 2026-02-15 | 2026-02-01 | 0
6100K031 | Aziziyah (Fast Track) : SWITCHGEAR - Aziziyah | SWGR | ROH | GCE8010023P0101 | PIN (ZINC COATED) | 384 | 144 | 240 | free_stock | R58-O-1-KDP1_SEP | inventory | 2025-10-28 | Mechanical |  | - | 2026-02-15 | 2026-02-01 | 0
6100K031 | Aziziyah (Fast Track) : SWITCHGEAR - Aziziyah | SWGR | ROH | GCE8010023P0101 | PIN (ZINC COATED) | 240 | 12 | 228 | 6100K019 | R58-O-1-KDP1_SEP | inventory | 2025-10-28 | Mechanical |  | - | 2026-02-15 | 2026-02-01 | 0
6100K031 | Aziziyah (Fast Track) : SWITCHGEAR - Aziziyah | SWGR | ROH | GCE8010023P0101 | PIN (ZINC COATED) | 228 | 4 | 224 | 6100K019 | 1-1-1-1 | inventory | 2025-10-28 | Mechanical |  | - | 2026-02-15 | 2026-02-01 | 0
6100K031 | Aziziyah (Fast Track) : SWITCHGEAR - Aziziyah | SWGR | ROH | GCE8010028R0102 | Pressure Relief Flap, W800 , (Cat: B) ¦ GCE8010028R0102 ¦ ABB | 2 | 2 | 0 | free_stock | R14-T-1-KDP1_SEP | inventory | 2025-10-28 | Mechanical |  | - | 2026-02-15 | 2026-02-01 | 0
6100K031 | Aziziyah (Fast Track) : SWITCHGEAR - Aziziyah | SWGR | ROH | GCE8010028R0102 | PRESSURE RELIEF FLAP(W800) | 184 | 30 | 154 | free_stock | R15-A-1-KDP1_SEP | inventory | 2025-10-28 | Mechanical |  | - | 2026-02-15 | 2026-02-01 | 0
6100K031 | Aziziyah (Fast Track) : SWITCHGEAR - Aziziyah | SWGR | ROH | GCE8010028R0102 | PRESSURE RELIEF FLAP(W800) | 154 | 28 | 126 | free_stock | R14-T-1-KDP1_SEP | inventory | 2025-10-28 | Mechanical |  | - | 2026-02-15 | 2026-02-01 | 0
6100K031 | Aziziyah (Fast Track) : SWITCHGEAR - Aziziyah | SWGR | ROH | GCE8010028R0102 | PRESSURE RELIEF FLAP(W800) | 126 | 12 | 114 | free_stock | R14-J-1-KDP1_SEP | inventory | 2025-10-28 | Mechanical |  | - | 2026-02-15 | 2026-02-01 | 0
6100K031 | Aziziyah (Fast Track) : SWITCHGEAR - Aziziyah | SWGR | ROH | GCE8010028R0102 | PRESSURE RELIEF FLAP(W800) | 114 | 3 | 111 | free_stock | 1-1-1-1 | inventory | 2025-10-28 | Mechanical |  | - | 2026-02-15 | 2026-02-01 | 0
6100K031 | Aziziyah (Fast Track) : SWITCHGEAR - Aziziyah | SWGR | ROH | GCE8010028R0102 | PRESSURE RELIEF FLAP(W800) | 111 | 1 | 110 | 6100K019 | R14-J-1-KDP1_SEP | consumption | 2025-10-14 | Mechanical |  | - | 2026-02-15 | 2026-02-01 | 0 | [5 empty] | Work in Process Pick | 8094533
6100K031 | Aziziyah (Fast Track) : SWITCHGEAR - Aziziyah | SWGR | ROH | GCE8010028R0103 | PRESSURE RELIEF FLAP W1000 | 16 | 13 | 3 | free_stock | R14-J-1-KDP1_SEP | inventory | 2025-10-28 | Mechanical |  | - | 2026-02-15 | 2026-02-01 | 0
6100K031 | Aziziyah (Fast Track) : SWITCHGEAR - Aziziyah | SWGR | ROH | GCE8010028R0105 | PRESSURE RELIEF FLAP, REAR | 10 | 7 | 3 | free_stock | R14-T-1-KDP1_SEP | inventory | 2025-10-28 | Mechanical |  | - | 2026-02-15 | 2026-02-01 | 0
6100K031 | Aziziyah (Fast Track) : SWITCHGEAR - Aziziyah | SWGR | ROH | GCE8010028R0106 | PRESSURE RELIEF FLAP W1000 | 10 | 7 | 3 | free_stock | R14-J-1-KDP1_SEP | inventory | 2025-10-28 | Mechanical |  | - | 2026-02-15 | 2026-02-01 | 0
6100K031 | Aziziyah (Fast Track) : SWITCHGEAR - Aziziyah | SWGR | ROH | GCE8010073P0102 | PARTITION WALL | 92 | 34 | 58 | free_stock | NEW.FLR-1-1-KDP1_SEP | inventory | 2025-10-28 | Mechanical |  | - | 2026-02-15 | 2026-02-01 | 0
6100K031 | Aziziyah (Fast Track) : SWITCHGEAR - Aziziyah | SWGR | ROH | GCE8010073P0102 | PARTITION WALL | 58 | 6 | 52 | free_stock | 1-1-1-1 | inventory | 2025-10-28 | Mechanical |  | - | 2026-02-15 | 2026-02-01 | 0
6100K031 | Aziziyah (Fast Track) : SWITCHGEAR - Aziziyah | SWGR | ROH | GCE8010073P0103 | BB/CB.PARTITION WALL W1000(PaintRAL7035) | 10 | 7 | 3 | free_stock | NEW.FLR-1-1-KDP1_SEP | inventory | 2025-10-28 | Mechanical |  | - | 2026-02-15 | 2026-02-01 | 0
6100K031 | Aziziyah (Fast Track) : SWITCHGEAR - Aziziyah | SWGR | ROH | GCE8010096P0101P | PIN 12DIA(ZINC COAT)DWG:GCE8010096P0101 | 6 | 4 | 2 | free_stock | R58-O-1-KDP1_SEP | inventory | 2025-10-28 | Mechanical |  | - | 2026-02-15 | 2026-02-01 | 0
6100K031 | Aziziyah (Fast Track) : SWITCHGEAR - Aziziyah | SWGR | ROH | GCE8010097P0101 | MOUNTING PLATE W800, S=310 | 6 | 2 | 4 | free_stock | NEW.FLR-1-1-KDP1_SEP | inventory | 2025-10-28 | Mechanical |  | - | 2026-02-15 | 2026-02-01 | 0
6100K031 | Aziziyah (Fast Track) : SWITCHGEAR - Aziziyah | SWGR | ROH | GCE8010097P0102 | MOUNTING PLATE S=310 W1000 | 10 | 3 | 7 | free_stock | NEW.FLR-1-1-KDP1_SEP | inventory | 2025-10-28 | Mechanical |  | - | 2026-02-15 | 2026-02-01 | 0
6100K031 | Aziziyah (Fast Track) : SWITCHGEAR - Aziziyah | SWGR | ROH | GCE8010104P0103P | BUSHING D60/49X25 | 60 | 42 | 18 | free_stock | R59-P-1-KDP1_SEP | inventory | 2025-10-28 | Mechanical |  | - | 2026-02-15 | 2026-02-01 | 0
6100K031 | Aziziyah (Fast Track) : SWITCHGEAR - Aziziyah | SWGR | ROH | GCE8010104P0104P | BUSHING D58/47X25 | 36 | 12 | 24 | free_stock | R14-I-1-KDP1_SEP | inventory | 2025-10-28 | Mechanical |  | - | 2026-02-15 | 2026-02-01 | 0
6100K031 | Aziziyah (Fast Track) : SWITCHGEAR - Aziziyah | SWGR | ROH | GCE8010178P0102 | SUPPORT ANGLE | 92 | 35 | 57 | free_stock | NEW.FLR-1-1-KDP1_SEP | inventory | 2025-10-28 | Mechanical |  | - | 2026-02-15 | 2026-02-01 | 0
6100K031 | Aziziyah (Fast Track) : SWITCHGEAR - Aziziyah | SWGR | ROH | GCE8010178P0103 | SUPPORT ANGLE W1000 | 10 | 7 | 3 | free_stock | NEW.FLR-1-1-KDP1_SEP | inventory | 2025-10-28 | Mechanical |  | - | 2026-02-15 | 2026-02-01 | 0
6100K031 | Aziziyah (Fast Track) : SWITCHGEAR - Aziziyah | SWGR | ROH | GCE8011408P0101 | MOUNTING PLATE W800, METERING | 3 | 2 | 1 | free_stock | NEW.FLR-1-1-KDP1_SEP | inventory | 2025-10-28 | Mechanical |  | - | 2026-02-15 | 2026-02-01 | 0
6100K031 | Aziziyah (Fast Track) : SWITCHGEAR - Aziziyah | SWGR | ROH | GCE8011409R0101 | LEVER COMPLETE LEFT SIDE | 3 | 3 | 0 | 6100KDP01 | R56-P-1-K019_SEP | inventory | 2025-10-28 | Mechanical |  | - | 2026-02-15 | 2026-02-01 | 0
6100K031 | Aziziyah (Fast Track) : SWITCHGEAR - Aziziyah | SWGR | ROH | GCE8011409R0102 | LEVER COMPLETE RIGHT SIDE | 3 | 3 | 0 | 6100KDP01 | R56-P-1-K019_SEP | inventory | 2025-10-28 | Mechanical |  | - | 2026-02-15 | 2026-02-01 | 0
6100K031 | Aziziyah (Fast Track) : SWITCHGEAR - Aziziyah | SWGR | ROH | GCE8011552P0102 | FLAT SCREEN FOR CB.MIDDLE PLATE W800 | 40 | 31 | 9 | free_stock | R15-A-1-KDP1_SEP | inventory | 2025-10-28 | Mechanical |  | - | 2026-02-15 | 2026-02-01 | 0
6100K031 | Aziziyah (Fast Track) : SWITCHGEAR - Aziziyah | SWGR | ROH | GCE8011552P0102 | FLAT SCREEN FOR CB.MIDDLE PLATE W800 | 9 | 1 | 8 | 606PD013 | R14-J-1-KDP1_SEP | inventory | 2025-10-28 | Mechanical |  | - | 2026-02-15 | 2026-02-01 | 0
6100K031 | Aziziyah (Fast Track) : SWITCHGEAR - Aziziyah | SWGR | ROH | GCE8011642P0101 | SPACER | 594 | 246 | 348 | free_stock | R59-P-1-KDP1_SEP | inventory | 2025-10-28 | Mechanical |  | - | 2026-02-15 | 2026-02-01 | 0
6100K031 | Aziziyah (Fast Track) : SWITCHGEAR - Aziziyah | SWGR | ROH | GCE8011642P0101 | SPACER | 348 | 200 | 148 | 6100KDP01 | R56-Q-1-K019_SEP | inventory | 2025-10-28 | Mechanical |  | - | 2026-02-15 | 2026-02-01 | 0
6100K031 | Aziziyah (Fast Track) : SWITCHGEAR - Aziziyah | SWGR | ROH | GCE8011650P0101 | SUPPORT REINFORCEMENT | 10 | 7 | 3 | free_stock | NEW.FLR-1-1-KDP1_SEP | inventory | 2025-10-28 | Mechanical |  | - | 2026-02-15 | 2026-02-01 | 0
6100K031 | Aziziyah (Fast Track) : SWITCHGEAR - Aziziyah | SWGR | ROH | GCE8011673P0101 | PARTITION WALL W800 | 3 | 2 | 1 | 6100KDP01 | PO-SEP-5654-[29] | GR_in_process | 2025-12-31 | Mechanical |  | - | 2026-02-15 | 2026-02-01 | 0 | AL RAZIQIYAH COMPANY FOR METAL INDUSTRIES | 6100KDP01 // MV SWGR (New Batha & United Cement SS) Category "LAX, LV, Outsource" Material (Supplier-First Telecom Industries) | 4 | 06-09-2025
6100K031 | Aziziyah (Fast Track) : SWITCHGEAR - Aziziyah | SWGR | ROH | GCE8011673P0102 | Partition Wall W1000 | 6 | 6 | 0 | free_stock | NEW.FLR-1-1-KDP1_SEP | inventory | 2025-10-28 | Mechanical |  | - | 2026-02-15 | 2026-02-01 | 0
6100K031 | Aziziyah (Fast Track) : SWITCHGEAR - Aziziyah | SWGR | ROH | GCE8011679R0101P | REIFORCING ANGLE COMPLETE LEFT | 12 | 3 | 9 | free_stock | R59-P-1-KDP1_SEP | inventory | 2025-10-28 | Mechanical |  | - | 2026-02-15 | 2026-02-01 | 0
6100K031 | Aziziyah (Fast Track) : SWITCHGEAR - Aziziyah | SWGR | ROH | GCE8012228P0101 | SUPPORTING SHEET | 60 | 42 | 18 | free_stock | NEW.FLR-1-1-KDP1_SEP | inventory | 2025-10-28 | Mechanical |  | - | 2026-02-15 | 2026-02-01 | 0
6100K031 | Aziziyah (Fast Track) : SWITCHGEAR - Aziziyah | SWGR | ROH | GCE8013214P0101 | PARTITION WALL BOTTOM W800 (SS STL)BARE | 86 | 33 | 53 | 6100KDP01 | NEW.FLR-1-1-KDP1_SEP | inventory | 2025-10-28 | Mechanical |  | - | 2026-02-15 | 2026-02-01 | 0
6100K031 | Aziziyah (Fast Track) : SWITCHGEAR - Aziziyah | SWGR | ROH | GCE8013244P0101 | TRANSFORMER PLATE W800mm | 86 | 33 | 53 | 6100KDP01 | PO-SEP-5654-[33] | GR_in_process | 2025-12-31 | Mechanical |  | - | 2026-02-15 | 2026-02-01 | 0 | AL RAZIQIYAH COMPANY FOR METAL INDUSTRIES | 6100KDP01 // MV SWGR (New Batha & United Cement SS) Category "LAX, LV, Outsource" Material (Supplier-First Telecom Industries) | 36 | 24-09-2025
6100K031 | Aziziyah (Fast Track) : SWITCHGEAR - Aziziyah | SWGR | ROH | GCE8013262P0101 | SHROUD | 12 | 12 | 0 | 6100KDP01 | R56-I-1-K019_SEP | inventory | 2025-10-28 | Mechanical |  | - | 2026-02-15 | 2026-02-01 | 0
6100K031 | Aziziyah (Fast Track) : SWITCHGEAR - Aziziyah | SWGR | ROH | GCE8013263P0101 | SHROUD | 80 | 58 | 22 | free_stock | R14-T-1-KDP1_SEP | inventory | 2025-10-28 | Mechanical |  | - | 2026-02-15 | 2026-02-01 | 0
6100K031 | Aziziyah (Fast Track) : SWITCHGEAR - Aziziyah | SWGR | ROH | GCE8013263P0101 | SHROUD | 22 | 20 | 2 | 6100KDP01 | R56-I-1-K019_SEP | inventory | 2025-10-28 | Mechanical |  | - | 2026-02-15 | 2026-02-01 | 0
6100K031 | Aziziyah (Fast Track) : SWITCHGEAR - Aziziyah | SWGR | ROH | GCE8013263P0101 | SHROUD | 2 | 2 | 0 | 6100K019 | 1-1-1-1 | inventory | 2025-10-28 | Mechanical |  | - | 2026-02-15 | 2026-02-01 | 0
6100K031 | Aziziyah (Fast Track) : SWITCHGEAR - Aziziyah | SWGR | ROH | GCE8013412R0101 | PRESSURE RELIEF FLAP FOR W1000 | 10 | 7 | 3 | free_stock | R14-J-1-KDP1_SEP | inventory | 2025-10-28 | Mechanical |  | - | 2026-02-15 | 2026-02-01 | 0
6100K031 | Aziziyah (Fast Track) : SWITCHGEAR - Aziziyah | SWGR | ROH | GCE8013414P0101 | FIXING PLATE FOR DUCT | 10 | 7 | 3 | free_stock | NEW.FLR-1-1-KDP1_SEP | inventory | 2025-10-28 | Mechanical |  | - | 2026-02-15 | 2026-02-01 | 0
6100K031 | Aziziyah (Fast Track) : SWITCHGEAR - Aziziyah | SWGR | ROH | GCE8013419R0101 | FRAME FOR FLAT SCREEN COMPLETE | 10 | 7 | 3 | free_stock | R15-A-1-KDP1_SEP | inventory | 2025-10-28 | Mechanical |  | - | 2026-02-15 | 2026-02-01 | 0
6100K031 | Aziziyah (Fast Track) : SWITCHGEAR - Aziziyah | SWGR | ROH | GCE8013419R0101 | FRAME FOR FLAT SCREEN COMPLETE | 3 | 2 | 1 | 606PD013 | R14-J-1-KDP1_SEP | inventory | 2025-10-28 | Mechanical |  | - | 2026-02-15 | 2026-02-01 | 0
6100K031 | Aziziyah (Fast Track) : SWITCHGEAR - Aziziyah | SWGR | ROH | GCE8013423P0101 | PARTITION WALL W1000 (PAINTED RAL7035) | 10 | 7 | 3 | free_stock | NEW.FLR-1-1-KDP1_SEP | inventory | 2025-10-28 | Mechanical |  | - | 2026-02-15 | 2026-02-01 | 0
6100K031 | Aziziyah (Fast Track) : SWITCHGEAR - Aziziyah | SWGR | ROH | GCE8013427P0101 | GAIN CT PLATE | 10 | 7 | 3 | free_stock | NEW.FLR-1-1-KDP1_SEP | inventory | 2025-10-28 | Mechanical |  | - | 2026-02-15 | 2026-02-01 | 0
6100K031 | Aziziyah (Fast Track) : SWITCHGEAR - Aziziyah | SWGR | ROH | GCE8013430P0101 | COOLING PLATE 1 ( small ) | 30 | 21 | 9 | free_stock | R59-P-1-KDP1_SEP | inventory | 2025-10-28 | Mechanical |  | - | 2026-02-15 | 2026-02-01 | 0
6100K031 | Aziziyah (Fast Track) : SWITCHGEAR - Aziziyah | SWGR | ROH | GCE8013431P0101 | COOLING PLATE 2 ( Big ) | 30 | 21 | 9 | free_stock | INC-1-1-KDP1_SEP | inventory | 2025-10-28 | Mechanical |  | - | 2026-02-15 | 2026-02-01 | 0
6100K031 | Aziziyah (Fast Track) : SWITCHGEAR - Aziziyah | SWGR | ROH | GCE8013433P0101P | SHROUD (DWG NO. GCE8013433P0101) | 20 | 14 | 6 | free_stock | R59-Q-1-KDP1_SEP | inventory | 2025-10-28 | Mechanical |  | - | 2026-02-15 | 2026-02-01 | 0
6100K031 | Aziziyah (Fast Track) : SWITCHGEAR - Aziziyah | SWGR | ROH | GCE8013434P0101P | SHROUD (DWG NO. GCE8013434P0101) | 20 | 14 | 6 | free_stock | R59-Q-1-KDP1_SEP | inventory | 2025-10-28 | Mechanical |  | - | 2026-02-15 | 2026-02-01 | 0
6100K031 | Aziziyah (Fast Track) : SWITCHGEAR - Aziziyah | SWGR | ROH | GCE8013434P0102P | SHROUD (DWG NO. GCE8013434P0102) | 20 | 14 | 6 | free_stock | R59-Q-1-KDP1_SEP | inventory | 2025-10-28 | Mechanical |  | - | 2026-02-15 | 2026-02-01 | 0
6100K031 | Aziziyah (Fast Track) : SWITCHGEAR - Aziziyah | SWGR | ROH | GCE8013435P0101P | SPACER DISC (GCE8013435P0101) | 160 | 112 | 48 | free_stock | R15-T-1-KDP1_SEP | inventory | 2025-10-28 | Mechanical |  | - | 2026-02-15 | 2026-02-01 | 0
6100K031 | Aziziyah (Fast Track) : SWITCHGEAR - Aziziyah | SWGR | ROH | GCE8013444R0101 | PRESSURE RELIEF FLAP(W1000) | 10 | 7 | 3 | free_stock | R14-J-1-KDP1_SEP | inventory | 2025-10-28 | Mechanical |  | - | 2026-02-15 | 2026-02-01 | 0
6100K031 | Aziziyah (Fast Track) : SWITCHGEAR - Aziziyah | SWGR | ROH | GCE8381281P0100 | GUIDE ROLLER | 4 | 4 | 0 | 6100KDP01 | R56-P-1-K019_SEP | inventory | 2025-10-28 | Mechanical |  | - | 2026-02-15 | 2026-02-01 | 0
6100K031 | Aziziyah (Fast Track) : SWITCHGEAR - Aziziyah | SWGR | ROH | GCE8487370R0100 | EARTHING CONTACT | 6 | 2 | 4 | 6100KDP01 | INC-1-1-K019_SEP | inventory | 2025-10-28 | Mechanical |  | - | 2026-02-15 | 2026-02-01 | 0
6100K031 | Aziziyah (Fast Track) : SWITCHGEAR - Aziziyah | SWGR | ROH | GCE8487370R0100 | EARTHING CONTACT | 4 | 2 | 2 | free_stock | R14-I-1-KDP1_SEP | inventory | 2025-10-28 | Mechanical |  | - | 2026-02-15 | 2026-02-01 | 0
6100K031 | Aziziyah (Fast Track) : SWITCHGEAR - Aziziyah | SWGR | ROH | GCE8487370R0100 | EARTHING CONTACT | 2 | 1 | 1 | free_stock | 1-1-1-1 | inventory | 2025-10-28 | Mechanical |  | - | 2026-02-15 | 2026-02-01 | 0
6100K031 | Aziziyah (Fast Track) : SWITCHGEAR - Aziziyah | SWGR | ROH | GCE8494256P0101 | DISTANCE TUBE | 98 | 98 | 0 | 6100KDP01 | R56-Q-1-K019_SEP | inventory | 2025-10-28 | Mechanical |  | - | 2026-02-15 | 2026-02-01 | 0
6100K031 | Aziziyah (Fast Track) : SWITCHGEAR - Aziziyah | SWGR | ROH | GCE8585496P0100 | LABEL RACK OUT / IN ( ZS3.2 / ZS1 ) | 120 | 53 | 67 | free_stock | WH2-1-1-KDP1_SEP | inventory | 2025-10-28 | Mechanical |  | - | 2026-02-15 | 2026-02-01 | 0
6100K031 | Aziziyah (Fast Track) : SWITCHGEAR - Aziziyah | SWGR | ROH | GCE8585496P0100 | LABEL RACK OUT / IN ( ZS3.2 / ZS1 ) | 67 | 3 | 64 | 6100K019 | WH2-1-1-KDP1_SEP | consumption | 2025-10-15 | Mechanical |  | - | 2026-02-15 | 2026-02-01 | 0 | [5 empty] | Work in Process Pick | 8128688
6100K031 | Aziziyah (Fast Track) : SWITCHGEAR - Aziziyah | SWGR | ROH | GCE8585496P0100 | LABEL RACK OUT / IN ( ZS3.2 / ZS1 ) | 64 | 2 | 62 | 6100K019 | WH2-1-1-KDP1_SEP | consumption | 2025-10-15 | Mechanical |  | - | 2026-02-15 | 2026-02-01 | 0 | [5 empty] | Work in Process Pick | 8117180
6100K031 | Aziziyah (Fast Track) : SWITCHGEAR - Aziziyah | SWGR | ROH | GCE8585496P0100 | LABEL RACK OUT / IN ( ZS3.2 / ZS1 ) | 62 | 2 | 60 | 6100K019 | WH2-1-1-KDP1_SEP | consumption | 2025-10-15 | Mechanical |  | - | 2026-02-15 | 2026-02-01 | 0 | [5 empty] | Work in Process Pick | 8117081
6100K031 | Aziziyah (Fast Track) : SWITCHGEAR - Aziziyah | SWGR | ROH | GCE8585496P0100 | LABEL RACK OUT / IN ( ZS3.2 / ZS1 ) | 60 | 2 | 58 | 6100K019 | INC-1-1-KDP1_SEP | consumption | 2025-10-15 | Mechanical |  | - | 2026-02-15 | 2026-02-01 | 0 | [5 empty] | Work in Process Pick | 8127548
6100K031 | Aziziyah (Fast Track) : SWITCHGEAR - Aziziyah | SWGR | ROH | GCE8585496P0100 | LABEL RACK OUT / IN ( ZS3.2 / ZS1 ) | 58 | 1 | 57 | 6100K019 | INC-1-1-KDP1_SEP | consumption | 2025-10-15 | Mechanical |  | - | 2026-02-15 | 2026-02-01 | 0 | [5 empty] | Work in Process Pick | 8115481
6100K031 | Aziziyah (Fast Track) : SWITCHGEAR - Aziziyah | SWGR | ROH | GCE8585496P0100 | LABEL RACK OUT / IN ( ZS3.2 / ZS1 ) | 57 | 1 | 56 | 6100K019 | INC-1-1-KDP1_SEP | consumption | 2025-10-15 | Mechanical |  | - | 2026-02-15 | 2026-02-01 | 0 | [5 empty] | Work in Process Pick | 8115487
6100K031 | Aziziyah (Fast Track) : SWITCHGEAR - Aziziyah | SWGR | ROH | GCE8684080P0101 | EARTHING STRIP | 6 | 4 | 2 | free_stock | R66-P-1-KDP1_SEP | inventory | 2025-10-28 | Mechanical |  | - | 2026-02-15 | 2026-02-01 | 0
6100K031 | Aziziyah (Fast Track) : SWITCHGEAR - Aziziyah | SWGR | ROH | GCE8684080P0101 | EARTHING STRIP | 2 | 1 | 1 | free_stock | R58-J-1-KDP1_SEP | inventory | 2025-10-28 | Mechanical |  | - | 2026-02-15 | 2026-02-01 | 0
6100K031 | Aziziyah (Fast Track) : SWITCHGEAR - Aziziyah | SWGR | ROH | GCE8685778P0121P | CONTACT PIN 800/1200A SIL.COAT = 72L | 9 | 6 | 3 | 6100KDP01 | R56-Q-1-K019_SEP | inventory | 2025-10-28 | Mechanical |  | - | 2026-02-15 | 2026-02-01 | 0
6100K031 | Aziziyah (Fast Track) : SWITCHGEAR - Aziziyah | SWGR | ROH | GCE9371453P0101 | CABLE BUSHING LOWER PART | 3 | 3 | 0 | 6100KDP01 | R56-O-1-K019_SEP | inventory | 2025-10-28 | Mechanical |  | - | 2026-02-15 | 2026-02-01 | 0
6100K031 | Aziziyah (Fast Track) : SWITCHGEAR - Aziziyah | SWGR | ROH | GCE9371454P0101 | CABLE BUSHING UPPER PART | 3 | 3 | 0 | 6100KDP01 | R56-O-1-K019_SEP | inventory | 2025-10-28 | Mechanical |  | - | 2026-02-15 | 2026-02-01 | 0
6100K031 | Aziziyah (Fast Track) : SWITCHGEAR - Aziziyah | SWGR | ROH | GCE9401529P0100 | Bush | 98 | 98 | 0 | 6100KDP01 | R56-O-1-K019_SEP | inventory | 2025-10-28 | Mechanical |  | - | 2026-02-15 | 2026-02-01 | 0
6100K031 | Aziziyah (Fast Track) : SWITCHGEAR - Aziziyah | SWGR | ROH | GCE9401556P0100 | STOP WASHER | 196 | 70 | 126 | free_stock | R58-A-1-KDP1_SEP | inventory | 2025-10-28 | Mechanical |  | - | 2026-02-15 | 2026-02-01 | 0
6100K031 | Aziziyah (Fast Track) : SWITCHGEAR - Aziziyah | SWGR | ROH | GCE9401678R0101 | HOUSING (PLUG SOCKET)COMPL. | 4 | 4 | 0 | 6100KDP01 | R56-O-1-K019_SEP | inventory | 2025-10-28 | Mechanical |  | - | 2026-02-15 | 2026-02-01 | 0
6100K031 | Aziziyah (Fast Track) : SWITCHGEAR - Aziziyah | SWGR | ROH | GCE9401766P0107 | LOCKING MAGNET DC125 V | 98 | 45 | 53 | free_stock | R58-J-1-KDP1_SEP | inventory | 2025-10-28 | Mechanical |  | - | 2026-02-15 | 2026-02-01 | 0
6100K031 | Aziziyah (Fast Track) : SWITCHGEAR - Aziziyah | SWGR | ROH | GCE9401766P0107 | LOCKING MAGNET DC125 V | 53 | 20 | 33 | free_stock | R13-S-1-KDP1_SEP | inventory | 2025-10-28 | Mechanical |  | - | 2026-02-15 | 2026-02-01 | 0
6100K031 | Aziziyah (Fast Track) : SWITCHGEAR - Aziziyah | SWGR | ROH | GCE9464131P0100 | EARTHING SWITCH DISPLAY | 98 | 98 | 0 | 6100KDP01 | R56-O-1-K019_SEP | inventory | 2025-10-28 | Mechanical |  | - | 2026-02-15 | 2026-02-01 | 0
6100K031 | Aziziyah (Fast Track) : SWITCHGEAR - Aziziyah | SWGR | ROH | GCE9476775R0100 | IND.CONTACT/ VAN FLOW SWITCH | 14 | 6 | 8 | free_stock | R59-Q-1-KDP1_SEP | inventory | 2025-10-28 | Mechanical |  | - | 2026-02-15 | 2026-02-01 | 0
6100K031 | Aziziyah (Fast Track) : SWITCHGEAR - Aziziyah | SWGR | ROH | GCE9476775R0100 | IND.CONTACT/ VAN FLOW SWITCH | 8 | 2 | 6 | 606PD013 | R56-P-1-K019_SEP | inventory | 2025-10-28 | Mechanical |  | - | 2026-02-15 | 2026-02-01 | 0
6100K031 | Aziziyah (Fast Track) : SWITCHGEAR - Aziziyah | SWGR | ROH | GCE9477367P0102 | FORK D11x20 | 30 | 19 | 11 | free_stock | R58-O-1-KDP1_SEP | inventory | 2025-10-28 | Mechanical |  | - | 2026-02-15 | 2026-02-01 | 0
6100K031 | Aziziyah (Fast Track) : SWITCHGEAR - Aziziyah | SWGR | ROH | GCE9478304P0102P | ROLLER | 24 | 24 | 0 | 6100KDP01 | R56-P-1-K019_SEP | inventory | 2025-10-28 | Mechanical |  | - | 2026-02-15 | 2026-02-01 | 0
6100K031 | Aziziyah (Fast Track) : SWITCHGEAR - Aziziyah | SWGR | ROH | GCE9478350P0101 | SUPPORTING BOLT 6Kt14/M6X23 | 3 | 3 | 0 | 6100KDP01 | R56-P-1-K019_SEP | inventory | 2025-10-28 | Mechanical |  | - | 2026-02-15 | 2026-02-01 | 0
6100K031 | Aziziyah (Fast Track) : SWITCHGEAR - Aziziyah | SWGR | ROH | GCE9576618P0100 | BUSH D18/12,2X8 | 196 | 196 | 0 | 6100KDP01 | R56-Q-1-K019_SEP | inventory | 2025-10-28 | Mechanical |  | - | 2026-02-15 | 2026-02-01 | 0
6100K031 | Aziziyah (Fast Track) : SWITCHGEAR - Aziziyah | SWGR | ROH | GCEC830444P0101P | K-SPACER D12/4.5X8,ZS1/ZS3.2Yellow Chrom | 196 | 196 | 0 | 6100KDP01 | R56-P-1-K019_SEP | inventory | 2025-10-28 | Mechanical |  | - | 2026-02-15 | 2026-02-01 | 0
6100K031 | Aziziyah (Fast Track) : SWITCHGEAR - Aziziyah | SWGR | ROH | MV-1VCR002091G0001 | HANDLE (MANIGLIA) | 204 | 78 | 126 | free_stock | R13-S-1-KDP1_SEP | inventory | 2025-10-28 | Mechanical |  | - | 2026-02-15 | 2026-02-01 | 0
6100K031 | Aziziyah (Fast Track) : SWITCHGEAR - Aziziyah | SWGR | ROH | MV-1VCR002091G0001 | HANDLE (MANIGLIA) | 126 | 22 | 104 | free_stock | 1-1-1-1 | inventory | 2025-10-28 | Mechanical |  | - | 2026-02-15 | 2026-02-01 | 0
6100K031 | Aziziyah (Fast Track) : SWITCHGEAR - Aziziyah | SWGR | ROH | MV-1VCR002091G0001 | HANDLE (MANIGLIA) | 104 | 2 | 102 | free_stock | R16-I-1-KDP1_SEP | inventory | 2025-10-28 | Mechanical |  | - | 2026-02-15 | 2026-02-01 | 0
6100K031 | Aziziyah (Fast Track) : SWITCHGEAR - Aziziyah | SWGR | ROH | MV-CR-U125DC3 | CR-U125DC3 - 1SVR405622R8200.CR-U125DC3 Pluggable interface relay 3c Ordering Code : 1SVR405622R8200 General: Pluggable interface relay ABB. Type : CR-U125DC3L Ordering Code: OUTPUTS: 3 C/O with LED RATED VOLTAGE: 125 VDC | 3 | 3 | 0 | free_stock | R16-I-1-KDP1_SEP | inventory | 2025-10-28 | LV |  | - | 2026-02-15 | 2026-02-01 | 0
6100K031 | Aziziyah (Fast Track) : SWITCHGEAR - Aziziyah | SWGR | ROH | MV-CR-U125DC3 | CR-U125DC3 - 1SVR405622R8200.CR-U125DC3 Pluggable interface relay 3c Ordering Code : 1SVR405622R8200 General: Pluggable interface relay ABB. Type : CR-U125DC3L Ordering Code: OUTPUTS: 3 C/O with LED RATED VOLTAGE: 125 VDC | 3 | 3 | 0 | free_stock | R16-I-1-KDP1_SEP | inventory | 2025-10-28 | Mechanical |  | - | 2026-02-15 | 2026-02-01 | 0
6100K031 | Aziziyah (Fast Track) : SWITCHGEAR - Aziziyah | SWGR | ROH | MV-CR-U3S | Socket -FOR 3 C/O AND MODULE TIMER | 3 | 3 | 0 | free_stock | R16-I-1-KDP1_SEP | inventory | 2025-10-28 | LV |  | - | 2026-02-15 | 2026-02-01 | 0
6100K031 | Aziziyah (Fast Track) : SWITCHGEAR - Aziziyah | SWGR | ROH | MV-CR-U3S | Socket -FOR 3 C/O AND MODULE TIMER | 3 | 3 | 0 | free_stock | R16-I-1-KDP1_SEP | inventory | 2025-10-28 | Mechanical |  | - | 2026-02-15 | 2026-02-01 | 0
6100K031 | Aziziyah (Fast Track) : SWITCHGEAR - Aziziyah | SWGR | ROH | MV-CR-UH | Holder interface relay 1SVR405669R0000 | 3 | 3 | 0 | free_stock | R16-I-1-KDP1_SEP | inventory | 2025-10-28 | LV |  | - | 2026-02-15 | 2026-02-01 | 0
6100K031 | Aziziyah (Fast Track) : SWITCHGEAR - Aziziyah | SWGR | ROH | MV-CR-UH | Holder interface relay 1SVR405669R0000 | 3 | 3 | 0 | free_stock | R16-I-1-KDP1_SEP | inventory | 2025-10-28 | Mechanical |  | - | 2026-02-15 | 2026-02-01 | 0
6100K031 | Aziziyah (Fast Track) : SWITCHGEAR - Aziziyah | SWGR | ROH | MV-CR-UT | TIME MODULE 1SVR405667R0000 | 3 | 3 | 0 | free_stock | R16-I-1-KDP1_SEP | inventory | 2025-10-28 | LV |  | - | 2026-02-15 | 2026-02-01 | 0
6100K031 | Aziziyah (Fast Track) : SWITCHGEAR - Aziziyah | SWGR | ROH | MV-CR-UT | TIME MODULE 1SVR405667R0000 | 3 | 3 | 0 | free_stock | R16-I-1-KDP1_SEP | inventory | 2025-10-28 | Mechanical |  | - | 2026-02-15 | 2026-02-01 | 0
6100K031 | Aziziyah (Fast Track) : SWITCHGEAR - Aziziyah | SWGR | ROH | MV-TR272-22KOHM5W | RESISTOR TR272- 110V TRIP COIL | 96 | 76 | 20 | free_stock | R58-J-1-KDP1_SEP | inventory | 2025-10-28 | LV |  | - | 2026-02-15 | 2026-02-01 | 0
6100K031 | Aziziyah (Fast Track) : SWITCHGEAR - Aziziyah | SWGR | ROH | MV-TR272-22KOHM5W | RESISTOR TR272- 110V TRIP COIL | 20 | 12 | 8 | free_stock | R13-S-1-KDP1_SEP | inventory | 2025-10-28 | LV |  | - | 2026-02-15 | 2026-02-01 | 0
6100K031 | Aziziyah (Fast Track) : SWITCHGEAR - Aziziyah | SWGR | ROH | MV-TR272-22KOHM5W | RESISTOR TR272- 110V TRIP COIL | 8 | 8 | 0 | free_stock | 1-1-1-1 | inventory | 2025-10-28 | LV |  | - | 2026-02-15 | 2026-02-01 | 0
6100K031 | Aziziyah (Fast Track) : SWITCHGEAR - Aziziyah | SWGR | ROH | MV2000-1685-06-W | WHITE TUBE,INNER DIA. 3.5 MM (1.5 WIRE) | 12750 | 7480 | 5270 | 6100K013 | INC-1-1-MVBM_SEP | consumption | 2025-09-22 | LV |  | - | 2026-02-15 | 2026-02-01 | 0 | [5 empty] | Material Issue Order_MIO | 7506468
6100K031 | Aziziyah (Fast Track) : SWITCHGEAR - Aziziyah | SWGR | ROH | MV2000-1685-06-W | WHITE TUBE,INNER DIA. 3.5 MM (1.5 WIRE) | 5270 | 1000 | 4270 | 6100K006 | INC-1-1-MVBM_SEP | consumption | 2025-09-22 | LV |  | - | 2026-02-15 | 2026-02-01 | 0 | [5 empty] | Material Issue Order_MIO | 7506467
6100K031 | Aziziyah (Fast Track) : SWITCHGEAR - Aziziyah | SWGR | ROH | MV2000-1685-06-W | WHITE TUBE,INNER DIA. 3.5 MM (1.5 WIRE) | 4270 | 3080 | 1190 | 6100K011B | R58-G-1-K010_SEP | consumption | 2025-10-23 | LV |  | - | 2026-02-15 | 2026-02-01 | 0 | [5 empty] | Work in Process Pick | 8269554
6100K031 | Aziziyah (Fast Track) : SWITCHGEAR - Aziziyah | SWGR | ROH | PKE 1508 | END SLEEVES PKE 1508 (1x1.5sqmm , Black) | 765 | 765 | 0 | free_stock | R58-O-1-KDP1_SEP | inventory | 2025-10-28 | Mechanical |  | - | 2026-02-15 | 2026-02-01 | 0
6100K031 | Aziziyah (Fast Track) : SWITCHGEAR - Aziziyah | SWGR | ROH | PKT 1508 | END SLEEVES PKT 1508 (2x1.5sqmm , Black) | 765 | 695 | 70 | free_stock | R58-O-1-KDP1_SEP | inventory | 2025-10-28 | Mechanical |  | - | 2026-02-15 | 2026-02-01 | 0
6100K031 | Aziziyah (Fast Track) : SWITCHGEAR - Aziziyah | SWGR | ROH | PKT 1508 | END SLEEVES PKT 1508 (2x1.5sqmm , Black) | 70 | 70 | 0 | free_stock | R59-B-1-KDP1_SEP | inventory | 2025-10-28 | Mechanical |  | - | 2026-02-15 | 2026-02-01 | 0
6100K031 | Aziziyah (Fast Track) : SWITCHGEAR - Aziziyah | SWGR | ROH | PKT 2512 | END SLEEVES PKT 2512 (2x2.5sqmm , Blue) | 1020 | 860 | 160 | free_stock | R58-O-1-KDP1_SEP | inventory | 2025-10-28 | Mechanical |  | - | 2026-02-15 | 2026-02-01 | 0
6100K031 | Aziziyah (Fast Track) : SWITCHGEAR - Aziziyah | SWGR | ROH | PKT 2512 | END SLEEVES PKT 2512 (2x2.5sqmm , Blue) | 160 | 160 | 0 | free_stock | R59-B-1-KDP1_SEP | inventory | 2025-10-28 | Mechanical |  | - | 2026-02-15 | 2026-02-01 | 0
6100K031 | Aziziyah (Fast Track) : SWITCHGEAR - Aziziyah | SWGR | ROH | RMU000000339 | PLATE -FOR PANEL FIXING | 204 | 28 | 176 | 6100KDP01 | WH2-1-1-K019_SEP | inventory | 2025-10-28 | Mechanical |  | - | 2026-02-15 | 2026-02-01 | 0
6100K031 | Aziziyah (Fast Track) : SWITCHGEAR - Aziziyah | SWGR | ROH | SCB1000024P0001P | BUSHING (LOCAL PUR) | 98 | 41 | 57 | free_stock | R58-O-1-KDP1_SEP | inventory | 2025-10-28 | Mechanical |  | - | 2026-02-15 | 2026-02-01 | 0
6100K031 | Aziziyah (Fast Track) : SWITCHGEAR - Aziziyah | SWGR | ROH | SCB1000025P0001P | BUSHING (LOCAL PUR) | 294 | 144 | 150 | 6100KDP01 | R58-A-1-K019_SEP | inventory | 2025-10-28 | Mechanical |  | - | 2026-02-15 | 2026-02-01 | 0
6100K031 | Aziziyah (Fast Track) : SWITCHGEAR - Aziziyah | SWGR | ROH | SCB1000025P0001P | BUSHING (LOCAL PUR) | 150 | 126 | 24 | free_stock | R58-O-1-KDP1_SEP | inventory | 2025-10-28 | Mechanical |  | - | 2026-02-15 | 2026-02-01 | 0
6100K031 | Aziziyah (Fast Track) : SWITCHGEAR - Aziziyah | SWGR | ROH | SCB1000026P0001P | BUSHING (LOCAL PUR) | 306 | 126 | 180 | free_stock | R66-P-1-KDP1_SEP | inventory | 2025-10-28 | Mechanical |  | - | 2026-02-15 | 2026-02-01 | 0
6100K031 | Aziziyah (Fast Track) : SWITCHGEAR - Aziziyah | SWGR | ROH | SCB1000027P0001P | K-PLATE | 200 | 200 | 0 | 6100KDP01 | R56-P-1-K019_SEP | inventory | 2025-10-28 | Mechanical |  | - | 2026-02-15 | 2026-02-01 | 0
6100K031 | Aziziyah (Fast Track) : SWITCHGEAR - Aziziyah | SWGR | ROH | SCB1000047P0001 | INTERLOCKING SCOTCH | 102 | 42 | 60 | free_stock | R58-A-1-KDP1_SEP | inventory | 2025-10-28 | Mechanical |  | - | 2026-02-15 | 2026-02-01 | 0
6100K031 | Aziziyah (Fast Track) : SWITCHGEAR - Aziziyah | SWGR | ROH | SCB1000048P0001P | PIN (LOCAL PUR) | 98 | 48 | 50 | 6100KDP01 | R58-A-1-K019_SEP | inventory | 2025-10-28 | Mechanical |  | - | 2026-02-15 | 2026-02-01 | 0
6100K031 | Aziziyah (Fast Track) : SWITCHGEAR - Aziziyah | SWGR | ROH | SCB1000048P0001P | PIN (LOCAL PUR) | 50 | 46 | 4 | free_stock | R58-O-1-KDP1_SEP | inventory | 2025-10-28 | Mechanical |  | - | 2026-02-15 | 2026-02-01 | 0
6100K031 | Aziziyah (Fast Track) : SWITCHGEAR - Aziziyah | SWGR | ROH | SCB1000048P0001P | PIN (LOCAL PUR) | 4 | 4 | 0 | free_stock | R13-S-1-K006_SEP | inventory | 2025-10-28 | Mechanical |  | - | 2026-02-15 | 2026-02-01 | 0
6100K031 | Aziziyah (Fast Track) : SWITCHGEAR - Aziziyah | SWGR | ROH | SCB1000049P0001 | COMPRESSION SPRING | 98 | 98 | 0 | 6100KDP01 | R56-P-1-K019_SEP | inventory | 2025-10-28 | Mechanical |  | - | 2026-02-15 | 2026-02-01 | 0
6100K031 | Aziziyah (Fast Track) : SWITCHGEAR - Aziziyah | SWGR | ROH | SCB1001678P0001 | HOOKING LEVER (ZINC PLATED) | 2 | 1 | 1 | 6100KDP01 | WH2-1-1-K019_SEP | inventory | 2025-10-28 | Mechanical |  | - | 2026-02-15 | 2026-02-01 | 0
6100K031 | Aziziyah (Fast Track) : SWITCHGEAR - Aziziyah | SWGR | ROH | SCB1001813R0802P | MECHANICAL OFF BUTTON FOR VD4 - HOR | 96 | 49 | 47 | 6100KDP01 | R56-P-1-K019_SEP | inventory | 2025-10-28 | Mechanical |  | - | 2026-02-15 | 2026-02-01 | 0
6100K031 | Aziziyah (Fast Track) : SWITCHGEAR - Aziziyah | SWGR | ROH | SCB1001813R0802P | MECHANICAL OFF BUTTON FOR VD4 - HOR | 47 | 36 | 11 | free_stock | R59-Q-1-KDP1_SEP | inventory | 2025-10-28 | Mechanical |  | - | 2026-02-15 | 2026-02-01 | 0
6100K031 | Aziziyah (Fast Track) : SWITCHGEAR - Aziziyah | SWGR | ROH | SCB1001915P0001P | PIN | 20 | 12 | 8 | free_stock | R58-O-1-KDP1_SEP | inventory | 2025-10-28 | Mechanical |  | - | 2026-02-15 | 2026-02-01 | 0
6100K031 | Aziziyah (Fast Track) : SWITCHGEAR - Aziziyah | SWGR | ROH | SCB1001916P0001P | INTERLOCK LEVER (LOCAL PUR) | 20 | 12 | 8 | free_stock | R66-P-1-KDP1_SEP | inventory | 2025-10-28 | Mechanical |  | - | 2026-02-15 | 2026-02-01 | 0
6100K031 | Aziziyah (Fast Track) : SWITCHGEAR - Aziziyah | SWGR | ROH | SCB1001982P0001 | ROLLER | 20 | 12 | 8 | free_stock | R59-Q-1-KDP1_SEP | inventory | 2025-10-28 | Mechanical |  | - | 2026-02-15 | 2026-02-01 | 0
6100K031 | Aziziyah (Fast Track) : SWITCHGEAR - Aziziyah | SWGR | ROH | SEP40173 | Busbar, Copper, 30 x 5 mm, R=1, 5.5m | 375.486 | 344.362 | 31.124 | free_stock | PO-SEP-8142-[1] | GR_in_process | 2025-10-30 | Mechanical |  | - | 2026-02-15 | 2026-02-01 | 0 | Innovation Solutions Factory | EBM-BULK / FAST MOVING | 352.84 | 27-10-2025
6100K031 | Aziziyah (Fast Track) : SWITCHGEAR - Aziziyah | SWGR | ROH | SEP40181 | Busbar, Copper, 32 x 8 mm, R=1, 5.5m | 408.66 | 289.21 | 119.45 | free_stock | BBR-1-1-K019_SEP | inventory | 2025-10-28 | Mechanical |  | - | 2026-02-15 | 2026-02-01 | 0
6100K031 | Aziziyah (Fast Track) : SWITCHGEAR - Aziziyah | SWGR | ROH | SEP40181 | Busbar, Copper, 32 x 8 mm, R=1, 5.5m | 119.45 | 11.88 | 107.57 | free_stock | 1-1-1-1 | inventory | 2025-10-28 | Mechanical |  | - | 2026-02-15 | 2026-02-01 | 0
6100K031 | Aziziyah (Fast Track) : SWITCHGEAR - Aziziyah | SWGR | ROH | SEP40181 | Busbar, Copper, 32 x 8 mm, R=1, 5.5m | 107.57 | 3.88 | 103.69 | 6100K019 | BBR-1-1-K019_SEP | consumption | 2025-10-25 | Mechanical |  | - | 2026-02-15 | 2026-02-01 | 0 | [5 empty] | Work in Process Pick | 8292290
6100K031 | Aziziyah (Fast Track) : SWITCHGEAR - Aziziyah | SWGR | ROH | SEP40184 | Busbar, Copper, 40 x 5 mm, R=1, 5.5m | 9.6 | 9.6 | 0 | free_stock | BBR-1-1-K019_SEP | inventory | 2025-10-28 | Mechanical |  | - | 2026-02-15 | 2026-02-01 | 0
6100K031 | Aziziyah (Fast Track) : SWITCHGEAR - Aziziyah | SWGR | ROH | SEP40187 | Busbar, Copper, 40 x 10 mm, R=1, 5.5m | 60.08 | 60.08 | 0 | free_stock | BBR-1-1-KDP1_SEP | inventory | 2025-10-28 | Mechanical |  | - | 2026-02-15 | 2026-02-01 | 0
6100K031 | Aziziyah (Fast Track) : SWITCHGEAR - Aziziyah | SWGR | ROH | SEP40196 | Busbar, Copper, 60 x 10 mm, R=5, 5.5m | 22.232 | 22.232 | 0 | free_stock | BBR-1-1-K019_SEP | inventory | 2025-10-28 | Mechanical |  | - | 2026-02-15 | 2026-02-01 | 0
6100K031 | Aziziyah (Fast Track) : SWITCHGEAR - Aziziyah | SWGR | ROH | SEP40200 | Busbar, Copper, 80 x 5 mm, R=2.5, 5.5m | 28.1 | 28.1 | 0 | 606PD013 | BBR-1-1-PD\-13/MV_SEP | inventory | 2025-10-28 | Mechanical |  | - | 2026-02-15 | 2026-02-01 | 0
6100K031 | Aziziyah (Fast Track) : SWITCHGEAR - Aziziyah | SWGR | ROH | SEP40200 | COPPER BAR 80X5, R=2.5 | 29.9 | 29.9 | 0 | 606PD013 | BBR-1-1-PD\-13/MV_SEP | inventory | 2025-10-28 | Mechanical |  | - | 2026-02-15 | 2026-02-01 | 0
6100K031 | Aziziyah (Fast Track) : SWITCHGEAR - Aziziyah | SWGR | ROH | SEP40202 | Busbar, Copper, 80 x 10 mm, R=5, 5.5m | 8717.76 | 114.048 | 8603.712 | 606PD013 | BBR-1-1-PD\-13/MV_SEP | consumption | 2025-08-19 | Mechanical |  | - | 2026-02-15 | 2026-02-01 | 0 | [5 empty] | Material Issue Order_MIO | 6684720
6100K031 | Aziziyah (Fast Track) : SWITCHGEAR - Aziziyah | SWGR | ROH | SEP40210 | Busbar, Copper, 120 x 10 mm, R=5, 5.5m | 2473.512 | 1026.43 | 1447.082 | free_stock | BBR-1-1-K019_SEP | inventory | 2025-10-28 | Mechanical |  | - | 2026-02-15 | 2026-02-01 | 0
6100K031 | Aziziyah (Fast Track) : SWITCHGEAR - Aziziyah | SWGR | ROH | SEP40210 | Busbar, Copper, 120 x 10 mm, R=5, 5.5m | 1447.082 | 299.376 | 1147.706 | 606PD013 | BBR-1-1-PD\-13/MV_SEP | consumption | 2025-08-17 | Mechanical |  | - | 2026-02-15 | 2026-02-01 | 0 | [5 empty] | Material Issue Order_MIO | 6645839
6100K031 | Aziziyah (Fast Track) : SWITCHGEAR - Aziziyah | SWGR | ROH | SEP40254 | Busbar, Copper, 50 x 10 mm, R=1 | 11.52 | 11.52 | 0 | 6100KDP01 | BBR-1-1-K019_SEP | inventory | 2025-10-28 | Mechanical |  | - | 2026-02-15 | 2026-02-01 | 0
6100K031 | Aziziyah (Fast Track) : SWITCHGEAR - Aziziyah | SWGR | ROH | T81722 | Plastic plug for LV Box (Micro. Sw. ) | 612 | 612 | 0 | 6100K013 | R58-J-1-K013_SEP | inventory | 2025-10-28 | Mechanical |  | - | 2026-02-15 | 2026-02-01 | 0
6100K031 | Aziziyah (Fast Track) : SWITCHGEAR - Aziziyah | SWGR | ROH | XM 2050 1500-30 | POLYCARBONATE 2050X1500X3.0 MM | 390.46 | 15.94 | 374.52 | free_stock | NEW.FLR-1-1-KDP1_SEP | inventory | 2025-10-28 | Mechanical |  | - | 2026-02-15 | 2026-02-01 | 0
4500592686-[40] | 908333007 : RECLOSER:CIRCUIT,33 KV,3 P,60 HZ,200 KV | OVR | ROH | 13-B100DY | GREEN PUSH BOTTON WITH START ADAPTER | 96 | 96 | 0 | 6100K007 | 1-1-1-1 | inventory | 2025-10-28 | LV |  | QS01-Al Qassim Central Warehouse | 2026-02-28 | 2026-02-14 | 0
4500592686-[40] | 908333007 : RECLOSER:CIRCUIT,33 KV,3 P,60 HZ,200 KV | OVR | ROH | 13-B200DK | RED PUSH BOTTON WITH ADAPTER STOP | 96 | 96 | 0 | free_stock | 1-1-1-1 | inventory | 2025-10-28 | LV |  | QS01-Al Qassim Central Warehouse | 2026-02-28 | 2026-02-14 | 0
4500592686-[40] | 908333007 : RECLOSER:CIRCUIT,33 KV,3 P,60 HZ,200 KV | OVR | ROH | 13-B3 | BA9S ILLUMINATION CONTACT BLOCK HOLDER | 192 | 192 | 0 | free_stock | 1-1-1-1 | inventory | 2025-10-28 | LV |  | QS01-Al Qassim Central Warehouse | 2026-02-28 | 2026-02-14 | 0
4500592686-[40] | 908333007 : RECLOSER:CIRCUIT,33 KV,3 P,60 HZ,200 KV | OVR | ROH | 13-LED24K | 24V BA9S LED LAMP RED | 96 | 96 | 0 | 6100K007 | 1-1-1-1 | inventory | 2025-10-28 | LV |  | QS01-Al Qassim Central Warehouse | 2026-02-28 | 2026-02-14 | 0
4500592686-[40] | 908333007 : RECLOSER:CIRCUIT,33 KV,3 P,60 HZ,200 KV | OVR | ROH | 13-LED24Y | 24V BA9S LED LAMP GREEN | 96 | 96 | 0 | free_stock | 1-1-1-1 | inventory | 2025-10-28 | LV |  | QS01-Al Qassim Central Warehouse | 2026-02-28 | 2026-02-14 | 0
4500592686-[40] | 908333007 : RECLOSER:CIRCUIT,33 KV,3 P,60 HZ,200 KV | OVR | ROH | 13-MBSD24K | INDICATION LIGHT RED 24V AC/DC | 96 | 96 | 0 | 6100K013 | R57-G-1-1 | inventory | 2025-10-28 | LV |  | QS01-Al Qassim Central Warehouse | 2026-02-28 | 2026-02-14 | 0
4500592686-[40] | 908333007 : RECLOSER:CIRCUIT,33 KV,3 P,60 HZ,200 KV | OVR | ROH | LL10-W | ABB_LL10-W / LL10-W, AC/DC90-264V 50/60HZ | 96 | 83 | 13 | 6100K006 | 1-1-1-1 | inventory | 2025-10-28 | LV | Automated: Replaced 1YAB53301XIX0000 by LL10-W. | QS01-Al Qassim Central Warehouse | 2026-02-28 | 2026-02-14 | 0
4500592686-[40] | 908333007 : RECLOSER:CIRCUIT,33 KV,3 P,60 HZ,200 KV | OVR | ROH | LL10-W | ABB_LL10-W / LL10-W, AC/DC90-264V 50/60HZ | 13 | 13 | 0 | 6100K012B | 1-1-1-1 | inventory | 2025-10-28 | LV | Automated: Replaced 1YAB53301XIX0000 by LL10-W. | QS01-Al Qassim Central Warehouse | 2026-02-28 | 2026-02-14 | 0
4500592686-[40] | 908333007 : RECLOSER:CIRCUIT,33 KV,3 P,60 HZ,200 KV | OVR | ROH | 1YAB5355DXB0000 | Marker, Terminal Strip, KLM-A ¦ 1004348 ¦ PHOENIX | 480 | 310 | 170 | 6100K006 | 1-1-1-1 | inventory | 2025-10-28 | LV |  | QS01-Al Qassim Central Warehouse | 2026-02-28 | 2026-02-14 | 0
4500592686-[40] | 908333007 : RECLOSER:CIRCUIT,33 KV,3 P,60 HZ,200 KV | OVR | ROH | 1YAB5355DXB0000 | Marker, Terminal Strip, KLM-A ¦ 1004348 ¦ PHOENIX | 170 | 170 | 0 | 6100K011B | 1-1-1-1 | inventory | 2025-10-28 | LV |  | QS01-Al Qassim Central Warehouse | 2026-02-28 | 2026-02-14 | 0
4500592686-[40] | 908333007 : RECLOSER:CIRCUIT,33 KV,3 P,60 HZ,200 KV | OVR | ROH | 205036416 | Flat Washersφ4 | 384 | 384 | 0 | 6100K013 | BOX12-1-1-K013_SEP | consumption | 2025-10-16 | LV |  | QS01-Al Qassim Central Warehouse | 2026-02-28 | 2026-02-14 | 0 | [5 empty] | Work in Process Pick | 8149349
4500592686-[40] | 908333007 : RECLOSER:CIRCUIT,33 KV,3 P,60 HZ,200 KV | OVR | ROH | 205041920 | Flat Washersφ6 | 1920 | 884 | 1036 | 6100K012B | 1-1-1-1 | inventory | 2025-10-28 | LV |  | QS01-Al Qassim Central Warehouse | 2026-02-28 | 2026-02-14 | 0
4500592686-[40] | 908333007 : RECLOSER:CIRCUIT,33 KV,3 P,60 HZ,200 KV | OVR | ROH | 205041920 | Flat Washersφ6 | 1036 | 696 | 340 | 6100K006 | 1-1-1-1 | inventory | 2025-10-28 | LV |  | QS01-Al Qassim Central Warehouse | 2026-02-28 | 2026-02-14 | 0
4500592686-[40] | 908333007 : RECLOSER:CIRCUIT,33 KV,3 P,60 HZ,200 KV | OVR | ROH | 205041920 | Flat Washersφ6 | 340 | 340 | 0 | 6100K007 | 1-1-1-1 | inventory | 2025-10-28 | LV |  | QS01-Al Qassim Central Warehouse | 2026-02-28 | 2026-02-14 | 0
4500592686-[40] | 908333007 : RECLOSER:CIRCUIT,33 KV,3 P,60 HZ,200 KV | OVR | ROH | 208004917 | 4G Communication Module, Make: China inhand, ,Ord:: Inhand IR302-FQ58 with Mushroom Antenna | 96 | 96 | 0 | 6100K013 | 1-1-1-1 | consumption | 2025-09-15 | LV |  | QS01-Al Qassim Central Warehouse | 2026-02-28 | 2026-02-14 | 0 | [5 empty] | Work in Process Material Issue | 7323496
4500592686-[40] | 908333007 : RECLOSER:CIRCUIT,33 KV,3 P,60 HZ,200 KV | OVR | ROH | SEP30183 | Nut, G.I, M6 | 1920 | 40 | 1880 | 6010J584 | PLT4-1-1-MBM_ISKAN | consumption | 2025-08-25 | LV | Automated: Replaced 211002077 by SEP30698. Automated: Replaced SEP30698 by SEP10851. Automated: Replaced SEP10851 by SEP30183. | QS01-Al Qassim Central Warehouse | 2026-02-28 | 2026-02-14 | 0 | [5 empty] | Material Issue Order_MIO | 6782173
4500592686-[40] | 908333007 : RECLOSER:CIRCUIT,33 KV,3 P,60 HZ,200 KV | OVR | ROH | SEP30183 | Nut, G.I, M6 | 1880 | 40 | 1840 | 6010J592 | PLT4-1-1-MBM_ISKAN | consumption | 2025-08-25 | LV | Automated: Replaced 211002077 by SEP30698. Automated: Replaced SEP30698 by SEP10851. Automated: Replaced SEP10851 by SEP30183. | QS01-Al Qassim Central Warehouse | 2026-02-28 | 2026-02-14 | 0 | [5 empty] | Material Issue Order_MIO | 6782186
4500592686-[40] | 908333007 : RECLOSER:CIRCUIT,33 KV,3 P,60 HZ,200 KV | OVR | ROH | SEP30183 | Nut, G.I, M6 | 1840 | 1840 | 0 |  | R34-A-1-MVBM_SEP | consumption | 2025-10-26 | LV | Automated: Replaced 211002077 by SEP30698. Automated: Replaced SEP30698 by SEP10851. Automated: Replaced SEP10851 by SEP30183. | QS01-Al Qassim Central Warehouse | 2026-02-28 | 2026-02-14 | 0 | [5 empty] | Miscellaneous issue | 8326282
4500592686-[40] | 908333007 : RECLOSER:CIRCUIT,33 KV,3 P,60 HZ,200 KV | OVR | ROH | 2REA030565A0001 | ABB_CAPACITOR DISCHARGE UNIT ASSEMBLY | 96 | 67 | 29 | free_stock | INC-1-1-K11A_SEP | inventory | 2025-10-28 | LV |  | QS01-Al Qassim Central Warehouse | 2026-02-28 | 2026-02-14 | 0
4500592686-[40] | 908333007 : RECLOSER:CIRCUIT,33 KV,3 P,60 HZ,200 KV | OVR | ROH | 2REA030565A0001 | ABB_CAPACITOR DISCHARGE UNIT ASSEMBLY | 29 | 15 | 14 | free_stock | INC-1-1-K12A_SEP | inventory | 2025-10-28 | LV |  | QS01-Al Qassim Central Warehouse | 2026-02-28 | 2026-02-14 | 0
4500592686-[40] | 908333007 : RECLOSER:CIRCUIT,33 KV,3 P,60 HZ,200 KV | OVR | ROH | 2REA030565A0001 | ABB_CAPACITOR DISCHARGE UNIT ASSEMBLY | 14 | 14 | 0 | 6100K006 | 1-1-1-1 | inventory | 2025-10-28 | LV |  | QS01-Al Qassim Central Warehouse | 2026-02-28 | 2026-02-14 | 0
4500592686-[40] | 908333007 : RECLOSER:CIRCUIT,33 KV,3 P,60 HZ,200 KV | OVR | ROH | 2REA056449A0001 | Empty LV Box for Auto Recloser (OVR 13.8kV & 33kV) with bracket for single pole | 96 | 20 | 76 | free_stock | INC-1-1-K006_SEP | inventory | 2025-10-28 | LV |  | QS01-Al Qassim Central Warehouse | 2026-02-28 | 2026-02-14 | 0
4500592686-[40] | 908333007 : RECLOSER:CIRCUIT,33 KV,3 P,60 HZ,200 KV | OVR | ROH | 2REA056449A0001 | Empty LV Box for Auto Recloser (OVR 13.8kV & 33kV) with bracket for single pole | 76 | 3 | 73 | 6100K006 | 1-1-1-1 | inventory | 2025-10-28 | LV |  | QS01-Al Qassim Central Warehouse | 2026-02-28 | 2026-02-14 | 0
4500592686-[40] | 908333007 : RECLOSER:CIRCUIT,33 KV,3 P,60 HZ,200 KV | OVR | ROH | 2REA056449A0001 | Empty LV Box for Auto Recloser (OVR 13.8kV & 33kV) with bracket for single pole | 73 | 1 | 72 | free_stock | NEW.FLR-1-1-K006_SEP | inventory | 2025-10-28 | LV |  | QS01-Al Qassim Central Warehouse | 2026-02-28 | 2026-02-14 | 0
4500592686-[40] | 908333007 : RECLOSER:CIRCUIT,33 KV,3 P,60 HZ,200 KV | OVR | ROH | 6-CNFJ-22 | ZHE_6-CNFJ-22 / 12V 22Ah STORAGE BATTERY | 192 | 8 | 184 | free_stock | WH2-1-1-K12A_SEP | inventory | 2025-10-28 | LV |  | QS01-Al Qassim Central Warehouse | 2026-02-28 | 2026-02-14 | 0
4500592686-[40] | 908333007 : RECLOSER:CIRCUIT,33 KV,3 P,60 HZ,200 KV | OVR | ROH | 6-CNFJ-22 | ZHE_6-CNFJ-22 / 12V 22Ah STORAGE BATTERY | 184 | 184 | 0 | 6100K012B | 1-1-1-1 | consumption | 2025-10-13 | LV |  | QS01-Al Qassim Central Warehouse | 2026-02-28 | 2026-02-14 | 0 | [5 empty] | Work in Process Pick | 8077348
4500592686-[40] | 908333007 : RECLOSER:CIRCUIT,33 KV,3 P,60 HZ,200 KV | OVR |  | RMU000000107 | Bush Inner Dia 7x49 ¦ 9ABA450075F1002 ¦ Local | 384 | 380 | 4 | free_stock | 1-1-1-1 | inventory | 2025-10-28 | LV | Automated: Replaced 9ABA450075F1002 by RMU000000107. | QS01-Al Qassim Central Warehouse | 2026-02-28 | 2026-02-14 | 0
4500592686-[40] | 908333007 : RECLOSER:CIRCUIT,33 KV,3 P,60 HZ,200 KV | OVR |  | RMU000000107 | Bush Inner Dia 7x49 ¦ 9ABA450075F1002 ¦ Local | 4 | 4 | 0 | 6100K007 | 1-1-1-1 | inventory | 2025-10-28 | LV | Automated: Replaced 9ABA450075F1002 by RMU000000107. | QS01-Al Qassim Central Warehouse | 2026-02-28 | 2026-02-14 | 0
4500592686-[40] | 908333007 : RECLOSER:CIRCUIT,33 KV,3 P,60 HZ,200 KV | OVR | ROH | RMU000000119 | BOLT SOCKET CAP HEAD M3x12 ¦ 9ABA450075F1014 ¦ Local | 1344 | 1338 | 6 | free_stock | R58-A-1-K11B_SEP | inventory | 2025-10-28 | LV | Automated: Replaced 9ABA450075F1014 by RMU000000119. | QS01-Al Qassim Central Warehouse | 2026-02-28 | 2026-02-14 | 0
4500592686-[40] | 908333007 : RECLOSER:CIRCUIT,33 KV,3 P,60 HZ,200 KV | OVR | ROH | RMU000000119 | BOLT SOCKET CAP HEAD M3x12 ¦ 9ABA450075F1014 ¦ Local | 6 | 6 | 0 | free_stock | R58-A-1-K12B_SEP | inventory | 2025-10-28 | LV | Automated: Replaced 9ABA450075F1014 by RMU000000119. | QS01-Al Qassim Central Warehouse | 2026-02-28 | 2026-02-14 | 0
4500592686-[40] | 908333007 : RECLOSER:CIRCUIT,33 KV,3 P,60 HZ,200 KV | OVR | ROH | CSB25A9PS2E- B P/B | 2 POSITION, LATCHING, SELECTOR SWITCH, 90DEGREES, 2 CONTACTS EACH, PAD LOCKABLE IN EACH POS (POWER SUPPLY/BATTERY) CSB25A9PS2E- B P/B | 96 | 4 | 92 | 6100K006 | 1-1-1-1 | inventory | 2025-10-28 | LV |  | QS01-Al Qassim Central Warehouse | 2026-02-28 | 2026-02-14 | 0
4500592686-[40] | 908333007 : RECLOSER:CIRCUIT,33 KV,3 P,60 HZ,200 KV | OVR | ROH | DCMC303T250DG2B | ABB_250V 30000UF CAPACITOR PART NO. DCMC303T250DG2B | 192 | 5 | 187 | free_stock | R60-P-1-K12A_SEP | inventory | 2025-10-28 | LV |  | QS01-Al Qassim Central Warehouse | 2026-02-28 | 2026-02-14 | 0
4500592686-[40] | 908333007 : RECLOSER:CIRCUIT,33 KV,3 P,60 HZ,200 KV | OVR | ROH | DF205040971 | φ4*12 Waterproof blind rivets Stainless steel | 1920 | 1920 | 0 | 6100K013 | 1-1-1-1 | consumption | 2025-09-24 | LV |  | QS01-Al Qassim Central Warehouse | 2026-02-28 | 2026-02-14 | 0 | [5 empty] | Work in Process Material Issue | 7562518
4500592686-[40] | 908333007 : RECLOSER:CIRCUIT,33 KV,3 P,60 HZ,200 KV | OVR | ROH | DF240612003 | KSS-CV-150BK CABLE TIES 150X3.6 BALCK | 2400 | 2400 | 0 | 6100K013 | BOX12-1-1-K013_SEP | inventory | 2025-10-28 | LV |  | QS01-Al Qassim Central Warehouse | 2026-02-28 | 2026-02-14 | 0
4500592686-[40] | 908333007 : RECLOSER:CIRCUIT,33 KV,3 P,60 HZ,200 KV | OVR | ROH | DF240612005 | HT-EXS32 EXPANDABLE SLEEVE - 32MM 100MTR/ROL | 96 | 82.6 | 13.4 | free_stock | NEW.FLR-1-1-K11B_SEP | inventory | 2025-10-28 | LV |  | QS01-Al Qassim Central Warehouse | 2026-02-28 | 2026-02-14 | 0
4500592686-[40] | 908333007 : RECLOSER:CIRCUIT,33 KV,3 P,60 HZ,200 KV | OVR | ROH | DF240612005 | HT-EXS32 EXPANDABLE SLEEVE - 32MM 100MTR/ROL | 13.4 | 13.4 | 0 | 6100K017 | R59-J-1-MVBM_SEP | inventory | 2025-10-28 | LV |  | QS01-Al Qassim Central Warehouse | 2026-02-28 | 2026-02-14 | 0
4500592686-[40] | 908333007 : RECLOSER:CIRCUIT,33 KV,3 P,60 HZ,200 KV | OVR | ROH | DF240612007 | KSS-KS-12B 12MM SPIRAL 20-65 WRAPPING BAND 10MTR/BAG | 96 | 96 | 0 | 6100K013 | 1-1-1-1 | inventory | 2025-10-28 | LV |  | QS01-Al Qassim Central Warehouse | 2026-02-28 | 2026-02-14 | 0
4500592686-[40] | 908333007 : RECLOSER:CIRCUIT,33 KV,3 P,60 HZ,200 KV | OVR | ROH | DF240907005 | Flat Washers φ3 Stainless Steel | 1344 | 718 | 626 | 6100K013 | 1-1-1-1 | consumption | 2025-10-16 | LV |  | QS01-Al Qassim Central Warehouse | 2026-02-28 | 2026-02-14 | 0 | [5 empty] | Work in Process Pick | 8151113
4500592686-[40] | 908333007 : RECLOSER:CIRCUIT,33 KV,3 P,60 HZ,200 KV | OVR | ROH | DF240907005 | Flat Washers φ3 Stainless Steel | 626 | 626 | 0 | 6100K013 | 1-1-1-1 | consumption | 2025-09-17 | LV |  | QS01-Al Qassim Central Warehouse | 2026-02-28 | 2026-02-14 | 0 | [5 empty] | Work in Process Material Issue | 7370419
4500592686-[40] | 908333007 : RECLOSER:CIRCUIT,33 KV,3 P,60 HZ,200 KV | OVR | ROH | DF240907006 | Self-locking nut M3 | 384 | 384 | 0 | 6100K013 | 1-1-1-1 | consumption | 2025-09-17 | LV |  | QS01-Al Qassim Central Warehouse | 2026-02-28 | 2026-02-14 | 0 | [5 empty] | Work in Process Material Issue | 7370420
4500592686-[40] | 908333007 : RECLOSER:CIRCUIT,33 KV,3 P,60 HZ,200 KV | OVR | ROH | DF241126013 | KSS-CV-200MBK BLACK NYLON CABLE TIES (200MMX2.5MM) | 2400 | 750 | 1650 | 6100KDP02 | BOX1-1-1-K013_SEP | inventory | 2025-10-28 | LV |  | QS01-Al Qassim Central Warehouse | 2026-02-28 | 2026-02-14 | 0
4500592686-[40] | 908333007 : RECLOSER:CIRCUIT,33 KV,3 P,60 HZ,200 KV | OVR | ROH | DF241126013 | KSS-CV-200MBK BLACK NYLON CABLE TIES (200MMX2.5MM) | 1650 | 375 | 1275 | 6100K012A | R59-J-1-MVBM_SEP | inventory | 2025-10-28 | LV |  | QS01-Al Qassim Central Warehouse | 2026-02-28 | 2026-02-14 | 0
4500592686-[40] | 908333007 : RECLOSER:CIRCUIT,33 KV,3 P,60 HZ,200 KV | OVR | ROH | DF241126013 | KSS-CV-200MBK BLACK NYLON CABLE TIES (200MMX2.5MM) | 1275 | 275 | 1000 | free_stock | 1-1-1-1 | inventory | 2025-10-28 | LV |  | QS01-Al Qassim Central Warehouse | 2026-02-28 | 2026-02-14 | 0
4500592686-[40] | 908333007 : RECLOSER:CIRCUIT,33 KV,3 P,60 HZ,200 KV | OVR | ROH | DF241126013 | KSS-CV-200MBK BLACK NYLON CABLE TIES (200MMX2.5MM) | 1000 | 175 | 825 | 6100K013 | PLT2-1-1-K013_SEP | inventory | 2025-10-28 | LV |  | QS01-Al Qassim Central Warehouse | 2026-02-28 | 2026-02-14 | 0
4500592686-[40] | 908333007 : RECLOSER:CIRCUIT,33 KV,3 P,60 HZ,200 KV | OVR | ROH | DF241126013 | KSS-CV-200MBK BLACK NYLON CABLE TIES (200MMX2.5MM) | 825 | 25 | 800 | 6100K017 | R59-J-1-MVBM_SEP | inventory | 2025-10-28 | LV |  | QS01-Al Qassim Central Warehouse | 2026-02-28 | 2026-02-14 | 0
4500592686-[40] | 908333007 : RECLOSER:CIRCUIT,33 KV,3 P,60 HZ,200 KV | OVR | ROH | DF241126013 | KSS-CV-200MBK BLACK NYLON CABLE TIES (200MMX2.5MM) | 800 | 800 | 0 | 6100K013 | 1-1-1-1 | consumption | 2025-09-15 | LV |  | QS01-Al Qassim Central Warehouse | 2026-02-28 | 2026-02-14 | 0 | [5 empty] | Work in Process Material Issue | 7323488
4500592686-[40] | 908333007 : RECLOSER:CIRCUIT,33 KV,3 P,60 HZ,200 KV | OVR | ROH | DMS 2121 2016-233 | BOLT HEX HEAD M5X30 | 384 | 124 | 260 | free_stock | R58-A-1-K11A_SEP | inventory | 2025-10-28 | LV |  | QS01-Al Qassim Central Warehouse | 2026-02-28 | 2026-02-14 | 0
4500592686-[40] | 908333007 : RECLOSER:CIRCUIT,33 KV,3 P,60 HZ,200 KV | OVR | ROH | DMS 2121 2016-233 | BOLT HEX HEAD M5X30 | 260 | 100 | 160 | free_stock | PLT-1-1-K11A_SEP | inventory | 2025-10-28 | LV |  | QS01-Al Qassim Central Warehouse | 2026-02-28 | 2026-02-14 | 0
4500592686-[40] | 908333007 : RECLOSER:CIRCUIT,33 KV,3 P,60 HZ,200 KV | OVR | ROH | DMS 2121 2016-233 | BOLT HEX HEAD M5X30 | 160 | 60 | 100 | free_stock | R58-A-1-K12A_SEP | inventory | 2025-10-28 | LV |  | QS01-Al Qassim Central Warehouse | 2026-02-28 | 2026-02-14 | 0
4500592686-[40] | 908333007 : RECLOSER:CIRCUIT,33 KV,3 P,60 HZ,200 KV | OVR | ROH | DMS 2121 2016-233 | BOLT HEX HEAD M5X30 | 100 | 56 | 44 | 6100K006 | 1-1-1-1 | inventory | 2025-10-28 | LV |  | QS01-Al Qassim Central Warehouse | 2026-02-28 | 2026-02-14 | 0
4500592686-[40] | 908333007 : RECLOSER:CIRCUIT,33 KV,3 P,60 HZ,200 KV | OVR | ROH | DMS 2121 2016-233 | BOLT HEX HEAD M5X30 | 44 | 32 | 12 | free_stock | R58-A-1-K006_SEP | inventory | 2025-10-28 | LV |  | QS01-Al Qassim Central Warehouse | 2026-02-28 | 2026-02-14 | 0
4500592686-[40] | 908333007 : RECLOSER:CIRCUIT,33 KV,3 P,60 HZ,200 KV | OVR | ROH | DMS 2121 2016-233 | BOLT HEX HEAD M5X30 | 12 | 12 | 0 | free_stock | INC-1-1-K006_SEP | inventory | 2025-10-28 | LV |  | QS01-Al Qassim Central Warehouse | 2026-02-28 | 2026-02-14 | 0
4500592686-[40] | 908333007 : RECLOSER:CIRCUIT,33 KV,3 P,60 HZ,200 KV | OVR | ROH | DMS 2121 2467-366 | SCREW SELF TAPPING TORX M6 X 12 | 384 | 384 | 0 | free_stock | R58-A-1-K11A_SEP | inventory | 2025-10-28 | LV |  | QS01-Al Qassim Central Warehouse | 2026-02-28 | 2026-02-14 | 0
4500592686-[40] | 908333007 : RECLOSER:CIRCUIT,33 KV,3 P,60 HZ,200 KV | OVR | ROH | DMS 2126 2011-111 | NUT, HEX M3 | 1344 | 526 | 818 | free_stock | 1-1-1-1 | inventory | 2025-10-28 | LV |  | QS01-Al Qassim Central Warehouse | 2026-02-28 | 2026-02-14 | 0
4500592686-[40] | 908333007 : RECLOSER:CIRCUIT,33 KV,3 P,60 HZ,200 KV | OVR | ROH | DMS 2126 2011-111 | NUT, HEX M3 | 818 | 210 | 608 | free_stock | R58-A-1-K12A_SEP | inventory | 2025-10-28 | LV |  | QS01-Al Qassim Central Warehouse | 2026-02-28 | 2026-02-14 | 0
4500592686-[40] | 908333007 : RECLOSER:CIRCUIT,33 KV,3 P,60 HZ,200 KV | OVR | ROH | DMS 2126 2011-111 | NUT, HEX M3 | 608 | 160 | 448 | free_stock | R58-A-1-K010_SEP | inventory | 2025-10-28 | LV |  | QS01-Al Qassim Central Warehouse | 2026-02-28 | 2026-02-14 | 0
4500592686-[40] | 908333007 : RECLOSER:CIRCUIT,33 KV,3 P,60 HZ,200 KV | OVR | ROH | DMS 2126 2011-111 | NUT, HEX M3 | 448 | 143 | 305 | free_stock | R58-A-1-K008_SEP | inventory | 2025-10-28 | LV |  | QS01-Al Qassim Central Warehouse | 2026-02-28 | 2026-02-14 | 0
4500592686-[40] | 908333007 : RECLOSER:CIRCUIT,33 KV,3 P,60 HZ,200 KV | OVR | ROH | DMS 2126 2011-111 | NUT, HEX M3 | 305 | 1 | 304 | free_stock | R13-S-1-KDP1_SEP | inventory | 2025-10-28 | LV |  | QS01-Al Qassim Central Warehouse | 2026-02-28 | 2026-02-14 | 0
4500592686-[40] | 908333007 : RECLOSER:CIRCUIT,33 KV,3 P,60 HZ,200 KV | OVR | ROH | DMS 2126 2011-111 | NUT, HEX M3 | 304 | 304 | 0 | 6100K007 | R58-A-1-K11B_SEP | consumption | 2025-10-13 | LV |  | QS01-Al Qassim Central Warehouse | 2026-02-28 | 2026-02-14 | 0 | [5 empty] | Work in Process Pick | 8079392
4500592686-[40] | 908333007 : RECLOSER:CIRCUIT,33 KV,3 P,60 HZ,200 KV | OVR | ROH | DMS 2126 2011-114 | NUT, HEX M5 | 768 | 768 | 0 | free_stock | 1-1-1-1 | inventory | 2025-10-28 | LV |  | QS01-Al Qassim Central Warehouse | 2026-02-28 | 2026-02-14 | 0
4500592686-[40] | 908333007 : RECLOSER:CIRCUIT,33 KV,3 P,60 HZ,200 KV | OVR | ROH | HBRDADNCBD1BFAE21G | RER615 2.0 - HBRDADNCBD1BFAE21G | 96 | 30 | 66 | free_stock | R15-D-1-K11A_SEP | inventory | 2025-10-28 | LV |  | QS01-Al Qassim Central Warehouse | 2026-02-28 | 2026-02-14 | 0
4500592686-[40] | 908333007 : RECLOSER:CIRCUIT,33 KV,3 P,60 HZ,200 KV | OVR | ROH | HBRDADNCBD1BFAE21G | RER615 2.0 - HBRDADNCBD1BFAE21G | 66 | 23 | 43 | free_stock | R14-N-1-K11A_SEP | inventory | 2025-10-28 | LV |  | QS01-Al Qassim Central Warehouse | 2026-02-28 | 2026-02-14 | 0
4500592686-[40] | 908333007 : RECLOSER:CIRCUIT,33 KV,3 P,60 HZ,200 KV | OVR | ROH | HBRDADNCBD1BFAE21G | RER615 2.0 - HBRDADNCBD1BFAE21G | 43 | 15 | 28 | free_stock | R15-H-1-K11A_SEP | inventory | 2025-10-28 | LV |  | QS01-Al Qassim Central Warehouse | 2026-02-28 | 2026-02-14 | 0
4500592686-[40] | 908333007 : RECLOSER:CIRCUIT,33 KV,3 P,60 HZ,200 KV | OVR | ROH | HBRDADNCBD1BFAE21G | RER615 2.0 - HBRDADNCBD1BFAE21G | 28 | 11 | 17 | free_stock | INC-1-1-K12A_SEP | inventory | 2025-10-28 | LV |  | QS01-Al Qassim Central Warehouse | 2026-02-28 | 2026-02-14 | 0
4500592686-[40] | 908333007 : RECLOSER:CIRCUIT,33 KV,3 P,60 HZ,200 KV | OVR | ROH | HBRDADNCBD1BFAE21G | RER615 2.0 - HBRDADNCBD1BFAE21G | 17 | 11 | 6 | 6100K006 | 1-1-1-1 | inventory | 2025-10-28 | LV |  | QS01-Al Qassim Central Warehouse | 2026-02-28 | 2026-02-14 | 0
4500592686-[40] | 908333007 : RECLOSER:CIRCUIT,33 KV,3 P,60 HZ,200 KV | OVR | ROH | HBRDADNCBD1BFAE21G | RER615 2.0 - HBRDADNCBD1BFAE21G | 6 | 4 | 2 | free_stock | R57-R-1-K12A_SEP | inventory | 2025-10-28 | LV |  | QS01-Al Qassim Central Warehouse | 2026-02-28 | 2026-02-14 | 0
4500592686-[40] | 908333007 : RECLOSER:CIRCUIT,33 KV,3 P,60 HZ,200 KV | OVR | ROH | HBRDADNCBD1BFAE21G | RER615 2.0 - HBRDADNCBD1BFAE21G | 2 | 2 | 0 | free_stock | R57-R-1-K11A_SEP | inventory | 2025-10-28 | LV |  | QS01-Al Qassim Central Warehouse | 2026-02-28 | 2026-02-14 | 0
4500592686-[40] | 908333007 : RECLOSER:CIRCUIT,33 KV,3 P,60 HZ,200 KV | OVR | ROH | HDC 24B ABU | WEIDMUELLER_BASE 24 PIN | 96 | 74 | 22 | 6100K006 | 1-1-1-1 | inventory | 2025-10-28 | LV |  | QS01-Al Qassim Central Warehouse | 2026-02-28 | 2026-02-14 | 0
4500592686-[40] | 908333007 : RECLOSER:CIRCUIT,33 KV,3 P,60 HZ,200 KV | OVR | ROH | HDC 24B ABU | WEIDMUELLER_BASE 24 PIN | 22 | 22 | 0 | free_stock | R57-O-1-1 | inventory | 2025-10-28 | LV |  | QS01-Al Qassim Central Warehouse | 2026-02-28 | 2026-02-14 | 0
4500592686-[40] | 908333007 : RECLOSER:CIRCUIT,33 KV,3 P,60 HZ,200 KV | OVR | ROH | HDC HE 24 FS | WEIDMUELLER_FEMALE CONNECTOR 24 PIN | 96 | 74 | 22 | 6100K006 | 1-1-1-1 | inventory | 2025-10-28 | LV |  | QS01-Al Qassim Central Warehouse | 2026-02-28 | 2026-02-14 | 0
4500592686-[40] | 908333007 : RECLOSER:CIRCUIT,33 KV,3 P,60 HZ,200 KV | OVR | ROH | HDC HE 24 FS | WEIDMUELLER_FEMALE CONNECTOR 24 PIN | 22 | 22 | 0 | free_stock | R57-O-1-1 | inventory | 2025-10-28 | LV |  | QS01-Al Qassim Central Warehouse | 2026-02-28 | 2026-02-14 | 0
4500592686-[40] | 908333007 : RECLOSER:CIRCUIT,33 KV,3 P,60 HZ,200 KV | OVR | ROH | IN76350001-2 | APT_THERMOSTAT WITHOUT STEM,SETTING: 0-60 DEG.CENTIGRADE | 96 | 4 | 92 | free_stock | R57-B-1-K008_SEP | inventory | 2025-10-28 | LV |  | QS01-Al Qassim Central Warehouse | 2026-02-28 | 2026-02-14 | 0
4500592686-[40] | 908333007 : RECLOSER:CIRCUIT,33 KV,3 P,60 HZ,200 KV | OVR | ROH | IN76350001-2 | APT_THERMOSTAT WITHOUT STEM,SETTING: 0-60 DEG.CENTIGRADE | 92 | 27 | 65 | 6100K012B | 1-1-1-1 | consumption | 2025-10-13 | LV |  | QS01-Al Qassim Central Warehouse | 2026-02-28 | 2026-02-14 | 0 | [5 empty] | Work in Process Pick | 8077342
4500592686-[40] | 908333007 : RECLOSER:CIRCUIT,33 KV,3 P,60 HZ,200 KV | OVR | ROH | IN76350001-2 | APT_THERMOSTAT WITHOUT STEM,SETTING: 0-60 DEG.CENTIGRADE | 65 | 30 | 35 | 6100K008 | INC-1-1-K017_SEP | consumption | 2025-10-18 | LV |  | QS01-Al Qassim Central Warehouse | 2026-02-28 | 2026-02-14 | 0 | [5 empty] | Work in Process Pick | 8161318
4500592686-[40] | 908333007 : RECLOSER:CIRCUIT,33 KV,3 P,60 HZ,200 KV | OVR | ROH | IN76350001-2 | APT_THERMOSTAT WITHOUT STEM,SETTING: 0-60 DEG.CENTIGRADE | 35 | 35 | 0 | 6100K011B | R57-B-1-K006_SEP | consumption | 2025-10-19 | LV |  | QS01-Al Qassim Central Warehouse | 2026-02-28 | 2026-02-14 | 0 | [5 empty] | Work in Process Pick | 8171574
4500592686-[40] | 908333007 : RECLOSER:CIRCUIT,33 KV,3 P,60 HZ,200 KV | OVR | ROH | KIT ACM T1-1 | Actuator - KIT ACM T1-1 (With EMI Filter) | 96 | 45 | 51 | free_stock | R59-G-1-K11A_SEP | inventory | 2025-10-28 | LV |  | QS01-Al Qassim Central Warehouse | 2026-02-28 | 2026-02-14 | 0
4500592686-[40] | 908333007 : RECLOSER:CIRCUIT,33 KV,3 P,60 HZ,200 KV | OVR | ROH | KIT ACM T1-1 | Actuator - KIT ACM T1-1 (With EMI Filter) | 51 | 25 | 26 | free_stock | R54-B-1-K11A_SEP | inventory | 2025-10-28 | LV |  | QS01-Al Qassim Central Warehouse | 2026-02-28 | 2026-02-14 | 0
4500592686-[40] | 908333007 : RECLOSER:CIRCUIT,33 KV,3 P,60 HZ,200 KV | OVR | ROH | KIT ACM T1-1 | Actuator - KIT ACM T1-1 (With EMI Filter) | 26 | 15 | 11 | free_stock | NEW.FLR-1-1-K12A_SEP | inventory | 2025-10-28 | LV |  | QS01-Al Qassim Central Warehouse | 2026-02-28 | 2026-02-14 | 0
4500592686-[40] | 908333007 : RECLOSER:CIRCUIT,33 KV,3 P,60 HZ,200 KV | OVR | ROH | KIT ACM T1-1 | Actuator - KIT ACM T1-1 (With EMI Filter) | 11 | 11 | 0 | 6100K006 | 1-1-1-1 | inventory | 2025-10-28 | LV |  | QS01-Al Qassim Central Warehouse | 2026-02-28 | 2026-02-14 | 0
4500592686-[40] | 908333007 : RECLOSER:CIRCUIT,33 KV,3 P,60 HZ,200 KV | OVR | ROH | MMCM-C2/1 | CHINT_AC MINIATURE CIRCUIT BREAKER 1P 2A 10kA Curve C | 96 | 67 | 29 | free_stock | R55-R-1-K11A_SEP | inventory | 2025-10-28 | LV |  | QS01-Al Qassim Central Warehouse | 2026-02-28 | 2026-02-14 | 0
4500592686-[40] | 908333007 : RECLOSER:CIRCUIT,33 KV,3 P,60 HZ,200 KV | OVR | ROH | MMCM-C2/1 | CHINT_AC MINIATURE CIRCUIT BREAKER 1P 2A 10kA Curve C | 29 | 15 | 14 | free_stock | R55-R-1-K12A_SEP | inventory | 2025-10-28 | LV |  | QS01-Al Qassim Central Warehouse | 2026-02-28 | 2026-02-14 | 0
4500592686-[40] | 908333007 : RECLOSER:CIRCUIT,33 KV,3 P,60 HZ,200 KV | OVR | ROH | MMCM-C2/1 | CHINT_AC MINIATURE CIRCUIT BREAKER 1P 2A 10kA Curve C | 14 | 14 | 0 | 6100K006 | 1-1-1-1 | inventory | 2025-10-28 | LV |  | QS01-Al Qassim Central Warehouse | 2026-02-28 | 2026-02-14 | 0
4500592686-[40] | 908333007 : RECLOSER:CIRCUIT,33 KV,3 P,60 HZ,200 KV | OVR | ROH | MV-OHL-CPT-33KV-DP | Double Pole Control PT . Primary 33 kV : secondary 0.23kV, 200VA, Class 1. 700VAth .Frequency 60Hz .Out door type . Ambient 55 Degree C. Insulation level 36/95/200kV , Voltage factor :1.2Un Cont, As per IEC 61869-1&3 Class E.Primary terminal suitable for cable connection (clamp type) .Colour Grey for out door installation.Type test and routine test reports will be required .Laser printed name plate required. As per SEC Distribution standard Specification. | 96 | 39 | 57 | 6100K012B | NEW.FLR-1-1-K12B_SEP | consumption | 2025-10-22 | CPT |  | QS01-Al Qassim Central Warehouse | 2026-02-28 | 2026-02-14 | 0 | [5 empty] | Project Transfer | 8259875
4500592686-[40] | 908333007 : RECLOSER:CIRCUIT,33 KV,3 P,60 HZ,200 KV | OVR | ROH | MV-OHL-CPT-33KV-DP | Double Pole Control PT . Primary 33 kV : secondary 0.23kV, 200VA, Class 1. 700VAth .Frequency 60Hz .Out door type . Ambient 55 Degree C. Insulation level 36/95/200kV , Voltage factor :1.2Un Cont, As per IEC 61869-1&3 Class E.Primary terminal suitable for cable connection (clamp type) .Colour Grey for out door installation.Type test and routine test reports will be required .Laser printed name plate required. As per SEC Distribution standard Specification. | 57 | 30 | 27 | 6100K012B | NEW.FLR-1-1-K12B_SEP | consumption | 2025-10-22 | CPT |  | QS01-Al Qassim Central Warehouse | 2026-02-28 | 2026-02-14 | 0 | [5 empty] | Project Transfer | 8259877
4500592686-[40] | 908333007 : RECLOSER:CIRCUIT,33 KV,3 P,60 HZ,200 KV | OVR | ROH | MV-OHL-CPT-33KV-DP | Double Pole Control PT . Primary 33 kV : secondary 0.23kV, 200VA, Class 1. 700VAth .Frequency 60Hz .Out door type . Ambient 55 Degree C. Insulation level 36/95/200kV , Voltage factor :1.2Un Cont, As per IEC 61869-1&3 Class E.Primary terminal suitable for cable connection (clamp type) .Colour Grey for out door installation.Type test and routine test reports will be required .Laser printed name plate required. As per SEC Distribution standard Specification. | 27 | 27 | 0 | 6100K012B | NEW.FLR-1-1-K12B_SEP | consumption | 2025-10-23 | CPT |  | QS01-Al Qassim Central Warehouse | 2026-02-28 | 2026-02-14 | 0 | [5 empty] | Project Transfer | 8272412
4500592686-[40] | 908333007 : RECLOSER:CIRCUIT,33 KV,3 P,60 HZ,200 KV | OVR | ROH | NB1-4DC 1P | Miniature Circuit Breaker, MCB, 4A, 1P, C Type, DC | 192 | 132 | 60 | free_stock | R56-B-1-K006_SEP | inventory | 2025-10-28 | LV |  | QS01-Al Qassim Central Warehouse | 2026-02-28 | 2026-02-14 | 0
4500592686-[40] | 908333007 : RECLOSER:CIRCUIT,33 KV,3 P,60 HZ,200 KV | OVR | ROH | NB1-4DC 1P | Miniature Circuit Breaker, MCB, 4A, 1P, C Type, DC | 60 | 60 | 0 | 6100K006 | 1-1-1-1 | inventory | 2025-10-28 | LV |  | QS01-Al Qassim Central Warehouse | 2026-02-28 | 2026-02-14 | 0
4500592686-[40] | 908333007 : RECLOSER:CIRCUIT,33 KV,3 P,60 HZ,200 KV | OVR | ROH | NB1-4DC 2P | Miniature Circuit Breaker, MCB, 4A, 2P, C Type, DC | 96 | 56 | 40 | free_stock | R56-B-1-K006_SEP | inventory | 2025-10-28 | LV |  | QS01-Al Qassim Central Warehouse | 2026-02-28 | 2026-02-14 | 0
4500592686-[40] | 908333007 : RECLOSER:CIRCUIT,33 KV,3 P,60 HZ,200 KV | OVR | ROH | NB1-4DC 2P | Miniature Circuit Breaker, MCB, 4A, 2P, C Type, DC | 40 | 40 | 0 | 6100K006 | 1-1-1-1 | inventory | 2025-10-28 | LV |  | QS01-Al Qassim Central Warehouse | 2026-02-28 | 2026-02-14 | 0
4500592686-[40] | 908333007 : RECLOSER:CIRCUIT,33 KV,3 P,60 HZ,200 KV | OVR | ROH | PL.AC30 | WZAZURE_PL.AC30 / THREE PIN SOCKET DIN RAIL MOUNTED | 96 | 4 | 92 | free_stock | R56-O-1-K010_SEP | inventory | 2025-10-28 | LV |  | QS01-Al Qassim Central Warehouse | 2026-02-28 | 2026-02-14 | 0
4500592686-[40] | 908333007 : RECLOSER:CIRCUIT,33 KV,3 P,60 HZ,200 KV | OVR | ROH | PL.AC30 | WZAZURE_PL.AC30 / THREE PIN SOCKET DIN RAIL MOUNTED | 92 | 86 | 6 | 6100K012B | 1-1-1-1 | consumption | 2025-10-13 | LV |  | QS01-Al Qassim Central Warehouse | 2026-02-28 | 2026-02-14 | 0 | [5 empty] | Work in Process Pick | 8077339
4500592686-[40] | 908333007 : RECLOSER:CIRCUIT,33 KV,3 P,60 HZ,200 KV | OVR | ROH | PL.AC30 | WZAZURE_PL.AC30 / THREE PIN SOCKET DIN RAIL MOUNTED | 6 | 6 | 0 | 6100K008 | R56-O-1-K017_SEP | consumption | 2025-10-18 | LV |  | QS01-Al Qassim Central Warehouse | 2026-02-28 | 2026-02-14 | 0 | [5 empty] | Work in Process Pick | 8161312
4500592686-[40] | 908333007 : RECLOSER:CIRCUIT,33 KV,3 P,60 HZ,200 KV | OVR | ROH | PXC.3246023 | PHOENIX CONTACT_TB 4 EI / SCREW TERMINAL, 2PTS, 4 SQMM GREY | 3840 | 3840 | 0 | free_stock | R67-O-1-K11B_SEP | inventory | 2025-10-28 | LV |  | QS01-Al Qassim Central Warehouse | 2026-02-28 | 2026-02-14 | 0
4500592686-[40] | 908333007 : RECLOSER:CIRCUIT,33 KV,3 P,60 HZ,200 KV | OVR | ROH | PXC.5775287 | PHOENIX CONTACT_TB6-RTK-02 / DISCONNECT TERMINAL BLOCK 6 SQMM | 960 | 960 | 0 | 6100K006 | 1-1-1-1 | inventory | 2025-10-28 | LV |  | QS01-Al Qassim Central Warehouse | 2026-02-28 | 2026-02-14 | 0
4500592686-[40] | 908333007 : RECLOSER:CIRCUIT,33 KV,3 P,60 HZ,200 KV | OVR | ROH | RH050 | VISHAY_HEATER RH050, 50W 4.7KOHM, 120-240V AC/DC | 96 | 57 | 39 | 6100K011B | R16-B-1-K017_SEP | consumption | 2025-10-19 | LV |  | QS01-Al Qassim Central Warehouse | 2026-02-28 | 2026-02-14 | 0 | [5 empty] | Work in Process Pick | 8173327
4500592686-[40] | 908333007 : RECLOSER:CIRCUIT,33 KV,3 P,60 HZ,200 KV | OVR | ROH | RH050 | VISHAY_HEATER RH050, 50W 4.7KOHM, 120-240V AC/DC | 39 | 39 | 0 | 6100K011B | R14-J-1-K007_SEP | consumption | 2025-10-19 | LV |  | QS01-Al Qassim Central Warehouse | 2026-02-28 | 2026-02-14 | 0 | [5 empty] | Work in Process Pick | 8171580
4500592686-[40] | 908333007 : RECLOSER:CIRCUIT,33 KV,3 P,60 HZ,200 KV | OVR | ROH | RMU000000108 | Plain Washer M5 ¦ 9ABA450075F1003 ¦ Local | 384 | 384 | 0 | 6100K011B | INC-1-1-K017_SEP | consumption | 2025-10-19 | LV |  | QS01-Al Qassim Central Warehouse | 2026-02-28 | 2026-02-14 | 0 | [5 empty] | Work in Process Pick | 8171455
4500592686-[40] | 908333007 : RECLOSER:CIRCUIT,33 KV,3 P,60 HZ,200 KV | OVR | ROH | SEP10052 | ‭DISCONNECTING TB FOR CT, OTTA 6-T, BOLT W/O SPRING/0790462/OTTA 6-T P/P‬ | 576 | 336 | 240 | 6100K011B | R67-O-1-K006_SEP | consumption | 2025-10-19 | LV |  | QS01-Al Qassim Central Warehouse | 2026-02-28 | 2026-02-14 | 0 | [5 empty] | Work in Process Pick | 8171914
4500592686-[40] | 908333007 : RECLOSER:CIRCUIT,33 KV,3 P,60 HZ,200 KV | OVR | ROH | SEP10052 | ‭DISCONNECTING TB FOR CT, OTTA 6-T, BOLT W/O SPRING/0790462/OTTA 6-T P/P‬ | 240 | 178 | 62 | 6100K011B | R57-G-1-K11B_SEP | consumption | 2025-10-19 | LV |  | QS01-Al Qassim Central Warehouse | 2026-02-28 | 2026-02-14 | 0 | [5 empty] | Work in Process Pick | 8171911
4500592686-[40] | 908333007 : RECLOSER:CIRCUIT,33 KV,3 P,60 HZ,200 KV | OVR | ROH | SEP10052 | ‭DISCONNECTING TB FOR CT, OTTA 6-T, BOLT W/O SPRING/0790462/OTTA 6-T P/P‬ | 62 | 46 | 16 | 6100K011B | R67-O-1-K010_SEP | consumption | 2025-10-19 | LV |  | QS01-Al Qassim Central Warehouse | 2026-02-28 | 2026-02-14 | 0 | [5 empty] | Work in Process Pick | 8171908
4500592686-[40] | 908333007 : RECLOSER:CIRCUIT,33 KV,3 P,60 HZ,200 KV | OVR | ROH | SEP10052 | ‭DISCONNECTING TB FOR CT, OTTA 6-T, BOLT W/O SPRING/0790462/OTTA 6-T P/P‬ | 16 | 16 | 0 | 6100K006 | 1-1-1-1 | consumption | 2025-10-25 | LV |  | QS01-Al Qassim Central Warehouse | 2026-02-28 | 2026-02-14 | 0 | [5 empty] | Work in Process Material Issue | 8296716
4500592686-[40] | 908333007 : RECLOSER:CIRCUIT,33 KV,3 P,60 HZ,200 KV | OVR | ROH | SEP10120 | ‭TIE MOUNT FOR SPARE TIE/HC-102/HC-102‬ | 960 | 960 | 0 | 6100K007 | 1-1-1-1 | inventory | 2025-10-28 | LV |  | QS01-Al Qassim Central Warehouse | 2026-02-28 | 2026-02-14 | 0
4500592686-[40] | 908333007 : RECLOSER:CIRCUIT,33 KV,3 P,60 HZ,200 KV | OVR | ROH | SEP10128 | ‭DIN RAIL SLOTTED/35X15X1.5X2 - HOLE/DIN RAIL‬ | 48 | 48 | 0 | 6100K007 | 1-1-1-1 | inventory | 2025-10-28 | LV |  | QS01-Al Qassim Central Warehouse | 2026-02-28 | 2026-02-14 | 0
4500592686-[40] | 908333007 : RECLOSER:CIRCUIT,33 KV,3 P,60 HZ,200 KV | OVR | ROH | SEP10481 | End Cover, D-URTK ¦ 310020 ¦ PHOENIX | 96 | 96 | 0 | 6100K007 | R59-G-1-MVBM_SEP | consumption | 2025-10-20 | LV |  | QS01-Al Qassim Central Warehouse | 2026-02-28 | 2026-02-14 | 0 | [5 empty] | Project Transfer | 8212398
4500592686-[40] | 908333007 : RECLOSER:CIRCUIT,33 KV,3 P,60 HZ,200 KV | OVR | ROH | SEP10555 | TB NUMBERING MARKER (BLANK), UCT-TM 6 / 0828736 | 960 | 560 | 400 | 6100K017 | R57-R-1-K017_SEP | consumption | 2025-10-26 | LV |  | QS01-Al Qassim Central Warehouse | 2026-02-28 | 2026-02-14 | 0 | [5 empty] | Work in Process Pick | 8314449
4500592686-[40] | 908333007 : RECLOSER:CIRCUIT,33 KV,3 P,60 HZ,200 KV | OVR | ROH | SEP10556 | TB NUMBERING MARKER (BLANK), UCT-TM 8 / 0828740 | 576 | 576 | 0 | 6010J577 | R51-H-1-RCP\-BULK_SEP | consumption | 2025-08-21 | LV |  | QS01-Al Qassim Central Warehouse | 2026-02-28 | 2026-02-14 | 0 | [5 empty] | Material Issue Order_MIO | 6730347
4500592686-[40] | 908333007 : RECLOSER:CIRCUIT,33 KV,3 P,60 HZ,200 KV | OVR | ROH | SEP10962 | TB, Terminal block, plastic, for 2.5mm wires, 12 connections per set | 16 | 16 | 0 | 6100K006 | IFLR-1-1-K006_SEP | consumption | 2025-10-18 | LV |  | QS01-Al Qassim Central Warehouse | 2026-02-28 | 2026-02-14 | 0 | [5 empty] | Material Issue Order_MIO | 8162883
4500592686-[40] | 908333007 : RECLOSER:CIRCUIT,33 KV,3 P,60 HZ,200 KV | OVR | ROH | SEP11143 | Cable, Control, 1 CORE CU/PVC, 2.5 Sq.mm, Red, 105°, 600/1000V , 1 x 91.4 m | 28.8 | 28.8 | 0 | 6100KDP01 | R57-P-1-KDP1_SEP | consumption | 2025-06-28 | LV |  | QS01-Al Qassim Central Warehouse | 2026-02-28 | 2026-02-14 | 0 | [5 empty] | Miscellaneous issue | 6173890
4500592686-[40] | 908333007 : RECLOSER:CIRCUIT,33 KV,3 P,60 HZ,200 KV | OVR | ROH | SEP11146 | Cable, Control, 1 CORE CU/PVC, 2.5 Sq.mm, Black, 105°, 600/1000V , 1 x 91.4 m | 96 | 96 | 0 | 6100KDP01 | R57-A-1-KDP1_SEP | consumption | 2025-06-28 | LV |  | QS01-Al Qassim Central Warehouse | 2026-02-28 | 2026-02-14 | 0 | [5 empty] | Miscellaneous issue | 6173066
4500592686-[40] | 908333007 : RECLOSER:CIRCUIT,33 KV,3 P,60 HZ,200 KV | OVR | ROH | SFB220A24H300 | BEB OR DFE_SFB220A24H300/24VDC / BATTERY CHARGER INPUT 220VAC,OUTPUT 24VDC | 96 | 14 | 82 | free_stock | R18-C-1-K12A_SEP | inventory | 2025-10-28 | LV |  | QS01-Al Qassim Central Warehouse | 2026-02-28 | 2026-02-14 | 0
4500592686-[40] | 908333007 : RECLOSER:CIRCUIT,33 KV,3 P,60 HZ,200 KV | OVR | ROH | SFB220A24H300 | BEB OR DFE_SFB220A24H300/24VDC / BATTERY CHARGER INPUT 220VAC,OUTPUT 24VDC | 82 | 8 | 74 | free_stock | R18-C-1-K007_SEP | inventory | 2025-10-28 | LV |  | QS01-Al Qassim Central Warehouse | 2026-02-28 | 2026-02-14 | 0
4500592686-[40] | 908333007 : RECLOSER:CIRCUIT,33 KV,3 P,60 HZ,200 KV | OVR | ROH | SFB220A24H300 | BEB OR DFE_SFB220A24H300/24VDC / BATTERY CHARGER INPUT 220VAC,OUTPUT 24VDC | 74 | 1 | 73 | 6100K012A | R56-O-1-K12A_SEP | inventory | 2025-10-28 | LV |  | QS01-Al Qassim Central Warehouse | 2026-02-28 | 2026-02-14 | 0
4500592686-[40] | 908333007 : RECLOSER:CIRCUIT,33 KV,3 P,60 HZ,200 KV | OVR | ROH | SFB220A24H300 | BEB OR DFE_SFB220A24H300/24VDC / BATTERY CHARGER INPUT 220VAC,OUTPUT 24VDC | 73 | 30 | 43 | 6100K008 | R18-C-1-K017_SEP | consumption | 2025-10-18 | LV |  | QS01-Al Qassim Central Warehouse | 2026-02-28 | 2026-02-14 | 0 | [5 empty] | Work in Process Pick | 8161327
4500592686-[40] | 908333007 : RECLOSER:CIRCUIT,33 KV,3 P,60 HZ,200 KV | OVR | ROH | SFB220A24H300 | BEB OR DFE_SFB220A24H300/24VDC / BATTERY CHARGER INPUT 220VAC,OUTPUT 24VDC | 43 | 43 | 0 | 6100K011B | R18-C-1-K017_SEP | consumption | 2025-10-19 | LV |  | QS01-Al Qassim Central Warehouse | 2026-02-28 | 2026-02-14 | 0 | [5 empty] | Work in Process Pick | 8173330
4500592686-[40] | 908333007 : RECLOSER:CIRCUIT,33 KV,3 P,60 HZ,200 KV | OVR | ROH | RMU000000124 | Warning label for charged capacitor ¦ 2REA026251P0001 ¦ Local | 96 | 47 | 49 | 6100K006 | 1-1-1-1 | inventory | 2025-10-28 | LV | Automated: Replaced 2REA026251P0001 by RMU000000124. | QS01-Al Qassim Central Warehouse | 2026-02-28 | 2026-02-14 | 0
4500592686-[40] | 908333007 : RECLOSER:CIRCUIT,33 KV,3 P,60 HZ,200 KV | OVR | ROH | RMU000000124 | Warning label for charged capacitor ¦ 2REA026251P0001 ¦ Local | 49 | 38 | 11 | free_stock | INC-1-1-K006_SEP | inventory | 2025-10-28 | LV | Automated: Replaced 2REA026251P0001 by RMU000000124. | QS01-Al Qassim Central Warehouse | 2026-02-28 | 2026-02-14 | 0
4500592686-[40] | 908333007 : RECLOSER:CIRCUIT,33 KV,3 P,60 HZ,200 KV | OVR | ROH | RMU000000124 | Warning label for charged capacitor ¦ 2REA026251P0001 ¦ Local | 11 | 11 | 0 | free_stock | INC-1-1-K12A_SEP | inventory | 2025-10-28 | LV | Automated: Replaced 2REA026251P0001 by RMU000000124. | QS01-Al Qassim Central Warehouse | 2026-02-28 | 2026-02-14 | 0
4500592686-[40] | 908333007 : RECLOSER:CIRCUIT,33 KV,3 P,60 HZ,200 KV | OVR | ROH | RMU000000120 | SEC Logo (Alminum 136x76) ¦ 9ABA450075F1015 ¦ Local | 96 | 96 | 0 | free_stock | INC-1-1-K11B_SEP | inventory | 2025-10-28 | LV | Automated: Replaced 9ABA450075F1015 by RMU000000120. | QS01-Al Qassim Central Warehouse | 2026-02-28 | 2026-02-14 | 0
4500592686-[40] | 908333007 : RECLOSER:CIRCUIT,33 KV,3 P,60 HZ,200 KV | OVR | ROH | RMU000000121 | Danger Sign (Alminum 136x76) ¦ 9ABA450075F1016 ¦ Local | 96 | 96 | 0 | free_stock | INC-1-1-K11B_SEP | inventory | 2025-10-28 | LV | Automated: Replaced 9ABA450075F1016 by RMU000000121. | QS01-Al Qassim Central Warehouse | 2026-02-28 | 2026-02-14 | 0
4500592686-[40] | 908333007 : RECLOSER:CIRCUIT,33 KV,3 P,60 HZ,200 KV | OVR | ROH | RMU000000122 | OVR SEP Branding Label ¦ 9ABA450075F1017 ¦ Local | 96 | 47 | 49 | 6100K006 | 1-1-1-1 | inventory | 2025-10-28 | LV | Automated: Replaced 9ABA450075F1017 by RMU000000122. | QS01-Al Qassim Central Warehouse | 2026-02-28 | 2026-02-14 | 0
4500592686-[40] | 908333007 : RECLOSER:CIRCUIT,33 KV,3 P,60 HZ,200 KV | OVR | ROH | RMU000000122 | OVR SEP Branding Label ¦ 9ABA450075F1017 ¦ Local | 49 | 38 | 11 | free_stock | WH2-1-1-K006_SEP | inventory | 2025-10-28 | LV | Automated: Replaced 9ABA450075F1017 by RMU000000122. | QS01-Al Qassim Central Warehouse | 2026-02-28 | 2026-02-14 | 0
4500592686-[40] | 908333007 : RECLOSER:CIRCUIT,33 KV,3 P,60 HZ,200 KV | OVR | ROH | RMU000000122 | OVR SEP Branding Label ¦ 9ABA450075F1017 ¦ Local | 11 | 11 | 0 | free_stock | INC-1-1-K12A_SEP | inventory | 2025-10-28 | LV | Automated: Replaced 9ABA450075F1017 by RMU000000122. | QS01-Al Qassim Central Warehouse | 2026-02-28 | 2026-02-14 | 0
4500592686-[40] | 908333007 : RECLOSER:CIRCUIT,33 KV,3 P,60 HZ,200 KV | OVR | ROH | RMU000000125 | Warning Sign for External Batteries (Alminum 136x76) ¦ 9ABA450075F1019 ¦ Local | 96 | 38 | 58 | free_stock | WH2-1-1-K006_SEP | inventory | 2025-10-28 | LV | Automated: Replaced 9ABA450075F1019 by RMU000000125. | QS01-Al Qassim Central Warehouse | 2026-02-28 | 2026-02-14 | 0
4500592686-[40] | 908333007 : RECLOSER:CIRCUIT,33 KV,3 P,60 HZ,200 KV | OVR | ROH | RMU000000125 | Warning Sign for External Batteries (Alminum 136x76) ¦ 9ABA450075F1019 ¦ Local | 58 | 36 | 22 | 6100K006 | 1-1-1-1 | inventory | 2025-10-28 | LV | Automated: Replaced 9ABA450075F1019 by RMU000000125. | QS01-Al Qassim Central Warehouse | 2026-02-28 | 2026-02-14 | 0
4500592686-[40] | 908333007 : RECLOSER:CIRCUIT,33 KV,3 P,60 HZ,200 KV | OVR | ROH | RMU000000125 | Warning Sign for External Batteries (Alminum 136x76) ¦ 9ABA450075F1019 ¦ Local | 22 | 22 | 0 | free_stock | INC-1-1-K11A_SEP | inventory | 2025-10-28 | LV | Automated: Replaced 9ABA450075F1019 by RMU000000125. | QS01-Al Qassim Central Warehouse | 2026-02-28 | 2026-02-14 | 0
4500592686-[40] | 908333007 : RECLOSER:CIRCUIT,33 KV,3 P,60 HZ,200 KV | OVR | ROH | RMU000000126 | OVR Manually Tripped Position Label (Traffolyte lite) ¦ 9ABA450075F1020 ¦ Local | 96 | 47 | 49 | 6100K006 | 1-1-1-1 | inventory | 2025-10-28 | LV | Automated: Replaced 9ABA450075F1020 by RMU000000126. | QS01-Al Qassim Central Warehouse | 2026-02-28 | 2026-02-14 | 0
4500592686-[40] | 908333007 : RECLOSER:CIRCUIT,33 KV,3 P,60 HZ,200 KV | OVR | ROH | RMU000000126 | OVR Manually Tripped Position Label (Traffolyte lite) ¦ 9ABA450075F1020 ¦ Local | 49 | 38 | 11 | free_stock | INC-1-1-K006_SEP | inventory | 2025-10-28 | LV | Automated: Replaced 9ABA450075F1020 by RMU000000126. | QS01-Al Qassim Central Warehouse | 2026-02-28 | 2026-02-14 | 0
4500592686-[40] | 908333007 : RECLOSER:CIRCUIT,33 KV,3 P,60 HZ,200 KV | OVR | ROH | RMU000000126 | OVR Manually Tripped Position Label (Traffolyte lite) ¦ 9ABA450075F1020 ¦ Local | 11 | 11 | 0 | free_stock | INC-1-1-K12A_SEP | inventory | 2025-10-28 | LV | Automated: Replaced 9ABA450075F1020 by RMU000000126. | QS01-Al Qassim Central Warehouse | 2026-02-28 | 2026-02-14 | 0
4500592686-[40] | 908333007 : RECLOSER:CIRCUIT,33 KV,3 P,60 HZ,200 KV | OVR | ROH | RMU000000127 | OVR Stud Grounding Mark Label (Alminum) ¦ 9ABA450075F1021 ¦ Local | 192 | 94 | 98 | 6100K006 | 1-1-1-1 | inventory | 2025-10-28 | LV | Automated: Replaced 9ABA450075F1021 by RMU000000127. | QS01-Al Qassim Central Warehouse | 2026-02-28 | 2026-02-14 | 0
4500592686-[40] | 908333007 : RECLOSER:CIRCUIT,33 KV,3 P,60 HZ,200 KV | OVR | ROH | RMU000000127 | OVR Stud Grounding Mark Label (Alminum) ¦ 9ABA450075F1021 ¦ Local | 98 | 76 | 22 | free_stock | INC-1-1-K006_SEP | inventory | 2025-10-28 | LV | Automated: Replaced 9ABA450075F1021 by RMU000000127. | QS01-Al Qassim Central Warehouse | 2026-02-28 | 2026-02-14 | 0
4500592686-[40] | 908333007 : RECLOSER:CIRCUIT,33 KV,3 P,60 HZ,200 KV | OVR | ROH | RMU000000127 | OVR Stud Grounding Mark Label (Alminum) ¦ 9ABA450075F1021 ¦ Local | 22 | 22 | 0 | free_stock | INC-1-1-K12A_SEP | inventory | 2025-10-28 | LV | Automated: Replaced 9ABA450075F1021 by RMU000000127. | QS01-Al Qassim Central Warehouse | 2026-02-28 | 2026-02-14 | 0
4500592686-[40] | 908333007 : RECLOSER:CIRCUIT,33 KV,3 P,60 HZ,200 KV | OVR | ROH | MV-CPT -CABL-ASSY | Cable Assembly - Outdoor flexible cable Black PVC 450/750 V, 95 °C heat & flame retardent, stranded annealed copper conductor, 4Cx 2.5 mm² of length 12 meter with connector type HQ-005-M (male connector) with H3A-MTG-M20 (hood) and DLX-M20 (gland) with H3A-KDBP (cover) terminated on one end (opposite end do not require processing), with steel cable tags on both cable ends, cable tag text "CPT cable" and loose supply of 1 base type H3A-MAG (base) with HQ-005-F (female connector) and H3A-KDTP (cover) - Used for OVR/LBS/Sectionalizer CPT connection | 96 | 96 | 0 | 6100K017 | NEW.FLR-1-1-K017_SEP | consumption | 2025-10-26 | Cable |  | QS01-Al Qassim Central Warehouse | 2026-02-28 | 2026-02-14 | 0 | [5 empty] | Project Transfer | 8314111
6100K016 | United_Cement : SWITCHGEAR - UNITED CEMENT | SWGR | ROH | 02030 | MICROSWITCH T36447/01 | 23 | 23 | 0 | free_stock | R59-Q-1-KDP1_SEP | inventory | 2025-10-28 | C&D |  | - | 2026-03-07 | 2026-02-21 | 0
6100K016 | United_Cement : SWITCHGEAR - UNITED CEMENT | SWGR | ROH | 07686 | WASHER AC EL DIN137 T22120/8 A | 20 | 20 | 0 | free_stock | R14-I-1-KDP1_SEP | inventory | 2025-10-28 | C&D |  | - | 2026-03-07 | 2026-02-21 | 0
6100K016 | United_Cement : SWITCHGEAR - UNITED CEMENT | SWGR | ROH | 07853 | HEX. HEAD BOLT T21000/3X16 | 30 | 30 | 0 | free_stock | R14-I-1-KDP1_SEP | inventory | 2025-10-28 | C&D |  | - | 2026-03-07 | 2026-02-21 | 0
6100K016 | United_Cement : SWITCHGEAR - UNITED CEMENT | SWGR | ROH | 07934 | TOMMY HEAD SCREW ACC T21010/M3x6 | 88 | 88 | 0 | free_stock | R14-I-1-KDP1_SEP | inventory | 2025-10-28 | C&D |  | - | 2026-03-07 | 2026-02-21 | 0
6100K016 | United_Cement : SWITCHGEAR - UNITED CEMENT | SWGR | ROH | 07940 | TOMMY HEAD SCREW ACC T21010/M3X20 | 34 | 34 | 0 | free_stock | R14-I-1-KDP1_SEP | inventory | 2025-10-28 | C&D |  | - | 2026-03-07 | 2026-02-21 | 0
6100K016 | United_Cement : SWITCHGEAR - UNITED CEMENT | SWGR | ROH | 07959 | TOMMY HEAD SCREW FULL THREAD T21010/4X25 | 300 | 62 | 238 | free_stock | R14-I-1-KDP1_SEP | inventory | 2025-10-28 | C&D |  | - | 2026-03-07 | 2026-02-21 | 0
6100K016 | United_Cement : SWITCHGEAR - UNITED CEMENT | SWGR | ROH | 08222 | COUNTER SUNK SCREW 6X16 ACC T21030/6X16 | 4 | 4 | 0 | free_stock | R58-A-1-KDP1_SEP | inventory | 2025-10-28 | C&D |  | - | 2026-03-07 | 2026-02-21 | 0
6100K016 | United_Cement : SWITCHGEAR - UNITED CEMENT | SWGR | ROH | 09011 | LOCK NUT T21192/M3N - DIN 985 A2K | 20 | 20 | 0 | free_stock | R14-I-1-KDP1_SEP | inventory | 2025-10-28 | C&D |  | - | 2026-03-07 | 2026-02-21 | 0
6100K016 | United_Cement : SWITCHGEAR - UNITED CEMENT | SWGR | ROH | 09929 | STEEL SPRING WASHER ACC T22104/10 | 96 | 24 | 72 | free_stock | R14-I-1-KDP1_SEP | inventory | 2025-10-28 | C&D |  | - | 2026-03-07 | 2026-02-21 | 0
6100K016 | United_Cement : SWITCHGEAR - UNITED CEMENT | SWGR | ROH | 1201400000 | CRIMP CONTACTS 2.5mm2 (FEMALE) | 1 | 1 | 0 | free_stock | R13-S-1-KDP1_SEP | inventory | 2025-10-28 | LV |  | - | 2026-03-07 | 2026-02-21 | 0
6100K016 | United_Cement : SWITCHGEAR - UNITED CEMENT | SWGR | ROH | 12980 | COUNTERSUNK STEEL SCREW T21065/M6X14 | 70 | 6 | 64 | free_stock | R66-P-1-KDP1_SEP | inventory | 2025-10-28 | C&D |  | - | 2026-03-07 | 2026-02-21 | 0
6100K016 | United_Cement : SWITCHGEAR - UNITED CEMENT | SWGR | ROH | 13441 | TORQUES WRENCH | 1 | 1 | 0 | free_stock | R58-J-1-KDP1_SEP | inventory | 2025-10-28 | LAX |  | - | 2026-03-07 | 2026-02-21 | 0
6100K016 | United_Cement : SWITCHGEAR - UNITED CEMENT | SWGR | ROH | 013978 | TERMINAL ACC T34262/6Px2.5 7906090000 | 22 | 22 | 0 | free_stock | R57-J-1-1 | inventory | 2025-10-28 | C&D |  | - | 2026-03-07 | 2026-02-21 | 0
6100K016 | United_Cement : SWITCHGEAR - UNITED CEMENT | SWGR | ROH | 1420601 | BI-HEXAGON DEEP SOCKET SET | 1 | 1 | 0 | free_stock | R58-J-1-KDP1_SEP | inventory | 2025-10-28 | LAX |  | - | 2026-03-07 | 2026-02-21 | 0
6100K016 | United_Cement : SWITCHGEAR - UNITED CEMENT | SWGR | ROH | 1420630 | BI HEXAGON SOCKET SET of RATCHET | 1 | 1 | 0 | free_stock | R58-J-1-KDP1_SEP | inventory | 2025-10-28 | LAX |  | - | 2026-03-07 | 2026-02-21 | 0
6100K016 | United_Cement : SWITCHGEAR - UNITED CEMENT | SWGR | ROH | 1440146 | BALL END ALLEN KEY SET | 1 | 1 | 0 | free_stock | R58-J-1-KDP1_SEP | inventory | 2025-10-28 | LAX |  | - | 2026-03-07 | 2026-02-21 | 0
6100K016 | United_Cement : SWITCHGEAR - UNITED CEMENT | SWGR | ROH | 16304 | RIVET TT ALUMINUM T22213/5 | 45 | 12 | 33 | free_stock | R58-O-1-KDP1_SEP | inventory | 2025-10-28 | C&D |  | - | 2026-03-07 | 2026-02-21 | 0
6100K016 | United_Cement : SWITCHGEAR - UNITED CEMENT | SWGR | ROH | 1665260000 | HDC 16B DODQ 4BO IP65 COVER | 1 | 1 | 0 | free_stock | R57-J-1-1 | inventory | 2025-10-28 | LV |  | - | 2026-03-07 | 2026-02-21 | 0
6100K016 | United_Cement : SWITCHGEAR - UNITED CEMENT | SWGR | ROH | 1826800000 | INSERT FEMALE 32POLE TYPE-HDC HEE 32 FC . | 1 | 1 | 0 | free_stock | R57-J-1-1 | inventory | 2025-10-28 | LV |  | - | 2026-03-07 | 2026-02-21 | 0
6100K016 | United_Cement : SWITCHGEAR - UNITED CEMENT | SWGR | ROH | 1SFA611400R1001 | PILOT LIGHT#ML1-100R | 21 | 5 | 16 | free_stock | R14-B-1-KDP1_SEP | inventory | 2025-10-28 | LV |  | - | 2026-03-07 | 2026-02-21 | 0
6100K016 | United_Cement : SWITCHGEAR - UNITED CEMENT | SWGR | ROH | 1SFA611400R1001 | PILOT LIGHT#ML1-100R | 16 | 2 | 14 | free_stock | R16-I-1-KDP1_SEP | inventory | 2025-10-28 | LV |  | - | 2026-03-07 | 2026-02-21 | 0
6100K016 | United_Cement : SWITCHGEAR - UNITED CEMENT | SWGR | ROH | 1SFA611400R1001 | PILOT LIGHT#ML1-100R | 14 | 1 | 13 | 6100K019 | 1-1-1-1 | inventory | 2025-10-28 | LV |  | - | 2026-03-07 | 2026-02-21 | 0
6100K016 | United_Cement : SWITCHGEAR - UNITED CEMENT | SWGR | ROH | 1SFA611400R1002 | PILOT LIGHT#ML1-100G | 21 | 5 | 16 | free_stock | R14-B-1-KDP1_SEP | inventory | 2025-10-28 | LV |  | - | 2026-03-07 | 2026-02-21 | 0
6100K016 | United_Cement : SWITCHGEAR - UNITED CEMENT | SWGR | ROH | 1SFA611400R1002 | PILOT LIGHT#ML1-100G | 16 | 2 | 14 | free_stock | R16-I-1-KDP1_SEP | inventory | 2025-10-28 | LV |  | - | 2026-03-07 | 2026-02-21 | 0
6100K016 | United_Cement : SWITCHGEAR - UNITED CEMENT | SWGR | ROH | 1SFA611400R1002 | PILOT LIGHT#ML1-100G | 14 | 1 | 13 | 6100K019 | 1-1-1-1 | inventory | 2025-10-28 | LV |  | - | 2026-03-07 | 2026-02-21 | 0
6100K016 | United_Cement : SWITCHGEAR - UNITED CEMENT | SWGR | ROH | 1SFA611400R1003 | PILOT LIGHT#ML1-100Y | 24 | 1 | 23 | 6100K019 | 1-1-1-1 | inventory | 2025-10-28 | LV |  | - | 2026-03-07 | 2026-02-21 | 0
6100K016 | United_Cement : SWITCHGEAR - UNITED CEMENT | SWGR | ROH | 1SFA611621R1051 | LAMP BLOCK#MLBL-05R | 21 | 5 | 16 | free_stock | R14-B-1-KDP1_SEP | inventory | 2025-10-28 | LV |  | - | 2026-03-07 | 2026-02-21 | 0
6100K016 | United_Cement : SWITCHGEAR - UNITED CEMENT | SWGR | ROH | 1SFA611621R1051 | LAMP BLOCK#MLBL-05R | 16 | 2 | 14 | free_stock | R16-I-1-KDP1_SEP | inventory | 2025-10-28 | LV |  | - | 2026-03-07 | 2026-02-21 | 0
6100K016 | United_Cement : SWITCHGEAR - UNITED CEMENT | SWGR | ROH | 1SFA611621R1051 | LAMP BLOCK#MLBL-05R | 14 | 1 | 13 | 6100K019 | R14-B-1-KDP1_SEP | inventory | 2025-10-28 | LV |  | - | 2026-03-07 | 2026-02-21 | 0
6100K016 | United_Cement : SWITCHGEAR - UNITED CEMENT | SWGR | ROH | 1SFA611621R1051 | LAMP BLOCK#MLBL-05R | 13 | 1 | 12 | 6100K019 | R14-B-1-KDP1_SEP | consumption | 2025-10-13 | LV |  | - | 2026-03-07 | 2026-02-21 | 0 | [5 empty] | Work in Process Pick | 8069870
6100K016 | United_Cement : SWITCHGEAR - UNITED CEMENT | SWGR | ROH | 1SFA611621R1051 | LAMP BLOCK#MLBL-05R | 12 | 1 | 11 | 6100K019 | R14-B-1-KDP1_SEP | consumption | 2025-10-13 | LV |  | - | 2026-03-07 | 2026-02-21 | 0 | [5 empty] | Work in Process Pick | 8070534
6100K016 | United_Cement : SWITCHGEAR - UNITED CEMENT | SWGR | ROH | 1SFA611621R1052 | LAMP BLOCK#MLBL-05G | 21 | 5 | 16 | free_stock | R14-B-1-KDP1_SEP | inventory | 2025-10-28 | LV |  | - | 2026-03-07 | 2026-02-21 | 0
6100K016 | United_Cement : SWITCHGEAR - UNITED CEMENT | SWGR | ROH | 1SFA611621R1052 | LAMP BLOCK#MLBL-05G | 16 | 2 | 14 | free_stock | R16-I-1-KDP1_SEP | inventory | 2025-10-28 | LV |  | - | 2026-03-07 | 2026-02-21 | 0
6100K016 | United_Cement : SWITCHGEAR - UNITED CEMENT | SWGR | ROH | 1SFA611621R1052 | LAMP BLOCK#MLBL-05G | 14 | 1 | 13 | 6100K019 | 1-1-1-1 | inventory | 2025-10-28 | LV |  | - | 2026-03-07 | 2026-02-21 | 0
6100K016 | United_Cement : SWITCHGEAR - UNITED CEMENT | SWGR | ROH | 1SFA611621R1053 | LAMP BLOCK#MLBL-05Y | 24 | 1 | 23 | 6100K019 | 1-1-1-1 | inventory | 2025-10-28 | LV |  | - | 2026-03-07 | 2026-02-21 | 0
6100K016 | United_Cement : SWITCHGEAR - UNITED CEMENT | SWGR | ROH | 1VCR000474F0001 | BLOCK | 45 | 45 | 0 | 6100KDP01 | R56-P-1-K019_SEP | inventory | 2025-10-28 | C&D |  | - | 2026-03-07 | 2026-02-21 | 0
6100K016 | United_Cement : SWITCHGEAR - UNITED CEMENT | SWGR | ROH | 1VCR002416G0001 | LOCKUP ROD ASSEMBLY | 46 | 14 | 32 | free_stock | R14-I-1-KDP1_SEP | inventory | 2025-10-28 | C&D |  | - | 2026-03-07 | 2026-02-21 | 0
6100K016 | United_Cement : SWITCHGEAR - UNITED CEMENT | SWGR | ROH | 1VCR002416G0001 | LOCKUP ROD ASSEMBLY | 32 | 7 | 25 | 6100KDP01 | INC-1-1-K019_SEP | inventory | 2025-10-28 | C&D |  | - | 2026-03-07 | 2026-02-21 | 0
6100K016 | United_Cement : SWITCHGEAR - UNITED CEMENT | SWGR | ROH | 1VCR002416G0001 | LOCKUP ROD ASSEMBLY | 25 | 1 | 24 | free_stock | 1-1-1-1 | inventory | 2025-10-28 | C&D |  | - | 2026-03-07 | 2026-02-21 | 0
6100K016 | United_Cement : SWITCHGEAR - UNITED CEMENT | SWGR | ROH | 1VCR002416G0001 | LOCKUP ROD ASSEMBLY | 24 | 1 | 23 | 6100K019 | R14-I-1-KDP1_SEP | consumption | 2025-10-16 | C&D |  | - | 2026-03-07 | 2026-02-21 | 0 | [5 empty] | Work in Process Pick | 8144157
6100K016 | United_Cement : SWITCHGEAR - UNITED CEMENT | SWGR | ROH | 1VCR003760G0001 | CRANK FOR EARTHING SWITCH EK6 | 4 | 1 | 3 | 6100KDP01 | INC-1-1-K019_SEP | inventory | 2025-10-28 | C&D |  | - | 2026-03-07 | 2026-02-21 | 0
6100K016 | United_Cement : SWITCHGEAR - UNITED CEMENT | SWGR | ROH | 1VCR003760G0001 | CRANK FOR EARTHING SWITCH EK6 | 3 | 1 | 2 | free_stock | R14-I-1-KDP1_SEP | inventory | 2025-10-28 | C&D |  | - | 2026-03-07 | 2026-02-21 | 0
6100K016 | United_Cement : SWITCHGEAR - UNITED CEMENT | SWGR | ROH | 1VCR008770F0001 | BLOCK PIN | 184 | 64 | 120 | 6100KDP01 | R56-Q-1-K019_SEP | inventory | 2025-10-28 | C&D |  | - | 2026-03-07 | 2026-02-21 | 0
6100K016 | United_Cement : SWITCHGEAR - UNITED CEMENT | SWGR | ROH | 1VCR008770F0001 | BLOCK PIN | 120 | 16 | 104 | free_stock | 1-1-1-1 | inventory | 2025-10-28 | C&D |  | - | 2026-03-07 | 2026-02-21 | 0
6100K016 | United_Cement : SWITCHGEAR - UNITED CEMENT | SWGR | ROH | 1VCR008770F0001 | BLOCK PIN | 104 | 8 | 96 | 6100K019 | R59-P-1-KDP1_SEP | consumption | 2025-10-15 | C&D |  | - | 2026-03-07 | 2026-02-21 | 0 | [5 empty] | Work in Process Pick | 8117192
6100K016 | United_Cement : SWITCHGEAR - UNITED CEMENT | SWGR | ROH | 1VL7600349P0101 | SHROUD | 2 | 2 | 0 | 6100KDP01 | R56-I-1-K019_SEP | inventory | 2025-10-28 | C&D |  | - | 2026-03-07 | 2026-02-21 | 0
6100K016 | United_Cement : SWITCHGEAR - UNITED CEMENT | SWGR | ROH | 1VL7601387P0101 | TIE ROD (CB COMPRTMENT DOOR,W800)Short | 23 | 23 | 0 | free_stock | R59-P-1-KDP1_SEP | inventory | 2025-10-28 | C&D |  | - | 2026-03-07 | 2026-02-21 | 0
6100K016 | United_Cement : SWITCHGEAR - UNITED CEMENT | SWGR | ROH | 1VL7601389P0101 | TIE ROD (CB COMPRTMENT DOOR,W800)Long | 23 | 23 | 0 | free_stock | R59-P-1-KDP1_SEP | inventory | 2025-10-28 | C&D |  | - | 2026-03-07 | 2026-02-21 | 0
6100K016 | United_Cement : SWITCHGEAR - UNITED CEMENT | SWGR | ROH | 1VL7602006R0101 | TIE ROD W800 CABLE COMPT. | 46 | 18 | 28 | 6100KDP01 | R56-Q-1-K019_SEP | inventory | 2025-10-28 | C&D |  | - | 2026-03-07 | 2026-02-21 | 0
6100K016 | United_Cement : SWITCHGEAR - UNITED CEMENT | SWGR | ROH | 1VL7602006R0101 | TIE ROD W800 CABLE COMPT. | 28 | 2 | 26 | free_stock | 1-1-1-1 | inventory | 2025-10-28 | C&D |  | - | 2026-03-07 | 2026-02-21 | 0
6100K016 | United_Cement : SWITCHGEAR - UNITED CEMENT | SWGR | ROH | 1VL7608266P0101 | CONNECTION PIECE tublar GCE8005046R0101 | 30 | 12 | 18 | free_stock | INC-1-1-KDP1_SEP | inventory | 2025-10-28 | B |  | - | 2026-03-07 | 2026-02-21 | 0
6100K016 | United_Cement : SWITCHGEAR - UNITED CEMENT | SWGR | ROH | 1YAB000002-FDV | MIMIC DIAGRAM, INCOMER-2W,VT | 2 | 2 | 0 | free_stock | INC-1-1-KDP1_SEP | inventory | 2025-10-28 | LV |  | - | 2026-03-07 | 2026-02-21 | 0
6100K016 | United_Cement : SWITCHGEAR - UNITED CEMENT | SWGR | ROH | 1YAB000007-BME | MIMIC, BUS MET. & EARTHING-2W,VT | 1 | 1 | 0 | free_stock | WH2-1-1-KDP1_SEP | inventory | 2025-10-28 | LV |  | - | 2026-03-07 | 2026-02-21 | 0
6100K016 | United_Cement : SWITCHGEAR - UNITED CEMENT | SWGR | ROH | 1YAB000009-BRM | MIMIC , BUS RISER & MET.-2W,VT | 1 | 1 | 0 | free_stock | 1-1-1-1 | inventory | 2025-10-28 | LV |  | - | 2026-03-07 | 2026-02-21 | 0
6100K016 | United_Cement : SWITCHGEAR - UNITED CEMENT | SWGR | ROH | 1YAB010005P0102 | SHROUD, LEFT W1000 | 12 | 9 | 3 | free_stock | R59-Q-1-KDP1_SEP | inventory | 2025-10-28 | C&D |  | - | 2026-03-07 | 2026-02-21 | 0
6100K016 | United_Cement : SWITCHGEAR - UNITED CEMENT | SWGR | ROH | 1YAB010005P0103 | SHROUD, LEFT W800 | 48 | 8 | 40 | 6100KDP01 | R56-Q-1-K019_SEP | inventory | 2025-10-28 | C&D |  | - | 2026-03-07 | 2026-02-21 | 0
6100K016 | United_Cement : SWITCHGEAR - UNITED CEMENT | SWGR | ROH | 1YAB010005P0103 | SHROUD, LEFT W800 | 40 | 3 | 37 | free_stock | 1-1-1-1 | inventory | 2025-10-28 | C&D |  | - | 2026-03-07 | 2026-02-21 | 0
6100K016 | United_Cement : SWITCHGEAR - UNITED CEMENT | SWGR | ROH | 1YAB010006P0102 | SHROUD, RIGHT W1000 | 12 | 9 | 3 | free_stock | R59-Q-1-KDP1_SEP | inventory | 2025-10-28 | C&D |  | - | 2026-03-07 | 2026-02-21 | 0
6100K016 | United_Cement : SWITCHGEAR - UNITED CEMENT | SWGR | ROH | 1YAB010006P0103 | SHROUD, RIGHT W800 | 48 | 8 | 40 | 6100KDP01 | R56-Q-1-K019_SEP | inventory | 2025-10-28 | C&D |  | - | 2026-03-07 | 2026-02-21 | 0
6100K016 | United_Cement : SWITCHGEAR - UNITED CEMENT | SWGR | ROH | 1YAB010006P0103 | SHROUD, RIGHT W800 | 40 | 3 | 37 | free_stock | 1-1-1-1 | inventory | 2025-10-28 | C&D |  | - | 2026-03-07 | 2026-02-21 | 0
6100K016 | United_Cement : SWITCHGEAR - UNITED CEMENT | SWGR | ROH | 1YAB010012P0102 | Copper earthing bar 12.5 x 4.0 mm | 23 | 23 | 0 | free_stock | R15-A-1-KDP1_SEP | inventory | 2025-10-28 | C&D |  | - | 2026-03-07 | 2026-02-21 | 0
6100K016 | United_Cement : SWITCHGEAR - UNITED CEMENT | SWGR | ROH | 1YAB010072P0101P | CONTACT PIN 35 DIA, 90L | 84 | 84 | 0 | free_stock | INC-1-1-KDP1_SEP | inventory | 2025-10-28 | B |  | - | 2026-03-07 | 2026-02-21 | 0
6100K016 | United_Cement : SWITCHGEAR - UNITED CEMENT | SWGR | ROH | 1YAB010137P0100 | EDGE PROTECTION (FLEXIBLE)DIRAK 209-0812 | 93.65 | 65.36 | 28.29 | free_stock | R16-L-1-1 | inventory | 2025-10-28 | C&D |  | - | 2026-03-07 | 2026-02-21 | 0
6100K016 | United_Cement : SWITCHGEAR - UNITED CEMENT | SWGR | ROH | 1YAB010137P0100 | EDGE PROTECTION (FLEXIBLE)DIRAK 209-0812 | 28.29 | 28.29 | 0 |  | R16-L-1-K019_SEP | consumption | 2025-10-14 | C&D |  | - | 2026-03-07 | 2026-02-21 | 0 | [5 empty] | Subinventory Transfer | 8109209
6100K016 | United_Cement : SWITCHGEAR - UNITED CEMENT | SWGR | ROH | 1YAB010138P0103 | PROTECTIVE COVER W1000 | 5 | 2 | 3 | free_stock | R59-Q-1-KDP1_SEP | inventory | 2025-10-28 | C&D |  | - | 2026-03-07 | 2026-02-21 | 0
6100K016 | United_Cement : SWITCHGEAR - UNITED CEMENT | SWGR | ROH | 1YAB010138P0120 | Cover for push button rod | 21 | 21 | 0 | 6100KDP01 | R56-P-1-K019_SEP | inventory | 2025-10-28 | C&D |  | - | 2026-03-07 | 2026-02-21 | 0
6100K016 | United_Cement : SWITCHGEAR - UNITED CEMENT | SWGR | ROH | 1YAB010241P0104 | HEX. BOLT M10X40 POLYAMIDE | 24 | 6 | 18 | free_stock | R58-O-1-KDP1_SEP | inventory | 2025-10-28 | C&D |  | - | 2026-03-07 | 2026-02-21 | 0
6100K016 | United_Cement : SWITCHGEAR - UNITED CEMENT | SWGR | ROH | 1YAB010366P0109 | Self tapping screw pan head M4x5mm SS | 1150 | 1150 | 0 | free_stock | R13-S-1-K006_SEP | inventory | 2025-10-28 | LV |  | - | 2026-03-07 | 2026-02-21 | 0
6100K016 | United_Cement : SWITCHGEAR - UNITED CEMENT | SWGR | ROH | 1YAB010378P0110 | SEC.FEMALE CONTACTS 1.5,W.SLEEVES 50X | 1200 | 250 | 950 | 6100KDP01 | R56-P-1-K019_SEP | inventory | 2025-10-28 | C&D |  | - | 2026-03-07 | 2026-02-21 | 0
6100K016 | United_Cement : SWITCHGEAR - UNITED CEMENT | SWGR | ROH | 1YAB010378P0111 | SEC. PIN MALE 1.5 MMZS1 | 150 | 150 | 0 | 6100KDP01 | R56-P-1-K019_SEP | inventory | 2025-10-28 | C&D |  | - | 2026-03-07 | 2026-02-21 | 0
6100K016 | United_Cement : SWITCHGEAR - UNITED CEMENT | SWGR | ROH | 1YAB010378P0112 | SEC. FEMALE CONTACT PIN 2.5MM | 900 | 100 | 800 | 6100KDP01 | R56-P-1-K019_SEP | inventory | 2025-10-28 | C&D |  | - | 2026-03-07 | 2026-02-21 | 0
6100K016 | United_Cement : SWITCHGEAR - UNITED CEMENT | SWGR | ROH | 1YAB010378P0113 | PIN,CONTACT MALE 2.5 | 100 | 100 | 0 | 6100KDP01 | R56-P-1-K019_SEP | inventory | 2025-10-28 | C&D |  | - | 2026-03-07 | 2026-02-21 | 0
6100K016 | United_Cement : SWITCHGEAR - UNITED CEMENT | SWGR | ROH | 1YAB010378P0116 | Lugs, Sleeve 4.0/9mm ( W/O Ins.) 3200302 | 1150 | 1150 | 0 | free_stock | R58-O-1-KDP1_SEP | inventory | 2025-10-28 | LV |  | - | 2026-03-07 | 2026-02-21 | 0
6100K016 | United_Cement : SWITCHGEAR - UNITED CEMENT | SWGR | ROH | 1YAB010402R0104 | LABELS FOR SHUTTERS BUSBAR-1,2,3-B/S,B/R | 1 | 1 | 0 | free_stock | WH2-1-1-KDP1_SEP | inventory | 2025-10-28 | C&D |  | - | 2026-03-07 | 2026-02-21 | 0
6100K016 | United_Cement : SWITCHGEAR - UNITED CEMENT | SWGR | ROH | 1YAB010491P0101 | FLEX. CABLE,70MM.SQ, PVC 85 YEL/GRN,85°C | 0.38753 | 0.38753 | 0 | free_stock | R57-A-1-KDP1_SEP | inventory | 2025-10-28 | C&D |  | - | 2026-03-07 | 2026-02-21 | 0
6100K016 | United_Cement : SWITCHGEAR - UNITED CEMENT | SWGR | ROH | 1YAB5112XFS00000 | VT 3Nos PRIMARY FUSE 17.5kV, 3A, SIBA | 12 | 6 | 6 | free_stock | R14-B-1-KDP1_SEP | inventory | 2025-10-28 | LV |  | - | 2026-03-07 | 2026-02-21 | 0
6100K016 | United_Cement : SWITCHGEAR - UNITED CEMENT | SWGR | ROH | 1YAB5112XFS00000 | VT 3Nos PRIMARY FUSE 17.5kV, 3A, SIBA | 6 | 3 | 3 | 6100K019 | R13-S-1-KDP1_SEP | inventory | 2025-10-28 | LV |  | - | 2026-03-07 | 2026-02-21 | 0
6100K016 | United_Cement : SWITCHGEAR - UNITED CEMENT | SWGR | ROH | 1YAB5112XFS00000 | VT 3Nos PRIMARY FUSE 17.5kV, 3A, SIBA | 3 | 3 | 0 | 6100K019 | R13-S-1-KDP1_SEP | consumption | 2025-10-15 | LV |  | - | 2026-03-07 | 2026-02-21 | 0 | [5 empty] | Work in Process Pick | 8129018
6100K016 | United_Cement : SWITCHGEAR - UNITED CEMENT | SWGR | ROH | 1YAB52322VW60N00 | VD4/PW 171225-p210-125VDC-ZS1 | 12 | 12 | 0 | free_stock | INC-1-1-KDP1_SEP | inventory | 2025-10-28 | A |  | - | 2026-03-07 | 2026-02-21 | 0
6100K016 | United_Cement : SWITCHGEAR - UNITED CEMENT | SWGR | ROH | 1YAB52371V06CN00 | VD4/P 173225-p275-125VDC (1VCD400222) | 5 | 2 | 3 | free_stock | INC-1-1-KDP1_SEP | inventory | 2025-10-28 | A |  | - | 2026-03-07 | 2026-02-21 | 0
6100K016 | United_Cement : SWITCHGEAR - UNITED CEMENT | SWGR | ROH | 1YAB52371V06CN00 | VD4/P 173225-p275-125VDC (1VCD400222) | 3 | 1 | 2 | 6100K019 | INC-1-1-KDP1_SEP | inventory | 2025-10-28 | A |  | - | 2026-03-07 | 2026-02-21 | 0
6100K016 | United_Cement : SWITCHGEAR - UNITED CEMENT | SWGR | ROH | 1YAB5310XFAXXN28 | REF 620_NBFNAAAANEA1BNN11G | 23 | 1 | 22 | 6100K019 | R16-L-1-K019_SEP | consumption | 2025-10-16 | A |  | - | 2026-03-07 | 2026-02-21 | 0 | [5 empty] | Work in Process Pick | 8150335
6100K016 | United_Cement : SWITCHGEAR - UNITED CEMENT | SWGR | ROH | 1YAB5320XDB1XN01 | CEWE Elite 440-448 | 21 | 6 | 15 | free_stock | R16-B-1-K019_SEP | inventory | 2025-10-28 | LV |  | - | 2026-03-07 | 2026-02-21 | 0
6100K016 | United_Cement : SWITCHGEAR - UNITED CEMENT | SWGR | ROH | 1YAB5320XDB1XN01 | CEWE Elite 440-448 | 15 | 1 | 14 | free_stock | 1-1-1-1 | inventory | 2025-10-28 | LV |  | - | 2026-03-07 | 2026-02-21 | 0
6100K016 | United_Cement : SWITCHGEAR - UNITED CEMENT | SWGR | ROH | LL10-W | ABB_LL10-W / LL10-W, AC/DC90-264V 50/60HZ | 23 | 23 | 0 | 6100K012B | 1-1-1-1 | inventory | 2025-10-28 | LV | Automated: Replaced 1YAB53301XIX0000 by LL10-W. | - | 2026-03-07 | 2026-02-21 | 0
6100K016 | United_Cement : SWITCHGEAR - UNITED CEMENT | SWGR | ROH | 1YAB53303XRX0000 | THERMOSTAT 24,48,60,115 & 230V,SK 3110 | 23 | 18 | 5 | 6100KDP01 | R16-B-1-K019_SEP | inventory | 2025-10-28 | LV |  | - | 2026-03-07 | 2026-02-21 | 0
6100K016 | United_Cement : SWITCHGEAR - UNITED CEMENT | SWGR | ROH | 1YAB53303XRX0000 | THERMOSTAT 24,48,60,115 & 230V,SK 3110 | 5 | 2 | 3 | free_stock | 1-1-1-1 | inventory | 2025-10-28 | LV |  | - | 2026-03-07 | 2026-02-21 | 0
6100K016 | United_Cement : SWITCHGEAR - UNITED CEMENT | SWGR | ROH | 1YAB5331XXCX0220 | OFF-EMER-LOCAL-REMOTE 4P4P, PADLCK (COM) | 16 | 4 | 12 | free_stock | R13-S-1-KDP1_SEP | inventory | 2025-10-28 | LV |  | - | 2026-03-07 | 2026-02-21 | 0
6100K016 | United_Cement : SWITCHGEAR - UNITED CEMENT | SWGR | ROH | 1YAB5334XXAX1000 | FT-1 SW-Type 129A514G01 | 23 | 23 | 0 | free_stock | R58-O-1-KDP1_SEP | inventory | 2025-10-28 | LV |  | - | 2026-03-07 | 2026-02-21 | 0
6100K016 | United_Cement : SWITCHGEAR - UNITED CEMENT | SWGR | ROH | 1YAB5334XXAX2000 | RTXP 8, RK 926 002-AG (8P) | 21 | 21 | 0 | free_stock | R14-B-1-KDP1_SEP | inventory | 2025-10-28 | LV |  | - | 2026-03-07 | 2026-02-21 | 0
6100K016 | United_Cement : SWITCHGEAR - UNITED CEMENT | SWGR | ROH | 1YAB5334XXAX2100 | RTXP18, RK 926 115-BF | 21 | 21 | 0 | free_stock | R14-B-1-KDP1_SEP | inventory | 2025-10-28 | LV |  | - | 2026-03-07 | 2026-02-21 | 0
6100K016 | United_Cement : SWITCHGEAR - UNITED CEMENT | SWGR | ROH | 1YAB5334XXAX2200 | RTXP18 TEST SW-TYPE RK 926 115-AN (18P) | 6 | 6 | 0 | free_stock | R14-B-1-KDP1_SEP | inventory | 2025-10-28 | LV |  | - | 2026-03-07 | 2026-02-21 | 0
6100K016 | United_Cement : SWITCHGEAR - UNITED CEMENT | SWGR | ROH | 1YAB5334XXAX2300 | RTXP18, RK 926 115-AH | 2 | 2 | 0 | free_stock | R14-B-1-KDP1_SEP | inventory | 2025-10-28 | LV |  | - | 2026-03-07 | 2026-02-21 | 0
6100K016 | United_Cement : SWITCHGEAR - UNITED CEMENT | SWGR | ROH | 1YAB5335XXAX1200 | COMBIFLEX TERMINAL BASE RX4 (4U 12C) | 48 | 48 | 0 | free_stock | R14-B-1-KDP1_SEP | inventory | 2025-10-28 | LV |  | - | 2026-03-07 | 2026-02-21 | 0
6100K016 | United_Cement : SWITCHGEAR - UNITED CEMENT | SWGR | ROH | 1YAB5336XXAA2E00 | MCB 3A AC -2P,2CDS252001R0317 | 3 | 1 | 2 | free_stock | R16-L-1-KDP1_SEP | inventory | 2025-10-28 | LV |  | - | 2026-03-07 | 2026-02-21 | 0
6100K016 | United_Cement : SWITCHGEAR - UNITED CEMENT | SWGR | ROH | 1YAB5336XXAA3F00 | MCB S203-K 4 MC -3P 2CDS253001R0337 | 73 | 73 | 0 | free_stock | R16-L-1-KDP1_SEP | inventory | 2025-10-28 | LV |  | - | 2026-03-07 | 2026-02-21 | 0
6100K016 | United_Cement : SWITCHGEAR - UNITED CEMENT | SWGR | ROH | 1YAB5336XXAA3I00 | MCB 10A AC -3P - 2CDS253001R0427 | 8 | 8 | 0 | free_stock | R14-B-1-KDP1_SEP | inventory | 2025-10-28 | LV |  | - | 2026-03-07 | 2026-02-21 | 0
6100K016 | United_Cement : SWITCHGEAR - UNITED CEMENT | SWGR | ROH | 1YAB5336XXACH000 | Aux contact 1NO+1NC MCB -2CDS200936R0001 | 169 | 17 | 152 | 6100K019 | 1-1-1-1 | inventory | 2025-10-28 | LV |  | - | 2026-03-07 | 2026-02-21 | 0
6100K016 | United_Cement : SWITCHGEAR - UNITED CEMENT | SWGR | ROH | 1YAB5336XXACH000 | Aux contact 1NO+1NC MCB -2CDS200936R0001 | 152 | 8 | 144 | free_stock | R16-L-1-KDP1_SEP | inventory | 2025-10-28 | LV |  | - | 2026-03-07 | 2026-02-21 | 0
6100K016 | United_Cement : SWITCHGEAR - UNITED CEMENT | SWGR | ROH | 1YAB5336XXACH000 | Aux contact 1NO+1NC MCB -2CDS200936R0001 | 144 | 16 | 128 | 6100K019 | R16-L-1-KDP1_SEP | consumption | 2025-10-13 | LV |  | - | 2026-03-07 | 2026-02-21 | 0 | [5 empty] | Work in Process Pick | 8071523
6100K016 | United_Cement : SWITCHGEAR - UNITED CEMENT | SWGR | ROH | 1YAB5336XXACJ000 | S2C-H01 - 1NC- Bottom Auxiliary Contact 2CDS200970R0031 | 50 | 25 | 25 | free_stock | R16-L-1-KDP1_SEP | inventory | 2025-10-28 | LV |  | - | 2026-03-07 | 2026-02-21 | 0
6100K016 | United_Cement : SWITCHGEAR - UNITED CEMENT | SWGR | ROH | 1YAB5336XXACJ000 | S2C-H01 - 1NC- Bottom Auxiliary Contact 2CDS200970R0031 | 25 | 15 | 10 | 6100K019 | 1-1-1-1 | inventory | 2025-10-28 | LV |  | - | 2026-03-07 | 2026-02-21 | 0
6100K016 | United_Cement : SWITCHGEAR - UNITED CEMENT | SWGR | ROH | 1YAB5340XBLXXN00 | MVAJ101 RA 0802_ 125VDC (8 NO + 2 NC) | 2 | 2 | 0 | free_stock | R16-L-1-K019_SEP | inventory | 2025-10-28 | LV |  | - | 2026-03-07 | 2026-02-21 | 0
6100K016 | United_Cement : SWITCHGEAR - UNITED CEMENT | SWGR | ROH | 1YAB5340XCHXXN00 | LOCKOUT RELAY (86) TYPE 7805F-70-280VDC | 21 | 21 | 0 | free_stock | R14-I-1-KDP1_SEP | inventory | 2025-10-28 | LV |  | - | 2026-03-07 | 2026-02-21 | 0
6100K016 | United_Cement : SWITCHGEAR - UNITED CEMENT | SWGR | ROH | 1YAB5340XDAXXN00 | RXMVB 4, RK 251 401-AP | 5 | 1 | 4 | free_stock | 1-1-1-1 | inventory | 2025-10-28 | LV |  | - | 2026-03-07 | 2026-02-21 | 0
6100K016 | United_Cement : SWITCHGEAR - UNITED CEMENT | SWGR | ROH | 1YAB5340XDAXXN01 | RXMVB2, RK 251 204-AP | 8 | 8 | 0 | free_stock | R16-B-1-K019_SEP | inventory | 2025-10-28 | LV |  | - | 2026-03-07 | 2026-02-21 | 0
6100K016 | United_Cement : SWITCHGEAR - UNITED CEMENT | SWGR | ROH | 1YAB5340XEAXXN00 | RXMB1 6NO_110-125VDC-1MRK 000 863-AN | 10 | 2 | 8 | free_stock | 1-1-1-1 | inventory | 2025-10-28 | LV |  | - | 2026-03-07 | 2026-02-21 | 0
6100K016 | United_Cement : SWITCHGEAR - UNITED CEMENT | SWGR | ROH | 1YAB5340XFAXXN00 | DIN Timer (RXKL1, TYPE: 1MRK 000 066-AB) | 3 | 1 | 2 | free_stock | R16-B-1-K019_SEP | inventory | 2025-10-28 | LV |  | - | 2026-03-07 | 2026-02-21 | 0
6100K016 | United_Cement : SWITCHGEAR - UNITED CEMENT | SWGR | ROH | 1YAB5340XIAXXN00 | RXSF1_DC110-125V-MV RK 271 019-AN | 67 | 43 | 24 | free_stock | R14-L-1-KDP1_SEP | inventory | 2025-10-28 | LV |  | - | 2026-03-07 | 2026-02-21 | 0
6100K016 | United_Cement : SWITCHGEAR - UNITED CEMENT | SWGR | ROH | 1YAB5340XIAXXN00 | RXSF1_DC110-125V-MV RK 271 019-AN | 24 | 3 | 21 | 6100K019 | 1-1-1-1 | inventory | 2025-10-28 | LV |  | - | 2026-03-07 | 2026-02-21 | 0
6100K016 | United_Cement : SWITCHGEAR - UNITED CEMENT | SWGR | ROH | 1YAB5350XSABB000 | FLEX.CABLE,1/C,1.5MM BLUE ATC,105 Deg C | 50.3282 | 50.3282 | 0 | free_stock | R56-F-1-KDP1_SEP | inventory | 2025-10-28 | LV |  | - | 2026-03-07 | 2026-02-21 | 0
6100K016 | United_Cement : SWITCHGEAR - UNITED CEMENT | SWGR | ROH | 1YAB5350XSABC000 | FLEX.CABLE,1/C,1.5MM BLACK ATC,105 Deg C | 16.3567 | 16.3567 | 0 | free_stock | R56-N-1-KDP1_SEP | inventory | 2025-10-28 | LV |  | - | 2026-03-07 | 2026-02-21 | 0
6100K016 | United_Cement : SWITCHGEAR - UNITED CEMENT | SWGR | ROH | 1YAB5350XSABD000 | FLEX.CABLE,1/C,1.5MM GREY ATC,105 Deg C | 0.54705 | 0.54705 | 0 | free_stock | R56-H-1-KDP1_SEP | inventory | 2025-10-28 | C&D |  | - | 2026-03-07 | 2026-02-21 | 0
6100K016 | United_Cement : SWITCHGEAR - UNITED CEMENT | SWGR | ROH | 1YAB5350XSABD000 | FLEX.CABLE,1/C,1.5MM GREY ATC,105 Deg C | 377.4617 | 377.4617 | 0 | free_stock | R56-H-1-KDP1_SEP | inventory | 2025-10-28 | LV |  | - | 2026-03-07 | 2026-02-21 | 0
6100K016 | United_Cement : SWITCHGEAR - UNITED CEMENT | SWGR | ROH | 1YAB5350XSABR010 | FLEX.CABLE,1/C,1.5MM RED C,105 Deg C | 16.3567 | 16.3567 | 0 | free_stock | R56-K-1-KDP1_SEP | inventory | 2025-10-28 | LV |  | - | 2026-03-07 | 2026-02-21 | 0
6100K016 | United_Cement : SWITCHGEAR - UNITED CEMENT | SWGR | ROH | 1YAB5350XSACB010 | FLEX.CABLE,1/C,2.5MM BLUE ATC,105 Deg C | 67.9431 | 67.9431 | 0 | free_stock | R56-A-1-KDP1_SEP | inventory | 2025-10-28 | LV |  | - | 2026-03-07 | 2026-02-21 | 0
6100K016 | United_Cement : SWITCHGEAR - UNITED CEMENT | SWGR | ROH | 1YAB5350XSACC010 | FLEX.CABLE,1/C,2.5MM BLACK ATC,105 Deg C | 42.779 | 42.779 | 0 | free_stock | NEW.FLR-1-1-KDP1_SEP | inventory | 2025-10-28 | LV |  | - | 2026-03-07 | 2026-02-21 | 0
6100K016 | United_Cement : SWITCHGEAR - UNITED CEMENT | SWGR | ROH | 1YAB5350XSACD010 | FLEX.CABLE,1/C,2.5MM GREY ATC,105 Deg C | 12.5821 | 12.5821 | 0 | 6100KDP01 | R56-I-1-KDP1_SEP | consumption | 2025-06-28 | LV |  | - | 2026-03-07 | 2026-02-21 | 0 | [5 empty] | Miscellaneous issue | 6172962
6100K016 | United_Cement : SWITCHGEAR - UNITED CEMENT | SWGR | ROH | 1YAB5350XSACN010 | FLEX.CABLE,1/C,2.5MM YE/GN ATC,105 Deg C | 0.054705 | 0.054705 | 0 | free_stock | R57-P-1-KDP1_SEP | inventory | 2025-10-28 | C&D |  | - | 2026-03-07 | 2026-02-21 | 0
6100K016 | United_Cement : SWITCHGEAR - UNITED CEMENT | SWGR | ROH | 1YAB5350XSACN010 | FLEX.CABLE,1/C,2.5MM YE/GN ATC,105 Deg C | 12.5821 | 12.5821 | 0 | free_stock | R57-P-1-KDP1_SEP | inventory | 2025-10-28 | LV |  | - | 2026-03-07 | 2026-02-21 | 0
6100K016 | United_Cement : SWITCHGEAR - UNITED CEMENT | SWGR | ROH | 1YAB5350XSACR010 | FLEX.CABLE,1/C,2.5MM RED ATC,105 Deg C | 67.9431 | 67.9431 | 0 | free_stock | NEW.FLR-1-1-KDP1_SEP | inventory | 2025-10-28 | LV |  | - | 2026-03-07 | 2026-02-21 | 0
6100K016 | United_Cement : SWITCHGEAR - UNITED CEMENT | SWGR | ROH | 1YAB5350XSACY010 | FLEX.CABLE,1/C,2.5MM YELLOW ATC,90 Deg C | 67.9431 | 67.9431 | 0 | free_stock | R57-K-1-KDP1_SEP | inventory | 2025-10-28 | LV |  | - | 2026-03-07 | 2026-02-21 | 0
6100K016 | United_Cement : SWITCHGEAR - UNITED CEMENT | SWGR | ROH | 1YAB5350XSADB020 | FLEX.CABLE,1/C,4MM BLUE ATC,105 Deg C | 3.7746 | 3.7746 | 0 | free_stock | R57-H-1-KDP1_SEP | inventory | 2025-10-28 | LV |  | - | 2026-03-07 | 2026-02-21 | 0
6100K016 | United_Cement : SWITCHGEAR - UNITED CEMENT | SWGR | ROH | 1YAB5350XSADC020 | FLEX.CABLE,1/C,4MM BLACK ATC,105 Deg C | 5.0328 | 5.0328 | 0 | free_stock | R57-N-1-KDP1_SEP | inventory | 2025-10-28 | LV |  | - | 2026-03-07 | 2026-02-21 | 0
6100K016 | United_Cement : SWITCHGEAR - UNITED CEMENT | SWGR | ROH | 1YAB5350XSADD020 | FLEX.CABLE,1/C,4MM GREY ATC,105 Deg C | 5.0328 | 5.0328 | 0 | free_stock | R60-C-1-KDP1_SEP | inventory | 2025-10-28 | LV |  | - | 2026-03-07 | 2026-02-21 | 0
6100K016 | United_Cement : SWITCHGEAR - UNITED CEMENT | SWGR | ROH | 1YAB5350XSADR020 | FLEX.CABLE,1/C,4MM RED ATC,105 Deg C | 3.7746 | 3.7746 | 0 | free_stock | R57-C-1-KDP1_SEP | inventory | 2025-10-28 | LV |  | - | 2026-03-07 | 2026-02-21 | 0
6100K016 | United_Cement : SWITCHGEAR - UNITED CEMENT | SWGR | ROH | 1YAB5350XSADY020 | FLEX.CABLE,1/C,4MM YELLOW ATC,105 Deg C | 3.7746 | 3.7746 | 0 | free_stock | R57-F-1-KDP1_SEP | inventory | 2025-10-28 | LV |  | - | 2026-03-07 | 2026-02-21 | 0
6100K016 | United_Cement : SWITCHGEAR - UNITED CEMENT | SWGR | ROH | 1YAB5355AAB0001 | Terminal Block OTTA 6-T-P/P - 0790462 | 1878 | 1878 | 0 | 6100K023 | R53-R-1-K013_SEP | inventory | 2025-10-28 | LV |  | - | 2026-03-07 | 2026-02-21 | 0
6100K016 | United_Cement : SWITCHGEAR - UNITED CEMENT | SWGR | ROH | 1YAB5355ABA0001 | Terminal Block,6SWG, :Lugs,D-6/8.ST1.RS | 1035 | 145 | 890 | 6100KDP01 | R16-B-1-K019_SEP | inventory | 2025-10-28 | LV |  | - | 2026-03-07 | 2026-02-21 | 0
6100K016 | United_Cement : SWITCHGEAR - UNITED CEMENT | SWGR | ROH | 1YAB5355ABA0001 | Terminal Block,6SWG, :Lugs,D-6/8.ST1.RS | 890 | 45 | 845 | free_stock | 1-1-1-1 | inventory | 2025-10-28 | LV |  | - | 2026-03-07 | 2026-02-21 | 0
6100K016 | United_Cement : SWITCHGEAR - UNITED CEMENT | SWGR | ROH | 1YAB5355ABA0001 | Terminal Block,6SWG, :Lugs,D-6/8.ST1.RS | 845 | 43 | 802 | 6100K019 | R66-H-1-KDP1_SEP | inventory | 2025-10-28 | LV |  | - | 2026-03-07 | 2026-02-21 | 0
6100K016 | United_Cement : SWITCHGEAR - UNITED CEMENT | SWGR | ROH | 1YAB5355ABA0001 | Terminal Block,6SWG, :Lugs,D-6/8.ST1.RS | 802 | 2 | 800 | 6100K019 | R59-G-1-1 | inventory | 2025-10-28 | LV |  | - | 2026-03-07 | 2026-02-21 | 0
6100K016 | United_Cement : SWITCHGEAR - UNITED CEMENT | SWGR | ROH | 1YAB5355ABA0001 | Terminal Block,6SWG, :Lugs,D-6/8.ST1.RS | 800 | 45 | 755 | 6100K019 | R66-H-1-KDP1_SEP | consumption | 2025-10-13 | LV |  | - | 2026-03-07 | 2026-02-21 | 0 | [5 empty] | Work in Process Pick | 8069104
6100K016 | United_Cement : SWITCHGEAR - UNITED CEMENT | SWGR | ROH | 1YAB5355ABA0001 | Terminal Block,6SWG, :Lugs,D-6/8.ST1.RS | 755 | 45 | 710 | 6100K019 | R66-H-1-KDP1_SEP | consumption | 2025-10-13 | LV |  | - | 2026-03-07 | 2026-02-21 | 0 | [5 empty] | Work in Process Pick | 8070558
6100K016 | United_Cement : SWITCHGEAR - UNITED CEMENT | SWGR | ROH | 1YAB5355ABA0001 | Terminal Block,6SWG, :Lugs,D-6/8.ST1.RS | 710 | 47 | 663 | 6100K019 | R66-H-1-KDP1_SEP | consumption | 2025-10-14 | LV |  | - | 2026-03-07 | 2026-02-21 | 0 | [5 empty] | Subinventory Transfer | 8109211
6100K016 | United_Cement : SWITCHGEAR - UNITED CEMENT | SWGR | ROH | 1YAB5355ABA0001 | Terminal Block,6SWG, :Lugs,D-6/8.ST1.RS | 663 | 45 | 618 | 6100K019 | R66-H-1-KDP1_SEP | consumption | 2025-10-15 | LV |  | - | 2026-03-07 | 2026-02-21 | 0 | [5 empty] | Work in Process Pick | 8131187
6100K016 | United_Cement : SWITCHGEAR - UNITED CEMENT | SWGR | ROH | 1YAB5355AEA0001 | M 6/8.RS (SpringLoaded) 1SNA115685R1200 | 965 | 49 | 916 | free_stock | R13-S-1-KDP1_SEP | inventory | 2025-10-28 | LV |  | - | 2026-03-07 | 2026-02-21 | 0
6100K016 | United_Cement : SWITCHGEAR - UNITED CEMENT | SWGR | ROH | 1YAB5355AEA0001 | M 6/8.RS (SpringLoaded) 1SNA115685R1200 | 916 | 47 | 869 | 6100K019 | 1-1-1-1 | inventory | 2025-10-28 | LV |  | - | 2026-03-07 | 2026-02-21 | 0
6100K016 | United_Cement : SWITCHGEAR - UNITED CEMENT | SWGR | ROH | 1YAB5355AEA1112 | M 4/6.RS- SpringLoaded 1SNA115930R1300 | 7252 | 1108 | 6144 | free_stock | PLT-1-1-KDP1_SEP | inventory | 2025-10-28 | LV |  | - | 2026-03-07 | 2026-02-21 | 0
6100K016 | United_Cement : SWITCHGEAR - UNITED CEMENT | SWGR | ROH | 1YAB5355AEA1112 | M 4/6.RS- SpringLoaded 1SNA115930R1300 | 6144 | 330 | 5814 | 6100K019 | 1-1-1-1 | inventory | 2025-10-28 | LV |  | - | 2026-03-07 | 2026-02-21 | 0
6100K016 | United_Cement : SWITCHGEAR - UNITED CEMENT | SWGR | ROH | 1YAB5355AEA1112 | M 4/6.RS- SpringLoaded 1SNA115930R1300 | 5814 | 5814 | 0 |  | R66-H-1-KDP1_SEP | consumption | 2025-10-14 | LV |  | - | 2026-03-07 | 2026-02-21 | 0 | [5 empty] | Subinventory Transfer | 8109215
6100K016 | United_Cement : SWITCHGEAR - UNITED CEMENT | SWGR | ROH | 1YAB5355AFA0001 | M4/6.SNTS Spring Loaded 1SNA115229R2000 | 1035 | 200 | 835 | 6100KDP01 | R16-B-1-K019_SEP | inventory | 2025-10-28 | LV |  | - | 2026-03-07 | 2026-02-21 | 0
6100K016 | United_Cement : SWITCHGEAR - UNITED CEMENT | SWGR | ROH | 1YAB5355AFA0001 | M4/6.SNTS Spring Loaded 1SNA115229R2000 | 835 | 45 | 790 | 6100K019 | 1-1-1-1 | inventory | 2025-10-28 | LV |  | - | 2026-03-07 | 2026-02-21 | 0
6100K016 | United_Cement : SWITCHGEAR - UNITED CEMENT | SWGR | ROH | 1YAB5355AMA0001 | D 6/8.ST1.RS AC/DC - 1SNA115914R0700 | 748 | 213 | 535 | 6100KDP01 | R16-B-1-K019_SEP | inventory | 2025-10-28 | LV |  | - | 2026-03-07 | 2026-02-21 | 0
6100K016 | United_Cement : SWITCHGEAR - UNITED CEMENT | SWGR | ROH | 1YAB5355AMA0001 | D 6/8.ST1.RS AC/DC - 1SNA115914R0700 | 535 | 30 | 505 | 6100K019 | R66-H-1-KDP1_SEP | inventory | 2025-10-28 | LV |  | - | 2026-03-07 | 2026-02-21 | 0
6100K016 | United_Cement : SWITCHGEAR - UNITED CEMENT | SWGR | ROH | 1YAB5355AMA0001 | D 6/8.ST1.RS AC/DC - 1SNA115914R0700 | 505 | 30 | 475 | 6100K019 | R66-H-1-KDP1_SEP | consumption | 2025-10-13 | LV |  | - | 2026-03-07 | 2026-02-21 | 0 | [5 empty] | Work in Process Pick | 8069107
6100K016 | United_Cement : SWITCHGEAR - UNITED CEMENT | SWGR | ROH | 1YAB5355AMA0001 | D 6/8.ST1.RS AC/DC - 1SNA115914R0700 | 475 | 30 | 445 | 6100K019 | R66-H-1-KDP1_SEP | consumption | 2025-10-13 | LV |  | - | 2026-03-07 | 2026-02-21 | 0 | [5 empty] | Work in Process Pick | 8070561
6100K016 | United_Cement : SWITCHGEAR - UNITED CEMENT | SWGR | ROH | 1YAB5355AMA0001 | D 6/8.ST1.RS AC/DC - 1SNA115914R0700 | 445 | 445 | 0 |  | R66-H-1-KDP1_SEP | consumption | 2025-10-14 | LV |  | - | 2026-03-07 | 2026-02-21 | 0 | [5 empty] | Subinventory Transfer | 8109217
6100K016 | United_Cement : SWITCHGEAR - UNITED CEMENT | SWGR | ROH | 1YAB5355APC0001 | Base Terminal 2Deck- Plug In E-Sw-2.5mm | 276 | 12 | 264 | 6100K019 | 1-1-1-1 | inventory | 2025-10-28 | LV |  | - | 2026-03-07 | 2026-02-21 | 0
6100K016 | United_Cement : SWITCHGEAR - UNITED CEMENT | SWGR | ROH | 1YAB5355APC0001 | Base Terminal 2Deck- Plug In E-Sw-2.5mm | 264 | 4 | 260 | 6100KDP01 | R57-J-1-K019_SEP | inventory | 2025-10-28 | LV |  | - | 2026-03-07 | 2026-02-21 | 0
6100K016 | United_Cement : SWITCHGEAR - UNITED CEMENT | SWGR | ROH | 1YAB5355APC0001 | Base Terminal 2Deck- Plug In E-Sw-2.5mm | 260 | 12 | 248 | 6100K019 | R13-S-1-KDP1_SEP | consumption | 2025-10-15 | LV |  | - | 2026-03-07 | 2026-02-21 | 0 | [5 empty] | Work in Process Pick | 8131116
6100K016 | United_Cement : SWITCHGEAR - UNITED CEMENT | SWGR | ROH | 1YAB5355APC0001 | Base Terminal 2Deck- Plug In E-Sw-2.5mm | 248 | 12 | 236 | 6100K019 | R13-S-1-KDP1_SEP | consumption | 2025-10-16 | LV |  | - | 2026-03-07 | 2026-02-21 | 0 | [5 empty] | Work in Process Pick | 8137216
6100K016 | United_Cement : SWITCHGEAR - UNITED CEMENT | SWGR | ROH | 1YAB5355ATC0001 | Base Terminal Plug for Alrm & VT 2.5mm | 336 | 10 | 326 | 6100K019 | 1-1-1-1 | inventory | 2025-10-28 | LV |  | - | 2026-03-07 | 2026-02-21 | 0
6100K016 | United_Cement : SWITCHGEAR - UNITED CEMENT | SWGR | ROH | 1YAB5355ATC0001 | Base Terminal Plug for Alrm & VT 2.5mm | 326 | 14 | 312 | 6100K019 | R13-S-1-KDP1_SEP | consumption | 2025-10-15 | LV |  | - | 2026-03-07 | 2026-02-21 | 0 | [5 empty] | Work in Process Pick | 8129079
6100K016 | United_Cement : SWITCHGEAR - UNITED CEMENT | SWGR | ROH | 1YAB5355ATC0001 | Base Terminal Plug for Alrm & VT 2.5mm | 312 | 14 | 298 | 6100K019 | R13-S-1-KDP1_SEP | consumption | 2025-10-16 | LV |  | - | 2026-03-07 | 2026-02-21 | 0 | [5 empty] | Work in Process Pick | 8137219
6100K016 | United_Cement : SWITCHGEAR - UNITED CEMENT | SWGR | ROH | 1YAB5355CBA0000 | FEM8T6 End Sections Grey 1SNA215266R0100 | 345 | 150 | 195 | free_stock | R13-S-1-KDP1_SEP | inventory | 2025-10-28 | LV |  | - | 2026-03-07 | 2026-02-21 | 0
6100K016 | United_Cement : SWITCHGEAR - UNITED CEMENT | SWGR | ROH | 1YAB5355CBA0000 | FEM8T6 End Sections Grey 1SNA215266R0100 | 195 | 15 | 180 | 6100K019 | 1-1-1-1 | inventory | 2025-10-28 | LV |  | - | 2026-03-07 | 2026-02-21 | 0
6100K016 | United_Cement : SWITCHGEAR - UNITED CEMENT | SWGR | ROH | 1YAB5355CEA0000 | FEMR8 End Sections Grey 1SNA116987R0200 | 460 | 100 | 360 | free_stock | R13-S-1-KDP1_SEP | inventory | 2025-10-28 | LV |  | - | 2026-03-07 | 2026-02-21 | 0
6100K016 | United_Cement : SWITCHGEAR - UNITED CEMENT | SWGR | ROH | 1YAB5355CEA0000 | FEMR8 End Sections Grey 1SNA116987R0200 | 360 | 20 | 340 | 6100K019 | 1-1-1-1 | inventory | 2025-10-28 | LV |  | - | 2026-03-07 | 2026-02-21 | 0
6100K016 | United_Cement : SWITCHGEAR - UNITED CEMENT | SWGR | ROH | 1YAB5355CFA0000 | FEM6 End Sections Grey - 1SNA118368R1600 | 230 | 100 | 130 | free_stock | R13-S-1-KDP1_SEP | inventory | 2025-10-28 | LV |  | - | 2026-03-07 | 2026-02-21 | 0
6100K016 | United_Cement : SWITCHGEAR - UNITED CEMENT | SWGR | ROH | 1YAB5355CFA0000 | FEM6 End Sections Grey - 1SNA118368R1600 | 130 | 10 | 120 | 6100K019 | 1-1-1-1 | inventory | 2025-10-28 | LV |  | - | 2026-03-07 | 2026-02-21 | 0
6100K016 | United_Cement : SWITCHGEAR - UNITED CEMENT | SWGR | ROH | 1YAB5355CFA0000 | FEM6 End Sections Grey - 1SNA118368R1600 | 120 | 10 | 110 | 6100K019 | R13-S-1-KDP1_SEP | consumption | 2025-10-13 | LV |  | - | 2026-03-07 | 2026-02-21 | 0 | [5 empty] | Work in Process Pick | 8071526
6100K016 | United_Cement : SWITCHGEAR - UNITED CEMENT | SWGR | ROH | 1YAB5355CMC0000 | Terminal End Plate 1848360000-Wiedmuller | 92 | 18 | 74 | 6100KDP01 | R57-O-1-K019_SEP | inventory | 2025-10-28 | LV |  | - | 2026-03-07 | 2026-02-21 | 0
6100K016 | United_Cement : SWITCHGEAR - UNITED CEMENT | SWGR | ROH | 1YAB5355CMC0000 | Terminal End Plate 1848360000-Wiedmuller | 74 | 4 | 70 | 6100K019 | 1-1-1-1 | inventory | 2025-10-28 | LV |  | - | 2026-03-07 | 2026-02-21 | 0
6100K016 | United_Cement : SWITCHGEAR - UNITED CEMENT | SWGR | ROH | 1YAB5355CPC0000 | Terminal End Plate 1816110000-Wiedmuller | 92 | 13 | 79 | 6100KDP01 | R57-O-1-K019_SEP | inventory | 2025-10-28 | LV |  | - | 2026-03-07 | 2026-02-21 | 0
6100K016 | United_Cement : SWITCHGEAR - UNITED CEMENT | SWGR | ROH | 1YAB5355CPC0000 | Terminal End Plate 1816110000-Wiedmuller | 79 | 5 | 74 | free_stock | R57-O-1-KDP1_SEP | inventory | 2025-10-28 | LV |  | - | 2026-03-07 | 2026-02-21 | 0
6100K016 | United_Cement : SWITCHGEAR - UNITED CEMENT | SWGR | ROH | 1YAB5355CPC0000 | Terminal End Plate 1816110000-Wiedmuller | 74 | 4 | 70 | 6100K019 | 1-1-1-1 | inventory | 2025-10-28 | LV |  | - | 2026-03-07 | 2026-02-21 | 0
6100K016 | United_Cement : SWITCHGEAR - UNITED CEMENT | SWGR | ROH | 1YAB5355CPC0000 | Terminal End Plate 1816110000-Wiedmuller | 70 | 70 | 0 |  | R57-O-1-KDP1_SEP | consumption | 2025-10-14 | LV |  | - | 2026-03-07 | 2026-02-21 | 0 | [5 empty] | Subinventory Transfer | 8109223
6100K016 | United_Cement : SWITCHGEAR - UNITED CEMENT | SWGR | ROH | 1YAB5355CTC0000 | Terminal End Plate 1816070000-Wiedmuller | 48 | 26 | 22 | 6100KDP01 | R57-O-1-K019_SEP | inventory | 2025-10-28 | LV |  | - | 2026-03-07 | 2026-02-21 | 0
6100K016 | United_Cement : SWITCHGEAR - UNITED CEMENT | SWGR | ROH | 1YAB5355CTC0000 | Terminal End Plate 1816070000-Wiedmuller | 22 | 2 | 20 | free_stock | R57-O-1-KDP1_SEP | inventory | 2025-10-28 | LV |  | - | 2026-03-07 | 2026-02-21 | 0
6100K016 | United_Cement : SWITCHGEAR - UNITED CEMENT | SWGR | ROH | 1YAB5355CTC0000 | Terminal End Plate 1816070000-Wiedmuller | 20 | 2 | 18 | 6100K019 | 1-1-1-1 | inventory | 2025-10-28 | LV |  | - | 2026-03-07 | 2026-02-21 | 0
6100K016 | United_Cement : SWITCHGEAR - UNITED CEMENT | SWGR | ROH | 1YAB5355CTC0000 | Terminal End Plate 1816070000-Wiedmuller | 18 | 18 | 0 |  | R57-O-1-KDP1_SEP | consumption | 2025-10-14 | LV |  | - | 2026-03-07 | 2026-02-21 | 0 | [5 empty] | Subinventory Transfer | 8109225
6100K016 | United_Cement : SWITCHGEAR - UNITED CEMENT | SWGR | ROH | 1YAB5355CXB0000 | End Clamp, E/UK - 1201442 | 1150 | 1150 | 0 | 6100K023 | R17-A-1-K013_SEP | inventory | 2025-10-28 | LV |  | - | 2026-03-07 | 2026-02-21 | 0
6100K016 | United_Cement : SWITCHGEAR - UNITED CEMENT | SWGR | ROH | 1YAB5355DFA0000 | RC610-VerticalMarking 1SNA233060R0400 | 207 | 40 | 167 | free_stock | R13-S-1-KDP1_SEP | inventory | 2025-10-28 | LV |  | - | 2026-03-07 | 2026-02-21 | 0
6100K016 | United_Cement : SWITCHGEAR - UNITED CEMENT | SWGR | ROH | 1YAB5355DFA0000 | RC610-VerticalMarking 1SNA233060R0400 | 167 | 9 | 158 | 6100K019 | 1-1-1-1 | inventory | 2025-10-28 | LV |  | - | 2026-03-07 | 2026-02-21 | 0
6100K016 | United_Cement : SWITCHGEAR - UNITED CEMENT | SWGR | ROH | 1YAB5355DXB0000 | Terminal Strip Markers, KLM-A - 1004348 | 690 | 110 | 580 | free_stock | R13-S-1-KDP1_SEP | inventory | 2025-10-28 | LV |  | - | 2026-03-07 | 2026-02-21 | 0
6100K016 | United_Cement : SWITCHGEAR - UNITED CEMENT | SWGR | ROH | 1YAB5355DXB0000 | Terminal Strip Markers, KLM-A - 1004348 | 580 | 100 | 480 | 6100K007 | 1-1-1-1 | inventory | 2025-10-28 | LV |  | - | 2026-03-07 | 2026-02-21 | 0
6100K016 | United_Cement : SWITCHGEAR - UNITED CEMENT | SWGR | ROH | 1YAB5355DXB0000 | Terminal Strip Markers, KLM-A - 1004348 | 480 | 480 | 0 | 6100K011B | R59-G-1-MVBM_SEP | consumption | 2025-10-18 | LV |  | - | 2026-03-07 | 2026-02-21 | 0 | [5 empty] | Work in Process Pick | 8162025
6100K016 | United_Cement : SWITCHGEAR - UNITED CEMENT | SWGR | ROH | 1YAB5355EEA0000 | JUMPER BAR "BJS8" 20 Poles | 46 | 10 | 36 | free_stock | R13-S-1-KDP1_SEP | inventory | 2025-10-28 | LV |  | - | 2026-03-07 | 2026-02-21 | 0
6100K016 | United_Cement : SWITCHGEAR - UNITED CEMENT | SWGR | ROH | 1YAB5355EEA0000 | JUMPER BAR "BJS8" 20 Poles | 36 | 2 | 34 | 6100K019 | 1-1-1-1 | inventory | 2025-10-28 | LV |  | - | 2026-03-07 | 2026-02-21 | 0
6100K016 | United_Cement : SWITCHGEAR - UNITED CEMENT | SWGR | ROH | 1YAB5355EFA0000 | PC61-CombTypeJumprBar10 1SNA163311R2200 | 92 | 20 | 72 | free_stock | R13-S-1-KDP1_SEP | inventory | 2025-10-28 | LV |  | - | 2026-03-07 | 2026-02-21 | 0
6100K016 | United_Cement : SWITCHGEAR - UNITED CEMENT | SWGR | ROH | 1YAB5355EFA0000 | PC61-CombTypeJumprBar10 1SNA163311R2200 | 72 | 4 | 68 | 6100K019 | 1-1-1-1 | inventory | 2025-10-28 | LV |  | - | 2026-03-07 | 2026-02-21 | 0
6100K016 | United_Cement : SWITCHGEAR - UNITED CEMENT | SWGR | ROH | 1YAB5355GPC0000 | 2Pole cross connectn.plugable-1693800000 | 184 | 36 | 148 | 6100KDP01 | R57-O-1-K019_SEP | inventory | 2025-10-28 | LV |  | - | 2026-03-07 | 2026-02-21 | 0
6100K016 | United_Cement : SWITCHGEAR - UNITED CEMENT | SWGR | ROH | 1YAB5355GPC0000 | 2Pole cross connectn.plugable-1693800000 | 148 | 8 | 140 | 6100K019 | 1-1-1-1 | inventory | 2025-10-28 | LV |  | - | 2026-03-07 | 2026-02-21 | 0
6100K016 | United_Cement : SWITCHGEAR - UNITED CEMENT | SWGR | ROH | 1YAB5355GPC0000 | 2Pole cross connectn.plugable-1693800000 | 140 | 8 | 132 | 6100K019 | R13-S-1-KDP1_SEP | consumption | 2025-10-15 | LV |  | - | 2026-03-07 | 2026-02-21 | 0 | [5 empty] | Work in Process Pick | 8129085
6100K016 | United_Cement : SWITCHGEAR - UNITED CEMENT | SWGR | ROH | 1YAB5355GPC0000 | 2Pole cross connectn.plugable-1693800000 | 132 | 8 | 124 | 6100K019 | R13-S-1-KDP1_SEP | consumption | 2025-10-16 | LV |  | - | 2026-03-07 | 2026-02-21 | 0 | [5 empty] | Work in Process Pick | 8137222
6100K016 | United_Cement : SWITCHGEAR - UNITED CEMENT | SWGR | ROH | 1YAB5355HAB0001 | Zack Strip-Vertical(11-20)- 1053027:0011 | 276 | 12 | 264 | 6100K019 | R57-J-1-KDP1_SEP | consumption | 2025-10-13 | LV |  | - | 2026-03-07 | 2026-02-21 | 0 | [5 empty] | Work in Process Pick | 8071529
6100K016 | United_Cement : SWITCHGEAR - UNITED CEMENT | SWGR | ROH | 1YAB5355HAB0001 | Zack Strip-Vertical(11-20)- 1053027:0011 | 264 | 10 | 254 | 6100K019 | R57-J-1-KDP1_SEP | consumption | 2025-10-13 | LV |  | - | 2026-03-07 | 2026-02-21 | 0 | [5 empty] | Work in Process Pick | 8070564
6100K016 | United_Cement : SWITCHGEAR - UNITED CEMENT | SWGR | ROH | 1YAB5355HAB0001 | Zack Strip-Vertical(11-20)- 1053027:0011 | 254 | 254 | 0 |  | R57-J-1-KDP1_SEP | consumption | 2025-10-14 | LV |  | - | 2026-03-07 | 2026-02-21 | 0 | [5 empty] | Subinventory Transfer | 8109229
6100K016 | United_Cement : SWITCHGEAR - UNITED CEMENT | SWGR | ROH | 1YAB5355HAB0002 | Zack Strip-Vertical Labeled(21-30) | 184 | 184 | 0 | free_stock | R13-S-1-KDP1_SEP | inventory | 2025-10-28 | LV |  | - | 2026-03-07 | 2026-02-21 | 0
6100K016 | United_Cement : SWITCHGEAR - UNITED CEMENT | SWGR | ROH | 1YAB5355HXB0000 | BENT LUGS TYPE RF-PPL30 | 16100 | 16100 | 0 | free_stock | R58-O-1-KDP1_SEP | inventory | 2025-10-28 | LV |  | - | 2026-03-07 | 2026-02-21 | 0
6100K016 | United_Cement : SWITCHGEAR - UNITED CEMENT | SWGR | ROH | 1YAB5355HXB0001 | BENT LUGS TYPE BF-PPL46 | 3450 | 3450 | 0 | free_stock | R58-O-1-KDP1_SEP | inventory | 2025-10-28 | LV |  | - | 2026-03-07 | 2026-02-21 | 0
6100K016 | United_Cement : SWITCHGEAR - UNITED CEMENT | SWGR | ROH | 1YAB5355HXB0002 | BENT LUGS TYPE BF-PPL30 | 6900 | 6900 | 0 | free_stock | R58-O-1-KDP1_SEP | inventory | 2025-10-28 | LV |  | - | 2026-03-07 | 2026-02-21 | 0
6100K016 | United_Cement : SWITCHGEAR - UNITED CEMENT | SWGR | ROH | 1YAB5355JMC0000 | 10Pole Plug 4mm-1855070000-DC looping | 138 | 4 | 134 | 6100K019 | R13-S-1-KDP1_SEP | consumption | 2025-10-13 | LV |  | - | 2026-03-07 | 2026-02-21 | 0 | [5 empty] | Work in Process Pick | 8069885
6100K016 | United_Cement : SWITCHGEAR - UNITED CEMENT | SWGR | ROH | 1YAB5355JMC0000 | 10Pole Plug 4mm-1855070000-DC looping | 134 | 134 | 0 |  | R13-S-1-KDP1_SEP | consumption | 2025-10-14 | LV |  | - | 2026-03-07 | 2026-02-21 | 0 | [5 empty] | Subinventory Transfer | 8109233
6100K016 | United_Cement : SWITCHGEAR - UNITED CEMENT | SWGR | ROH | 1YAB5355JPC0000 | 6Pole Plug 2.5mm-1815240000-Cont-loop | 92 | 14 | 78 | 6100KDP01 | R57-J-1-K019_SEP | inventory | 2025-10-28 | LV |  | - | 2026-03-07 | 2026-02-21 | 0
6100K016 | United_Cement : SWITCHGEAR - UNITED CEMENT | SWGR | ROH | 1YAB5355JPC0000 | 6Pole Plug 2.5mm-1815240000-Cont-loop | 78 | 4 | 74 | free_stock | R57-J-1-KDP1_SEP | inventory | 2025-10-28 | LV |  | - | 2026-03-07 | 2026-02-21 | 0
6100K016 | United_Cement : SWITCHGEAR - UNITED CEMENT | SWGR | ROH | 1YAB5355JPC0000 | 6Pole Plug 2.5mm-1815240000-Cont-loop | 74 | 4 | 70 | 6100K019 | 1-1-1-1 | inventory | 2025-10-28 | LV |  | - | 2026-03-07 | 2026-02-21 | 0
6100K016 | United_Cement : SWITCHGEAR - UNITED CEMENT | SWGR | ROH | 1YAB5355JPC0000 | 6Pole Plug 2.5mm-1815240000-Cont-loop | 70 | 70 | 0 |  | R57-J-1-KDP1_SEP | consumption | 2025-10-14 | LV |  | - | 2026-03-07 | 2026-02-21 | 0 | [5 empty] | Subinventory Transfer | 8109235
6100K016 | United_Cement : SWITCHGEAR - UNITED CEMENT | SWGR | ROH | 1YAB5355JTC0000 | 10Pole Plug 2.5mm-1815280000-Cont-loop | 96 | 96 | 0 |  | R57-J-1-KDP1_SEP | consumption | 2025-10-14 | LV |  | - | 2026-03-07 | 2026-02-21 | 0 | [5 empty] | Subinventory Transfer | 8109237
6100K016 | United_Cement : SWITCHGEAR - UNITED CEMENT | SWGR | ROH | 1YAB5355KMC0000 | Locking element 185525000 for ZT4/4AN/2 | 276 | 12 | 264 | 6100K019 | R57-O-1-1 | inventory | 2025-10-28 | LV |  | - | 2026-03-07 | 2026-02-21 | 0
6100K016 | United_Cement : SWITCHGEAR - UNITED CEMENT | SWGR | ROH | 1YAB5355KMC0000 | Locking element 185525000 for ZT4/4AN/2 | 264 | 4 | 260 | free_stock | R57-O-1-KDP1_SEP | inventory | 2025-10-28 | LV |  | - | 2026-03-07 | 2026-02-21 | 0
6100K016 | United_Cement : SWITCHGEAR - UNITED CEMENT | SWGR | ROH | 1YAB5355KMC0000 | Locking element 185525000 for ZT4/4AN/2 | 260 | 260 | 0 |  | R57-O-1-KDP1_SEP | consumption | 2025-10-14 | LV |  | - | 2026-03-07 | 2026-02-21 | 0 | [5 empty] | Subinventory Transfer | 8109241
6100K016 | United_Cement : SWITCHGEAR - UNITED CEMENT | SWGR | ROH | 1YAB5355KPC0000 | Locking ele. 1816130000 for ZT2.5/4AN/2 | 140 | 2 | 138 | 6100K019 | 1-1-1-1 | inventory | 2025-10-28 | LV |  | - | 2026-03-07 | 2026-02-21 | 0
6100K016 | United_Cement : SWITCHGEAR - UNITED CEMENT | SWGR | ROH | 1YAB5355KPC0000 | Locking ele. 1816130000 for ZT2.5/4AN/2 | 138 | 138 | 0 |  | R57-O-1-KDP1_SEP | consumption | 2025-10-14 | LV |  | - | 2026-03-07 | 2026-02-21 | 0 | [5 empty] | Subinventory Transfer | 8109243
6100K016 | United_Cement : SWITCHGEAR - UNITED CEMENT | SWGR | ROH | 1YAB5355LMC0000 | Coding element 1856860000 - ZT4/4AN/2 | 184 | 28 | 156 | 6100KDP01 | R57-O-1-K019_SEP | inventory | 2025-10-28 | LV |  | - | 2026-03-07 | 2026-02-21 | 0
6100K016 | United_Cement : SWITCHGEAR - UNITED CEMENT | SWGR | ROH | 1YAB5355LMC0000 | Coding element 1856860000 - ZT4/4AN/2 | 156 | 8 | 148 | free_stock | R57-O-1-KDP1_SEP | inventory | 2025-10-28 | LV |  | - | 2026-03-07 | 2026-02-21 | 0
6100K016 | United_Cement : SWITCHGEAR - UNITED CEMENT | SWGR | ROH | 1YAB5355LMC0000 | Coding element 1856860000 - ZT4/4AN/2 | 148 | 8 | 140 | 6100K019 | 1-1-1-1 | inventory | 2025-10-28 | LV |  | - | 2026-03-07 | 2026-02-21 | 0
6100K016 | United_Cement : SWITCHGEAR - UNITED CEMENT | SWGR | ROH | 1YAB5355LMC0000 | Coding element 1856860000 - ZT4/4AN/2 | 140 | 140 | 0 |  | R57-O-1-KDP1_SEP | consumption | 2025-10-14 | LV |  | - | 2026-03-07 | 2026-02-21 | 0 | [5 empty] | Subinventory Transfer | 8109245
6100K016 | United_Cement : SWITCHGEAR - UNITED CEMENT | SWGR | ROH | 1YAB5355LPC0000 | Coding element 1816150000 | 188 | 24 | 164 | 6100KDP01 | R57-O-1-K019_SEP | inventory | 2025-10-28 | LV |  | - | 2026-03-07 | 2026-02-21 | 0
6100K016 | United_Cement : SWITCHGEAR - UNITED CEMENT | SWGR | ROH | 1YAB5355LPC0000 | Coding element 1816150000 | 164 | 8 | 156 | 6100K019 | 1-1-1-1 | inventory | 2025-10-28 | LV |  | - | 2026-03-07 | 2026-02-21 | 0
6100K016 | United_Cement : SWITCHGEAR - UNITED CEMENT | SWGR | ROH | 1YAB5355LPC0000 | Coding element 1816150000 | 156 | 156 | 0 |  | R57-O-1-KDP1_SEP | consumption | 2025-10-14 | LV |  | - | 2026-03-07 | 2026-02-21 | 0 | [5 empty] | Subinventory Transfer | 8109247
6100K016 | United_Cement : SWITCHGEAR - UNITED CEMENT | SWGR | ROH | 1YAB5355MPC0000 | Strain Relief Wied mulpart # 1816140000 | 140 | 2 | 138 | 6100K019 | 1-1-1-1 | inventory | 2025-10-28 | LV |  | - | 2026-03-07 | 2026-02-21 | 0
6100K016 | United_Cement : SWITCHGEAR - UNITED CEMENT | SWGR | ROH | 1YAB5355MPC0000 | Strain Relief Wied mulpart # 1816140000 | 138 | 138 | 0 |  | R57-O-1-KDP1_SEP | consumption | 2025-10-14 | LV |  | - | 2026-03-07 | 2026-02-21 | 0 | [5 empty] | Subinventory Transfer | 8109249
6100K016 | United_Cement : SWITCHGEAR - UNITED CEMENT | SWGR | ROH | 1YAB5355ZAB0000 | Insertion Bridge, EB 10-OTTA6 - 0790420 | 276 | 276 | 0 | 6100K023 | R53-R-1-K013_SEP | inventory | 2025-10-28 | LV |  | - | 2026-03-07 | 2026-02-21 | 0
6100K016 | United_Cement : SWITCHGEAR - UNITED CEMENT | SWGR | ROH | 1YAB539500002019 | SERV IS LABEL in Stainless Steel Plates | 23 | 23 | 0 | free_stock | WH2-1-1-KDP1_SEP | inventory | 2025-10-28 | C&D |  | - | 2026-03-07 | 2026-02-21 | 0
6100K016 | United_Cement : SWITCHGEAR - UNITED CEMENT | SWGR | ROH | 1YAB60050819P0103 | Braided HARNESS TUBE (D40) | 345 | 95 | 250 | free_stock | R13-S-1-KDP1_SEP | inventory | 2025-10-28 | LV |  | - | 2026-03-07 | 2026-02-21 | 0
6100K016 | United_Cement : SWITCHGEAR - UNITED CEMENT | SWGR | ROH | 1YAB60050819P0103 | Braided HARNESS TUBE (D40) | 250 | 35 | 215 | free_stock | R67-A-1-KDP1_SEP | inventory | 2025-10-28 | LV |  | - | 2026-03-07 | 2026-02-21 | 0
6100K016 | United_Cement : SWITCHGEAR - UNITED CEMENT | SWGR | ROH | 1YAB60050819P0103 | Braided HARNESS TUBE (D40) | 215 | 15 | 200 | 6100K019 | 1-1-1-1 | inventory | 2025-10-28 | LV |  | - | 2026-03-07 | 2026-02-21 | 0
6100K016 | United_Cement : SWITCHGEAR - UNITED CEMENT | SWGR | ROH | 1YAB60050819P0104 | Braided HARNESS TUBE (D50) | 23 | 23 | 0 | free_stock | R13-S-1-KDP1_SEP | inventory | 2025-10-28 | LV |  | - | 2026-03-07 | 2026-02-21 | 0
6100K016 | United_Cement : SWITCHGEAR - UNITED CEMENT | SWGR | ROH | 1YAB60050819P0106 | Braided HARNESS TUBE (D30) | 460 | 40 | 420 | free_stock | R13-S-1-KDP1_SEP | inventory | 2025-10-28 | LV |  | - | 2026-03-07 | 2026-02-21 | 0
6100K016 | United_Cement : SWITCHGEAR - UNITED CEMENT | SWGR | ROH | 1YAB60050819P0106 | Braided HARNESS TUBE (D30) | 420 | 20 | 400 | 6100K019 | 1-1-1-1 | inventory | 2025-10-28 | LV |  | - | 2026-03-07 | 2026-02-21 | 0
6100K016 | United_Cement : SWITCHGEAR - UNITED CEMENT | SWGR | ROH | 1YAB60050819P0107 | Braided HARNESS TUBE (D20) | 230 | 20 | 210 | free_stock | R13-S-1-KDP1_SEP | inventory | 2025-10-28 | LV |  | - | 2026-03-07 | 2026-02-21 | 0
6100K016 | United_Cement : SWITCHGEAR - UNITED CEMENT | SWGR | ROH | 1YAB60050819P0107 | Braided HARNESS TUBE (D20) | 210 | 10 | 200 | 6100K019 | 1-1-1-1 | inventory | 2025-10-28 | LV |  | - | 2026-03-07 | 2026-02-21 | 0
6100K016 | United_Cement : SWITCHGEAR - UNITED CEMENT | SWGR | ROH | 1YAZ21500101 | SILICON SEALANT GE1200 CLEAR MADE IN USA | 73 | 50 | 23 | 6100KDP01 | WH2-1-1-KDP1_SEP | inventory | 2025-10-28 | C&D |  | - | 2026-03-07 | 2026-02-21 | 0
6100K016 | United_Cement : SWITCHGEAR - UNITED CEMENT | SWGR | ROH | 28100 | SCREW VITE ACTC D7971 T21572/4.2x6.5 | 82 | 82 | 0 | free_stock | R14-I-1-KDP1_SEP | inventory | 2025-10-28 | C&D |  | - | 2026-03-07 | 2026-02-21 | 0
6100K016 | United_Cement : SWITCHGEAR - UNITED CEMENT | SWGR | ROH | 28132 | RETAINING RING ACC. T22414/3.2 | 22 | 22 | 0 | 6100KDP01 | R56-P-1-K019_SEP | inventory | 2025-10-28 | C&D |  | - | 2026-03-07 | 2026-02-21 | 0
6100K016 | United_Cement : SWITCHGEAR - UNITED CEMENT | SWGR | ROH | 28373 | LOCK NUT ACC TO T21192/M2.5x0.45 | 46 | 46 | 0 | free_stock | R14-I-1-KDP1_SEP | inventory | 2025-10-28 | C&D |  | - | 2026-03-07 | 2026-02-21 | 0
6100K016 | United_Cement : SWITCHGEAR - UNITED CEMENT | SWGR | ROH | 28452 | FLEXIBLE SPIROID PINS T22513/3X26 | 10 | 2 | 8 | free_stock | R59-Q-1-KDP1_SEP | inventory | 2025-10-28 | C&D |  | - | 2026-03-07 | 2026-02-21 | 0
6100K016 | United_Cement : SWITCHGEAR - UNITED CEMENT | SWGR | ROH | 29823 | TOMMY HEAD SCREW ACC. T21010/M2.5x20 | 46 | 46 | 0 | free_stock | R14-I-1-KDP1_SEP | inventory | 2025-10-28 | C&D |  | - | 2026-03-07 | 2026-02-21 | 0
6100K016 | United_Cement : SWITCHGEAR - UNITED CEMENT | SWGR | ROH | 2TRE123451P0001 | 3 PIN SOCKET SWITCH,13A,250V,BSRDP-I | 2 | 1 | 1 | free_stock | R58-J-1-KDP1_SEP | inventory | 2025-10-28 | LV |  | - | 2026-03-07 | 2026-02-21 | 0
6100K016 | United_Cement : SWITCHGEAR - UNITED CEMENT | SWGR | ROH | 3WKA014480P0004 | RETAINING_WASHER_DIN6799_6-SPST/A3K | 46 | 10 | 36 | free_stock | R59-Q-1-KDP1_SEP | inventory | 2025-10-28 | C&D |  | - | 2026-03-07 | 2026-02-21 | 0
6100K016 | United_Cement : SWITCHGEAR - UNITED CEMENT | SWGR | ROH | 3WKA014480P0007 | RETAINING_WASHER_DIN6799_9-SPST/A3K | 98 | 26 | 72 | free_stock | R58-A-1-KDP1_SEP | inventory | 2025-10-28 | C&D |  | - | 2026-03-07 | 2026-02-21 | 0
6100K016 | United_Cement : SWITCHGEAR - UNITED CEMENT | SWGR | ROH | 3WKA014480P0007 | RETAINING_WASHER_DIN6799_9-SPST/A3K | 72 | 2 | 70 | free_stock | 1-1-1-1 | inventory | 2025-10-28 | C&D |  | - | 2026-03-07 | 2026-02-21 | 0
6100K016 | United_Cement : SWITCHGEAR - UNITED CEMENT | SWGR | ROH | 3WKA014480P0007 | RETAINING_WASHER_DIN6799_9-SPST/A3K | 70 | 2 | 68 | 6100K019 | R58-A-1-KDP1_SEP | consumption | 2025-10-13 | C&D |  | - | 2026-03-07 | 2026-02-21 | 0 | [5 empty] | Work in Process Pick | 8083036
6100K016 | United_Cement : SWITCHGEAR - UNITED CEMENT | SWGR | ROH | 3WKA014480P0007 | RETAINING_WASHER_DIN6799_9-SPST/A3K | 68 | 2 | 66 | 6100K019 | R58-A-1-KDP1_SEP | consumption | 2025-10-14 | C&D |  | - | 2026-03-07 | 2026-02-21 | 0 | [5 empty] | Work in Process Pick | 8108485
6100K016 | United_Cement : SWITCHGEAR - UNITED CEMENT | SWGR | ROH | 3WKA014480P0007 | RETAINING_WASHER_DIN6799_9-SPST/A3K | 66 | 2 | 64 | 6100K019 | R58-A-1-KDP1_SEP | consumption | 2025-10-14 | C&D |  | - | 2026-03-07 | 2026-02-21 | 0 | [5 empty] | Work in Process Pick | 8108701
6100K016 | United_Cement : SWITCHGEAR - UNITED CEMENT | SWGR | ROH | 3WKA014480P0007 | RETAINING_WASHER_DIN6799_9-SPST/A3K | 64 | 2 | 62 | 6100K019 | R58-A-1-KDP1_SEP | consumption | 2025-10-15 | C&D |  | - | 2026-03-07 | 2026-02-21 | 0 | [5 empty] | Work in Process Pick | 8120209
6100K016 | United_Cement : SWITCHGEAR - UNITED CEMENT | SWGR | ROH | 3WKA014480P0007 | RETAINING_WASHER_DIN6799_9-SPST/A3K | 62 | 2 | 60 | 6100K019 | R58-A-1-KDP1_SEP | consumption | 2025-10-15 | C&D |  | - | 2026-03-07 | 2026-02-21 | 0 | [5 empty] | Work in Process Pick | 8120275
6100K016 | United_Cement : SWITCHGEAR - UNITED CEMENT | SWGR | ROH | 3WKA014480P0007 | RETAINING_WASHER_DIN6799_9-SPST/A3K | 60 | 2 | 58 | 6100K019 | R58-A-1-KDP1_SEP | consumption | 2025-10-15 | C&D |  | - | 2026-03-07 | 2026-02-21 | 0 | [5 empty] | Work in Process Pick | 8132312
6100K016 | United_Cement : SWITCHGEAR - UNITED CEMENT | SWGR | ROH | 3WKA014480P0007 | RETAINING_WASHER_DIN6799_9-SPST/A3K | 58 | 2 | 56 | 6100K019 | R58-A-1-KDP1_SEP | consumption | 2025-10-15 | C&D |  | - | 2026-03-07 | 2026-02-21 | 0 | [5 empty] | Work in Process Pick | 8132353
6100K016 | United_Cement : SWITCHGEAR - UNITED CEMENT | SWGR | ROH | 3WKA014538P0012 | SPIRAL_PIN_ISO8748_4X20-ST/BK | 44 | 44 | 0 | free_stock | R59-Q-1-KDP1_SEP | inventory | 2025-10-28 | C&D |  | - | 2026-03-07 | 2026-02-21 | 0
6100K016 | United_Cement : SWITCHGEAR - UNITED CEMENT | SWGR | ROH | 3WKA014538P0014 | SPIRAL_PIN_ISO8748_4X30-ST/BK | 22 | 22 | 0 | 6100KDP01 | R56-Q-1-K019_SEP | inventory | 2025-10-28 | C&D |  | - | 2026-03-07 | 2026-02-21 | 0
6100K016 | United_Cement : SWITCHGEAR - UNITED CEMENT | SWGR | ROH | 3WKA014618P0001 | SAFETY_GRIPPER_BFK/A_BN13193_4-SPST/PH | 22 | 22 | 0 | 6100KDP01 | R56-P-1-K019_SEP | inventory | 2025-10-28 | C&D |  | - | 2026-03-07 | 2026-02-21 | 0
6100K016 | United_Cement : SWITCHGEAR - UNITED CEMENT | SWGR | ROH | 3WKA014618P0003 | SAFETY_GRIPPER_BFK/A_BN13193_6-SPST/PH | 22 | 22 | 0 | 6100KDP01 | R56-P-1-K019_SEP | inventory | 2025-10-28 | C&D |  | - | 2026-03-07 | 2026-02-21 | 0
6100K016 | United_Cement : SWITCHGEAR - UNITED CEMENT | SWGR | ROH | 500214111 | WASHER T22001/6.8X18 | 77 | 38 | 39 | free_stock | R58-A-1-KDP1_SEP | inventory | 2025-10-28 | C&D |  | - | 2026-03-07 | 2026-02-21 | 0
6100K016 | United_Cement : SWITCHGEAR - UNITED CEMENT | SWGR | ROH | 5022 643 | COVER PROFILE, AP3 | 36.8 | 2.8 | 34 | free_stock | R13-S-1-KDP1_SEP | inventory | 2025-10-28 | LV |  | - | 2026-03-07 | 2026-02-21 | 0
6100K016 | United_Cement : SWITCHGEAR - UNITED CEMENT | SWGR | ROH | 5022 643 | COVER PROFILE, AP3 | 34 | 2.4 | 31.6 | free_stock | R15-S-1-KDP1_SEP | inventory | 2025-10-28 | LV |  | - | 2026-03-07 | 2026-02-21 | 0
6100K016 | United_Cement : SWITCHGEAR - UNITED CEMENT | SWGR | ROH | 5022 643 | COVER PROFILE, AP3 | 31.6 | 1.2 | 30.4 | 6100K019 | R13-S-1-KDP1_SEP | inventory | 2025-10-28 | LV |  | - | 2026-03-07 | 2026-02-21 | 0
6100K016 | United_Cement : SWITCHGEAR - UNITED CEMENT | SWGR | ROH | 5022 643 | COVER PROFILE, AP3 | 30.4 | 0.4 | 30 | 6100K019 | 1-1-1-1 | inventory | 2025-10-28 | LV |  | - | 2026-03-07 | 2026-02-21 | 0
6100K016 | United_Cement : SWITCHGEAR - UNITED CEMENT | SWGR | ROH | 5022 656 | COVER PROFILE SUPPORT, AP3-TU | 575 | 25 | 550 | 6100K019 | R13-S-1-KDP1_SEP | consumption | 2025-10-13 | LV |  | - | 2026-03-07 | 2026-02-21 | 0 | [5 empty] | Work in Process Pick | 8071535
6100K016 | United_Cement : SWITCHGEAR - UNITED CEMENT | SWGR | ROH | 5217 708-3 | M.CONTACT/HAN-E16M/09330162601 | 4 | 1 | 3 | free_stock | R13-S-1-KDP1_SEP | inventory | 2025-10-28 | C&D |  | - | 2026-03-07 | 2026-02-21 | 0
6100K016 | United_Cement : SWITCHGEAR - UNITED CEMENT | SWGR | ROH | 5217 708-3 | M.CONTACT/HAN-E16M/09330162601 | 3 | 1 | 2 | free_stock | 1-1-1-1 | inventory | 2025-10-28 | C&D |  | - | 2026-03-07 | 2026-02-21 | 0
6100K016 | United_Cement : SWITCHGEAR - UNITED CEMENT | SWGR | ROH | 5217 708-7 | F.CONTACT/HAN-E16F/09330162701 | 4 | 1 | 3 | free_stock | R13-S-1-KDP1_SEP | inventory | 2025-10-28 | C&D |  | - | 2026-03-07 | 2026-02-21 | 0
6100K016 | United_Cement : SWITCHGEAR - UNITED CEMENT | SWGR | ROH | 5217 708-7 | F.CONTACT/HAN-E16F/09330162701 | 3 | 1 | 2 | free_stock | 1-1-1-1 | inventory | 2025-10-28 | C&D |  | - | 2026-03-07 | 2026-02-21 | 0
6100K016 | United_Cement : SWITCHGEAR - UNITED CEMENT | SWGR | ROH | 564093/001 | BLOCK FOUNDATION - ZINK COATED | 92 | 92 | 0 | free_stock | R15-A-1-KDP1_SEP | inventory | 2025-10-28 | LAX |  | - | 2026-03-07 | 2026-02-21 | 0
6100K016 | United_Cement : SWITCHGEAR - UNITED CEMENT | SWGR | ROH | 565937/001 | LEAF SPRING 499355009 | 6 | 6 | 0 | free_stock | R13-S-1-KDP1_SEP | inventory | 2025-10-28 | C&D |  | - | 2026-03-07 | 2026-02-21 | 0
6100K016 | United_Cement : SWITCHGEAR - UNITED CEMENT | SWGR | ROH | 593502001 | BUSHING | 25 | 25 | 0 | 6100KDP01 | R56-Q-1-K019_SEP | inventory | 2025-10-28 | C&D |  | - | 2026-03-07 | 2026-02-21 | 0
6100K016 | United_Cement : SWITCHGEAR - UNITED CEMENT | SWGR | ROH | 9ADJ100023P0357 | BLIND_RIVET_ISO15979_6,4x16-ST/ST | 190 | 34 | 156 | free_stock | R58-A-1-KDP1_SEP | inventory | 2025-10-28 | C&D |  | - | 2026-03-07 | 2026-02-21 | 0
6100K016 | United_Cement : SWITCHGEAR - UNITED CEMENT | SWGR | ROH | AE 11342 2100-1 | GLASS,220X350X8.8, GCE8000436P0101 | 30 | 30 | 0 | 6100KDP01 | R56-P-1-K019_SEP | inventory | 2025-10-28 | C&D |  | - | 2026-03-07 | 2026-02-21 | 0
6100K016 | United_Cement : SWITCHGEAR - UNITED CEMENT | SWGR | ROH | AE 2093 7000-4 | RAYCHEM SHRINKABLE TUBE, BPTM 75/30-A/U | 6.6 | 6.6 | 0 | free_stock | R15-A-1-KDP1_SEP | inventory | 2025-10-28 | C&D |  | - | 2026-03-07 | 2026-02-21 | 0
6100K016 | United_Cement : SWITCHGEAR - UNITED CEMENT | SWGR | ROH | AE 2093 7000-5 | RAYCHEM SHRINKABLE TUBE, BPTM 100/40-A/U | 43.92 | 43.92 | 0 | free_stock | R15-A-1-KDP1_SEP | inventory | 2025-10-28 | C&D |  | - | 2026-03-07 | 2026-02-21 | 0
6100K016 | United_Cement : SWITCHGEAR - UNITED CEMENT | SWGR | ROH | AE 2093 7000-6N | RAYCHEM SHRINKABLE TUBE, BPTM 120/50-A/U | 82.19 | 63.35 | 18.84 | free_stock | R15-J-1-KDP1_SEP | inventory | 2025-10-28 | C&D |  | - | 2026-03-07 | 2026-02-21 | 0
6100K016 | United_Cement : SWITCHGEAR - UNITED CEMENT | SWGR | ROH | AE 2093 7000-6N | RAYCHEM SHRINKABLE TUBE, BPTM 120/50-A/U | 18.84 | 9.9 | 8.94 | free_stock | 1-1-1-1 | inventory | 2025-10-28 | C&D |  | - | 2026-03-07 | 2026-02-21 | 0
6100K016 | United_Cement : SWITCHGEAR - UNITED CEMENT | SWGR | ROH | AE 2636 4000-001 | INSULATION SLEEVE,6MMDIA. | 50 | 50 | 0 | free_stock | 1-1-1-1 | inventory | 2025-10-28 | C&D |  | - | 2026-03-07 | 2026-02-21 | 0
6100K016 | United_Cement : SWITCHGEAR - UNITED CEMENT | SWGR | ROH | AE 2636 4000-001 | INSULATION SLEEVE,6MMDIA. | 345 | 25 | 320 | free_stock | 1-1-1-1 | inventory | 2025-10-28 | LV |  | - | 2026-03-07 | 2026-02-21 | 0
6100K016 | United_Cement : SWITCHGEAR - UNITED CEMENT | SWGR | ROH | AE 2636 4000-001 | INSULATION SLEEVE,6MMDIA. | 320 | 5 | 315 | free_stock | R13-S-1-KDP1_SEP | inventory | 2025-10-28 | LV |  | - | 2026-03-07 | 2026-02-21 | 0
6100K016 | United_Cement : SWITCHGEAR - UNITED CEMENT | SWGR | ROH | AE 2636 4000-002 | ADHESIVE MOUNTING BASE | 345 | 100 | 245 | free_stock | R13-S-1-KDP1_SEP | inventory | 2025-10-28 | LV |  | - | 2026-03-07 | 2026-02-21 | 0
6100K016 | United_Cement : SWITCHGEAR - UNITED CEMENT | SWGR | ROH | AE 2636 4000-002 | ADHESIVE MOUNTING BASE | 245 | 90 | 155 | free_stock | 1-1-1-1 | inventory | 2025-10-28 | LV |  | - | 2026-03-07 | 2026-02-21 | 0
6100K016 | United_Cement : SWITCHGEAR - UNITED CEMENT | SWGR | ROH | AE 2941 2000-2 | STICKER "OFF" (WHITE LETTER GREEN B/G) | 22 | 2 | 20 | free_stock | INC-1-1-KDP1_SEP | inventory | 2025-10-28 | C&D |  | - | 2026-03-07 | 2026-02-21 | 0
6100K016 | United_Cement : SWITCHGEAR - UNITED CEMENT | SWGR | ROH | AE 2941 2000-24 | STICKER "DANGER" (ENGLISH/ARABIC)) | 49 | 7 | 42 | free_stock | INC-1-1-KDP1_SEP | inventory | 2025-10-28 | C&D |  | - | 2026-03-07 | 2026-02-21 | 0
6100K016 | United_Cement : SWITCHGEAR - UNITED CEMENT | SWGR | ROH | AE2000-1865-02 | YELLOW TUBE, INNER DIA. 5.0MM (4.0 WIRE) | 345 | 90 | 255 | free_stock | 1-1-1-1 | inventory | 2025-10-28 | LV |  | - | 2026-03-07 | 2026-02-21 | 0
6100K016 | United_Cement : SWITCHGEAR - UNITED CEMENT | SWGR | ROH | AE2000-1865-02 | YELLOW TUBE, INNER DIA. 5.0MM (4.0 WIRE) | 255 | 65 | 190 | free_stock | R59-B-1-KDP1_SEP | inventory | 2025-10-28 | LV |  | - | 2026-03-07 | 2026-02-21 | 0
6100K016 | United_Cement : SWITCHGEAR - UNITED CEMENT | SWGR | ROH | AE2000-1865-03 | RED TUBE, INNER DIA. 4.0MM (2.5 WIRE) | 230 | 230 | 0 | free_stock | R66-P-1-KDP1_SEP | inventory | 2025-10-28 | LV |  | - | 2026-03-07 | 2026-02-21 | 0
6100K016 | United_Cement : SWITCHGEAR - UNITED CEMENT | SWGR | ROH | AE2000-2150-06 | SELF STICK RUBBER FOAM | 29.9 | 29.9 | 0 | free_stock | R14-I-1-KDP1_SEP | inventory | 2025-10-28 | LV |  | - | 2026-03-07 | 2026-02-21 | 0
6100K016 | United_Cement : SWITCHGEAR - UNITED CEMENT | SWGR | ROH | AE2000-6884-01 | EQUIPMENT FRAME CLAMP | 138 | 36 | 102 | free_stock | 1-1-1-1 | inventory | 2025-10-28 | LV |  | - | 2026-03-07 | 2026-02-21 | 0
6100K016 | United_Cement : SWITCHGEAR - UNITED CEMENT | SWGR | ROH | AE2000-6884-01 | EQUIPMENT FRAME CLAMP | 102 | 22 | 80 | free_stock | R13-S-1-KDP1_SEP | inventory | 2025-10-28 | LV |  | - | 2026-03-07 | 2026-02-21 | 0
6100K016 | United_Cement : SWITCHGEAR - UNITED CEMENT | SWGR | ROH | AE2001-1903-01 | EDGE PROTECTION (RUBBER) | 19.34 | 4.08 | 15.26 | free_stock | 1-1-1-1 | inventory | 2025-10-28 | C&D |  | - | 2026-03-07 | 2026-02-21 | 0
6100K016 | United_Cement : SWITCHGEAR - UNITED CEMENT | SWGR | ROH | AE2522-2000-01 | HOOD HAN-E16,09300161520 | 4 | 1 | 3 | free_stock | R13-S-1-KDP1_SEP | inventory | 2025-10-28 | C&D |  | - | 2026-03-07 | 2026-02-21 | 0
6100K016 | United_Cement : SWITCHGEAR - UNITED CEMENT | SWGR | ROH | AE2522-2000-01 | HOOD HAN-E16,09300161520 | 3 | 1 | 2 | free_stock | 1-1-1-1 | inventory | 2025-10-28 | C&D |  | - | 2026-03-07 | 2026-02-21 | 0
6100K016 | United_Cement : SWITCHGEAR - UNITED CEMENT | SWGR | ROH | AE2522-2000-03 | CABLE SEALING,PG21, | 4 | 4 | 0 | free_stock | R13-S-1-KDP1_SEP | inventory | 2025-10-28 | C&D |  | - | 2026-03-07 | 2026-02-21 | 0
6100K016 | United_Cement : SWITCHGEAR - UNITED CEMENT | SWGR | ROH | AE2632-2000-13 | LOCKING PIN RELAY BOX | 23 | 1 | 22 | free_stock | R58-J-1-KDP1_SEP | inventory | 2025-10-28 | LV |  | - | 2026-03-07 | 2026-02-21 | 0
6100K016 | United_Cement : SWITCHGEAR - UNITED CEMENT | SWGR | ROH | AE2632-2000-AAP | BOX ASSEMBLY 60C, RHGX 20 (PAINT RAL) | 23 | 1 | 22 | free_stock | 1-1-1-1 | inventory | 2025-10-28 | LV |  | - | 2026-03-07 | 2026-02-21 | 0
6100K016 | United_Cement : SWITCHGEAR - UNITED CEMENT | SWGR | ROH | AE5380-2000-04 | END COVER D-OTTA6 - 790417 | 1380 | 390 | 990 | free_stock | R13-S-1-KDP1_SEP | inventory | 2025-10-28 | LV |  | - | 2026-03-07 | 2026-02-21 | 0
6100K016 | United_Cement : SWITCHGEAR - UNITED CEMENT | SWGR | ROH | AE5380-2000-04 | END COVER D-OTTA6 - 790417 | 990 | 280 | 710 | free_stock | 1-1-1-1 | inventory | 2025-10-28 | LV |  | - | 2026-03-07 | 2026-02-21 | 0
6100K016 | United_Cement : SWITCHGEAR - UNITED CEMENT | SWGR | ROH | DMS 1854 1917-1 | SEALING, 24 X 3mm (SUPERLON) | 167.4 | 50 | 117.4 | 606PD013 | R13-S-1-KDP1_SEP | inventory | 2025-10-28 | C&D |  | - | 2026-03-07 | 2026-02-21 | 0
6100K016 | United_Cement : SWITCHGEAR - UNITED CEMENT | SWGR | ROH | DMS 1854 1917-1 | SEALING, 24 X 3mm (SUPERLON) | 117.4 | 50 | 67.4 | free_stock | R13-S-1-KDP1_SEP | inventory | 2025-10-28 | C&D |  | - | 2026-03-07 | 2026-02-21 | 0
6100K016 | United_Cement : SWITCHGEAR - UNITED CEMENT | SWGR | ROH | DMS 1854 1917-1 | SEALING, 24 X 3mm (SUPERLON) | 67.4 | 6.9 | 60.5 | free_stock | 1-1-1-1 | inventory | 2025-10-28 | C&D |  | - | 2026-03-07 | 2026-02-21 | 0
6100K016 | United_Cement : SWITCHGEAR - UNITED CEMENT | SWGR | ROH | DMS 2121 2016-493 | BOLT HEX HEAD M10X30 | 484 | 484 | 0 | free_stock | R58-A-1-KDP1_SEP | inventory | 2025-10-28 | C&D |  | - | 2026-03-07 | 2026-02-21 | 0
6100K016 | United_Cement : SWITCHGEAR - UNITED CEMENT | SWGR | ROH | DMS 2121 2016-496 | BOLT HEX HEAD M10X45 | 66 | 66 | 0 | free_stock | R58-A-1-KDP1_SEP | inventory | 2025-10-28 | C&D |  | - | 2026-03-07 | 2026-02-21 | 0
6100K016 | United_Cement : SWITCHGEAR - UNITED CEMENT | SWGR | ROH | DMS 2121 2016-659 | BOLT HEX HEAD M20X45 | 66 | 24 | 42 | free_stock | R58-A-1-KDP1_SEP | inventory | 2025-10-28 | C&D |  | - | 2026-03-07 | 2026-02-21 | 0
6100K016 | United_Cement : SWITCHGEAR - UNITED CEMENT | SWGR | ROH | DMS 2121 2016-659 | BOLT HEX HEAD M20X45 | 42 | 12 | 30 | free_stock | 1-1-1-1 | inventory | 2025-10-28 | C&D |  | - | 2026-03-07 | 2026-02-21 | 0
6100K016 | United_Cement : SWITCHGEAR - UNITED CEMENT | SWGR | ROH | DMS 2121 2016-660 | BOLT HEX HEAD M20X50 | 9 | 6 | 3 | free_stock | 1-1-1-1 | inventory | 2025-10-28 | C&D |  | - | 2026-03-07 | 2026-02-21 | 0
6100K016 | United_Cement : SWITCHGEAR - UNITED CEMENT | SWGR | ROH | DMS 2121 2016-666 | BOLT HEX HEAD M20X90 | 42 | 6 | 36 | free_stock | R58-A-1-KDP1_SEP | inventory | 2025-10-28 | C&D |  | - | 2026-03-07 | 2026-02-21 | 0
6100K016 | United_Cement : SWITCHGEAR - UNITED CEMENT | SWGR | ROH | DMS 2121 2467-366 | SCREW SELF TAPPING TORX M6 X 12 | 754 | 280 | 474 | free_stock | R58-A-1-KDP1_SEP | inventory | 2025-10-28 | C&D |  | - | 2026-03-07 | 2026-02-21 | 0
6100K016 | United_Cement : SWITCHGEAR - UNITED CEMENT | SWGR | ROH | DMS 2121 2467-366 | SCREW SELF TAPPING TORX M6 X 12 | 474 | 200 | 274 | free_stock | R58-A-1-K010_SEP | inventory | 2025-10-28 | C&D |  | - | 2026-03-07 | 2026-02-21 | 0
6100K016 | United_Cement : SWITCHGEAR - UNITED CEMENT | SWGR | ROH | DMS 2121 2467-366 | SCREW SELF TAPPING TORX M6 X 12 | 274 | 60 | 214 | free_stock | R58-A-1-K12A_SEP | inventory | 2025-10-28 | C&D |  | - | 2026-03-07 | 2026-02-21 | 0
6100K016 | United_Cement : SWITCHGEAR - UNITED CEMENT | SWGR | ROH | DMS 2121 2467-366 | SCREW SELF TAPPING TORX M6 X 12 | 214 | 23 | 191 | free_stock | R58-A-1-K11A_SEP | inventory | 2025-10-28 | C&D |  | - | 2026-03-07 | 2026-02-21 | 0
6100K016 | United_Cement : SWITCHGEAR - UNITED CEMENT | SWGR | ROH | DMS 2121 2467-366 | SCREW SELF TAPPING TORX M6 X 12 | 191 | 4 | 187 | free_stock | R58-A-1-K006_SEP | inventory | 2025-10-28 | C&D |  | - | 2026-03-07 | 2026-02-21 | 0
6100K016 | United_Cement : SWITCHGEAR - UNITED CEMENT | SWGR | ROH | DMS 2121 2467-366 | SCREW SELF TAPPING TORX M6 X 12 | 187 | 187 | 0 | 6100K011B | PLT-1-1-K017_SEP | consumption | 2025-10-18 | C&D |  | - | 2026-03-07 | 2026-02-21 | 0 | [5 empty] | Work in Process Pick | 8162040
6100K016 | United_Cement : SWITCHGEAR - UNITED CEMENT | SWGR | ROH | DMS 2121 2519-291 | BOLT SOCKET CAP HEAD M4X12 | 44 | 12 | 32 | free_stock | R58-O-1-KDP1_SEP | inventory | 2025-10-28 | C&D |  | - | 2026-03-07 | 2026-02-21 | 0
6100K016 | United_Cement : SWITCHGEAR - UNITED CEMENT | SWGR | ROH | DMS 2121 2519-291 | BOLT SOCKET CAP HEAD M4X12 | 32 | 12 | 20 | free_stock | 1-1-1-1 | inventory | 2025-10-28 | C&D |  | - | 2026-03-07 | 2026-02-21 | 0
6100K016 | United_Cement : SWITCHGEAR - UNITED CEMENT | SWGR | ROH | DMS 2121 2519-293 | BOLT SOCKET HEAD M4X16 | 4 | 4 | 0 | free_stock | R13-S-1-KDP1_SEP | inventory | 2025-10-28 | C&D |  | - | 2026-03-07 | 2026-02-21 | 0
6100K016 | United_Cement : SWITCHGEAR - UNITED CEMENT | SWGR | ROH | DMS 2121 2519-295 | BOLT SOCKET HEAD M4X20 | 12 | 12 | 0 | 6100K011B | PLT-1-1-K017_SEP | consumption | 2025-10-19 | C&D |  | - | 2026-03-07 | 2026-02-21 | 0 | [5 empty] | Work in Process Pick | 8171488
6100K016 | United_Cement : SWITCHGEAR - UNITED CEMENT | SWGR | ROH | DMS 2121 2519-299 | BOLT SOCKET CAP HEAD M4X30 | 8 | 8 | 0 | free_stock | R58-O-1-KDP1_SEP | inventory | 2025-10-28 | C&D |  | - | 2026-03-07 | 2026-02-21 | 0
6100K016 | United_Cement : SWITCHGEAR - UNITED CEMENT | SWGR | ROH | DMS 2121 2519-325 | BOLT SOCKET CAP M5X10 | 20 | 2 | 18 | free_stock | R58-O-1-KDP1_SEP | inventory | 2025-10-28 | C&D |  | - | 2026-03-07 | 2026-02-21 | 0
6100K016 | United_Cement : SWITCHGEAR - UNITED CEMENT | SWGR | ROH | DMS 2121 2519-327 | BOLT SOCKET CAP HEAD M5X12 | 66 | 66 | 0 | 6100K013 | NEW.FLR-1-1-K013_SEP | inventory | 2025-10-28 | C&D |  | - | 2026-03-07 | 2026-02-21 | 0
6100K016 | United_Cement : SWITCHGEAR - UNITED CEMENT | SWGR | ROH | DMS 2121 2519-333 | BOLT SOCKET CAP HEAD M5X25 | 6 | 4 | 2 | free_stock | 1-1-1-1 | inventory | 2025-10-28 | C&D |  | - | 2026-03-07 | 2026-02-21 | 0
6100K016 | United_Cement : SWITCHGEAR - UNITED CEMENT | SWGR | ROH | DMS 2121 2519-333 | BOLT SOCKET CAP HEAD M5X25 | 2 | 2 | 0 | free_stock | R58-O-1-KDP1_SEP | inventory | 2025-10-28 | C&D |  | - | 2026-03-07 | 2026-02-21 | 0
6100K016 | United_Cement : SWITCHGEAR - UNITED CEMENT | SWGR | ROH | DMS 2121 2519-366 | BOLT SOCKET CAP HEAD M6X12 | 80 | 80 | 0 | 6100K013 | NEW.FLR-1-1-K013_SEP | inventory | 2025-10-28 | C&D |  | - | 2026-03-07 | 2026-02-21 | 0
6100K016 | United_Cement : SWITCHGEAR - UNITED CEMENT | SWGR | ROH | DMS 2121 2519-368 | BOLT SOCKET CAP HEAD M6X16 | 63 | 40 | 23 | free_stock | R58-A-1-K010_SEP | inventory | 2025-10-28 | C&D |  | - | 2026-03-07 | 2026-02-21 | 0
6100K016 | United_Cement : SWITCHGEAR - UNITED CEMENT | SWGR | ROH | DMS 2121 2519-368 | BOLT SOCKET CAP HEAD M6X16 | 23 | 23 | 0 | free_stock | R58-A-1-KDP1_SEP | inventory | 2025-10-28 | C&D |  | - | 2026-03-07 | 2026-02-21 | 0
6100K016 | United_Cement : SWITCHGEAR - UNITED CEMENT | SWGR | ROH | DMS 2121 2519-379 | BOLT SOCKET CAP HEAD M6X45 | 4 | 4 | 0 | free_stock | R58-O-1-KDP1_SEP | inventory | 2025-10-28 | C&D |  | - | 2026-03-07 | 2026-02-21 | 0
6100K016 | United_Cement : SWITCHGEAR - UNITED CEMENT | SWGR | ROH | DMS 2121 2519-430 | BOLT SOCKET CAP HEAD M6X50 | 12 | 9 | 3 | free_stock | R58-O-1-KDP1_SEP | inventory | 2025-10-28 | C&D |  | - | 2026-03-07 | 2026-02-21 | 0
6100K016 | United_Cement : SWITCHGEAR - UNITED CEMENT | SWGR | ROH | DMS 2121 2519-455 | BOLT SOCKET CAP HEAD M8X30 | 590 | 184 | 406 | free_stock | R58-A-1-KDP1_SEP | inventory | 2025-10-28 | C&D |  | - | 2026-03-07 | 2026-02-21 | 0
6100K016 | United_Cement : SWITCHGEAR - UNITED CEMENT | SWGR | ROH | DMS 2121 2519-455 | BOLT SOCKET CAP HEAD M8X30 | 406 | 150 | 256 | free_stock | 1-1-1-1 | inventory | 2025-10-28 | C&D |  | - | 2026-03-07 | 2026-02-21 | 0
6100K016 | United_Cement : SWITCHGEAR - UNITED CEMENT | SWGR | ROH | DMS 2121 2519-495 | BOLT SOCKET CAP HEAD M10X30 | 296 | 48 | 248 | free_stock | 1-1-1-1 | inventory | 2025-10-28 | C&D |  | - | 2026-03-07 | 2026-02-21 | 0
6100K016 | United_Cement : SWITCHGEAR - UNITED CEMENT | SWGR | ROH | DMS 2121 2519-495 | BOLT SOCKET CAP HEAD M10X30 | 248 | 24 | 224 | free_stock | R58-A-1-KDP1_SEP | inventory | 2025-10-28 | C&D |  | - | 2026-03-07 | 2026-02-21 | 0
6100K016 | United_Cement : SWITCHGEAR - UNITED CEMENT | SWGR | ROH | DMS 2121 2519-500 | BOLT SOCKET CAP HEAD M10X45 | 480 | 54 | 426 | free_stock | R58-A-1-KDP1_SEP | inventory | 2025-10-28 | C&D |  | - | 2026-03-07 | 2026-02-21 | 0
6100K016 | United_Cement : SWITCHGEAR - UNITED CEMENT | SWGR | ROH | DMS 2121 2519-500 | BOLT SOCKET CAP HEAD M10X45 | 426 | 48 | 378 | free_stock | 1-1-1-1 | inventory | 2025-10-28 | C&D |  | - | 2026-03-07 | 2026-02-21 | 0
6100K016 | United_Cement : SWITCHGEAR - UNITED CEMENT | SWGR | ROH | DMS 2121 2519-505 | CHEESE HEAD BOLT M10X70 | 276 | 276 | 0 | free_stock | R13-S-1-KDP1_SEP | inventory | 2025-10-28 | LAX |  | - | 2026-03-07 | 2026-02-21 | 0
6100K016 | United_Cement : SWITCHGEAR - UNITED CEMENT | SWGR | ROH | DMS 2121 2519-508 | BOLT SOCKET CAP HEAD M10X100 | 126 | 126 | 0 | free_stock | R58-A-1-KDP1_SEP | inventory | 2025-10-28 | C&D |  | - | 2026-03-07 | 2026-02-21 | 0
6100K016 | United_Cement : SWITCHGEAR - UNITED CEMENT | SWGR | ROH | DMS 2121 2519-532 | BOLT SOCKET CAP M12X20 | 58 | 25 | 33 | free_stock | 1-1-1-1 | inventory | 2025-10-28 | C&D |  | - | 2026-03-07 | 2026-02-21 | 0
6100K016 | United_Cement : SWITCHGEAR - UNITED CEMENT | SWGR | ROH | DMS 2121 2519-534 | BOLT SOCKET CAP HEAD M12X25 | 45 | 24 | 21 | free_stock | R58-O-1-KDP1_SEP | inventory | 2025-10-28 | C&D |  | - | 2026-03-07 | 2026-02-21 | 0
6100K016 | United_Cement : SWITCHGEAR - UNITED CEMENT | SWGR | ROH | DMS 2121 2519-534 | BOLT SOCKET CAP HEAD M12X25 | 21 | 6 | 15 | free_stock | 1-1-1-1 | inventory | 2025-10-28 | C&D |  | - | 2026-03-07 | 2026-02-21 | 0
6100K016 | United_Cement : SWITCHGEAR - UNITED CEMENT | SWGR | ROH | DMS 2121 2519-542 | BOLT SOCKET CAP HEAD M12X50 | 66 | 24 | 42 | free_stock | R58-A-1-KDP1_SEP | inventory | 2025-10-28 | C&D |  | - | 2026-03-07 | 2026-02-21 | 0
6100K016 | United_Cement : SWITCHGEAR - UNITED CEMENT | SWGR | ROH | DMS 2121 2519-544 | BOLT SOCKET CAP HEAD M12X60 | 120 | 57 | 63 | free_stock | R13-S-1-KDP1_SEP | inventory | 2025-10-28 | C&D |  | - | 2026-03-07 | 2026-02-21 | 0
6100K016 | United_Cement : SWITCHGEAR - UNITED CEMENT | SWGR | ROH | DMS 2121 2519-544 | BOLT SOCKET CAP HEAD M12X60 | 63 | 3 | 60 | free_stock | 1-1-1-1 | inventory | 2025-10-28 | C&D |  | - | 2026-03-07 | 2026-02-21 | 0
6100K016 | United_Cement : SWITCHGEAR - UNITED CEMENT | SWGR | ROH | DMS 2121 2519-630 | **** USE DMS 2121 2519-430 **** | 9 | 9 | 0 | free_stock | 1-1-1-1 | inventory | 2025-10-28 | C&D |  | - | 2026-03-07 | 2026-02-21 | 0
6100K016 | United_Cement : SWITCHGEAR - UNITED CEMENT | SWGR | ROH | DMS 2121 2852-536 | COUNTERSUNK ALLEN HEAD M12X30 | 92 | 92 | 0 | free_stock | R58-A-1-KDP1_SEP | inventory | 2025-10-28 | LAX |  | - | 2026-03-07 | 2026-02-21 | 0
6100K016 | United_Cement : SWITCHGEAR - UNITED CEMENT | SWGR | ROH | DMS 2126 2011-111 | NUT, HEX M3 | 34 | 34 | 0 | 6100K007 | R58-A-1-K11B_SEP | consumption | 2025-10-13 | C&D |  | - | 2026-03-07 | 2026-02-21 | 0 | [5 empty] | Work in Process Pick | 8079392
6100K016 | United_Cement : SWITCHGEAR - UNITED CEMENT | SWGR | ROH | DMS 2126 2011-114 | NUT, HEX M5 | 18 | 18 | 0 | free_stock | R58-A-1-K11B_SEP | inventory | 2025-10-28 | C&D |  | - | 2026-03-07 | 2026-02-21 | 0
6100K016 | United_Cement : SWITCHGEAR - UNITED CEMENT | SWGR | ROH | DMS 2126 2011-116 | NUT, HEX M 6 | 325 | 325 | 0 | 6100K013 | NEW.FLR-1-1-K013_SEP | inventory | 2025-10-28 | C&D |  | - | 2026-03-07 | 2026-02-21 | 0
6100K016 | United_Cement : SWITCHGEAR - UNITED CEMENT | SWGR | ROH | DMS 2126 2011-120 | NUT, HEX M10 | 1190 | 972 | 218 | free_stock | R58-A-1-KDP1_SEP | inventory | 2025-10-28 | C&D |  | - | 2026-03-07 | 2026-02-21 | 0
6100K016 | United_Cement : SWITCHGEAR - UNITED CEMENT | SWGR | ROH | DMS 2126 2011-120 | NUT, HEX M10 | 218 | 200 | 18 | free_stock | 1-1-1-1 | inventory | 2025-10-28 | C&D |  | - | 2026-03-07 | 2026-02-21 | 0
6100K016 | United_Cement : SWITCHGEAR - UNITED CEMENT | SWGR | ROH | DMS 2126 2011-120 | NUT, HEX M10 | 18 | 18 | 0 | 606PD013 | R13-S-1-KDP1_SEP | inventory | 2025-10-28 | C&D |  | - | 2026-03-07 | 2026-02-21 | 0
6100K016 | United_Cement : SWITCHGEAR - UNITED CEMENT | SWGR | ROH | DMS 2126 2011-122 | NUT, HEX M12 | 329 | 64 | 265 | free_stock | 1-1-1-1 | inventory | 2025-10-28 | C&D |  | - | 2026-03-07 | 2026-02-21 | 0
6100K016 | United_Cement : SWITCHGEAR - UNITED CEMENT | SWGR | ROH | DMS 2126 2011-124 | NUT, HEX M16 | 9 | 9 | 0 | free_stock | 1-1-1-1 | inventory | 2025-10-28 | C&D |  | - | 2026-03-07 | 2026-02-21 | 0
6100K016 | United_Cement : SWITCHGEAR - UNITED CEMENT | SWGR | ROH | DMS 2126 2013-122 | NUT HEX H D GALV M12 | 114 | 114 | 0 | free_stock | R14-I-1-KDP1_SEP | inventory | 2025-10-28 | C&D |  | - | 2026-03-07 | 2026-02-21 | 0
6100K016 | United_Cement : SWITCHGEAR - UNITED CEMENT | SWGR | ROH | DMS 2126 2013-124 | NUT HEX H D GALV M16 | 276 | 276 | 0 | free_stock | R58-J-1-KDP1_SEP | inventory | 2025-10-28 | C&D |  | - | 2026-03-07 | 2026-02-21 | 0
6100K016 | United_Cement : SWITCHGEAR - UNITED CEMENT | SWGR | ROH | DMS 2126 843-1 | RIVET NUT M6 (HEXAGONAL) | 10 | 4 | 6 | free_stock | R58-O-1-KDP1_SEP | inventory | 2025-10-28 | C&D |  | - | 2026-03-07 | 2026-02-21 | 0
6100K016 | United_Cement : SWITCHGEAR - UNITED CEMENT | SWGR | ROH | DMS 2154 2033-10 | WASHER, CONICAL 10.5X23X2.5 | 3845 | 1116 | 2729 | free_stock | R58-A-1-KDP1_SEP | inventory | 2025-10-28 | C&D |  | - | 2026-03-07 | 2026-02-21 | 0
6100K016 | United_Cement : SWITCHGEAR - UNITED CEMENT | SWGR | ROH | DMS 2154 2033-10 | WASHER, CONICAL 10.5X23X2.5 | 2729 | 1062 | 1667 | free_stock | 1-1-1-1 | inventory | 2025-10-28 | C&D |  | - | 2026-03-07 | 2026-02-21 | 0
6100K016 | United_Cement : SWITCHGEAR - UNITED CEMENT | SWGR | ROH | DMS 2154 2033-10 | WASHER, CONICAL 10.5X23X2.5 | 1667 | 148 | 1519 | 606PD013 | R13-S-1-KDP1_SEP | inventory | 2025-10-28 | C&D |  | - | 2026-03-07 | 2026-02-21 | 0
6100K016 | United_Cement : SWITCHGEAR - UNITED CEMENT | SWGR | ROH | DMS 2154 2033-19 | WASHER,SPRING 21X45X5 DIN6796 | 132 | 3 | 129 | free_stock | 1-1-1-1 | inventory | 2025-10-28 | C&D |  | - | 2026-03-07 | 2026-02-21 | 0
6100K016 | United_Cement : SWITCHGEAR - UNITED CEMENT | SWGR | ROH | DMS 2154 363-1 | WASHER, LOCK 10X5X0.5 | 23 | 23 | 0 | free_stock | R14-I-1-KDP1_SEP | inventory | 2025-10-28 | LV |  | - | 2026-03-07 | 2026-02-21 | 0
6100K016 | United_Cement : SWITCHGEAR - UNITED CEMENT | SWGR | ROH | DMS 2166 5011-10 | WIRE CHANNEL SIZE 48X100(1box=40meters) | 115 | 115 | 0 | free_stock | R58-O-1-KDP1_SEP | inventory | 2025-10-28 | LV |  | - | 2026-03-07 | 2026-02-21 | 0
6100K016 | United_Cement : SWITCHGEAR - UNITED CEMENT | SWGR | ROH | DMS 2166 5011-11 | WIRE CHANNEL SIZE 150X100(1box=12meter) | 23 | 23 | 0 | free_stock | R68-I-1-KDP1_SEP | inventory | 2025-10-28 | LV |  | - | 2026-03-07 | 2026-02-21 | 0
6100K016 | United_Cement : SWITCHGEAR - UNITED CEMENT | SWGR | ROH | DMS 2175 2012-25 | MOUNTNG RAIL OMEGA 35X15 02150 | 138 | 138 | 0 | free_stock | R68-I-1-KDP1_SEP | inventory | 2025-10-28 | LV |  | - | 2026-03-07 | 2026-02-21 | 0
6100K016 | United_Cement : SWITCHGEAR - UNITED CEMENT | SWGR | ROH | DMS 2634 010-91 | UN-INSUL SLeve Lugs KE1510ST (1.5mm) | 460 | 460 | 0 | free_stock | R58-O-1-KDP1_SEP | inventory | 2025-10-28 | LV |  | - | 2026-03-07 | 2026-02-21 | 0
6100K016 | United_Cement : SWITCHGEAR - UNITED CEMENT | SWGR | ROH | DMS 2634 010-92 | UN-INSUL SLEEVE Lugs for 2.5mm KE2510ST | 1150 | 1150 | 0 | free_stock | R58-O-1-KDP1_SEP | inventory | 2025-10-28 | LV |  | - | 2026-03-07 | 2026-02-21 | 0
6100K016 | United_Cement : SWITCHGEAR - UNITED CEMENT | SWGR | ROH | DMS 2634 010-93 | Un-Insul Sleeve Lugs 4.0 mm KE410ST | 1150 | 1150 | 0 | free_stock | R58-O-1-KDP1_SEP | inventory | 2025-10-28 | LV |  | - | 2026-03-07 | 2026-02-21 | 0
6100K016 | United_Cement : SWITCHGEAR - UNITED CEMENT | SWGR | ROH | DMS 2634 011-2 | TERM.LUGS BLADE BF-PP12/25 2.5MM | 2300 | 2300 | 0 | free_stock | R58-O-1-KDP1_SEP | inventory | 2025-10-28 | LV |  | - | 2026-03-07 | 2026-02-21 | 0
6100K016 | United_Cement : SWITCHGEAR - UNITED CEMENT | SWGR | ROH | DMS 2634 011-51 | TERM.LUGS BLADE RF-PP 12/23 | 6900 | 6900 | 0 | free_stock | R58-O-1-KDP1_SEP | inventory | 2025-10-28 | LV |  | - | 2026-03-07 | 2026-02-21 | 0
6100K016 | United_Cement : SWITCHGEAR - UNITED CEMENT | SWGR | ROH | DMS 2641 2026-4 | TERM.LUGS SPADE RF-U4 1.5/M4 | 2875 | 2875 | 0 | free_stock | R58-O-1-KDP1_SEP | inventory | 2025-10-28 | LV |  | - | 2026-03-07 | 2026-02-21 | 0
6100K016 | United_Cement : SWITCHGEAR - UNITED CEMENT | SWGR | ROH | DMS 2641 2026-7 | FORK SPADE BF-U4 2.5/M4 | 1104 | 108 | 996 | free_stock | 1-1-1-1 | inventory | 2025-10-28 | LV |  | - | 2026-03-07 | 2026-02-21 | 0
6100K016 | United_Cement : SWITCHGEAR - UNITED CEMENT | SWGR | ROH | DMS 2641 2034-11 | RING TYPE LUGS GF-M 5 | 460 | 460 | 0 | free_stock | R58-O-1-KDP1_SEP | inventory | 2025-10-28 | LV |  | - | 2026-03-07 | 2026-02-21 | 0
6100K016 | United_Cement : SWITCHGEAR - UNITED CEMENT | SWGR | ROH | DMS 2641 2034-2 | TERM.LUGS RING RF-M4 1.5/M4 | 2300 | 2300 | 0 | free_stock | R58-O-1-KDP1_SEP | inventory | 2025-10-28 | LV |  | - | 2026-03-07 | 2026-02-21 | 0
6100K016 | United_Cement : SWITCHGEAR - UNITED CEMENT | SWGR | ROH | DMS 2641 2034-4 | TERM.LUGS RING BF-M4 | 4600 | 4600 | 0 | free_stock | R58-O-1-KDP1_SEP | inventory | 2025-10-28 | LV |  | - | 2026-03-07 | 2026-02-21 | 0
6100K016 | United_Cement : SWITCHGEAR - UNITED CEMENT | SWGR | ROH | DMS 2641 2034-7 | TERM.LUGS BF-M5 (RING) | 2760 | 2760 | 0 | free_stock | 1-1-1-1 | inventory | 2025-10-28 | LV |  | - | 2026-03-07 | 2026-02-21 | 0
6100K016 | United_Cement : SWITCHGEAR - UNITED CEMENT | SWGR | ROH | DMS 2641 2034-8 | WIRE LUGS RING TYPE BF-M6 2.5/M6 | 184 | 184 | 0 | free_stock | R58-O-1-KDP1_SEP | inventory | 2025-10-28 | LV |  | - | 2026-03-07 | 2026-02-21 | 0
6100K016 | United_Cement : SWITCHGEAR - UNITED CEMENT | SWGR | ROH | DMS 2641 2034-9 | RING TYPE LUGS BF-M 8 | 184 | 184 | 0 | free_stock | R58-O-1-KDP1_SEP | inventory | 2025-10-28 | LV |  | - | 2026-03-07 | 2026-02-21 | 0
6100K016 | United_Cement : SWITCHGEAR - UNITED CEMENT | SWGR | ROH | DMS 2658 665-6 | TERM.LUGS RECPTACLE RF-F 608P | 46 | 46 | 0 | free_stock | R58-O-1-KDP1_SEP | inventory | 2025-10-28 | C&D |  | - | 2026-03-07 | 2026-02-21 | 0
6100K016 | United_Cement : SWITCHGEAR - UNITED CEMENT | SWGR | ROH | DMS 2686 7001-1 | SPIRAL TUBE. KS15, 15MM DIA | 184 | 184 | 0 | free_stock | R66-I-1-KDP1_SEP | inventory | 2025-10-28 | LV |  | - | 2026-03-07 | 2026-02-21 | 0
6100K016 | United_Cement : SWITCHGEAR - UNITED CEMENT | SWGR | ROH | DMS 924 0010 | Combiflex wire Socket 1.5mm 1MRK002136-B | 4600 | 580 | 4020 | free_stock | R14-L-1-KDP1_SEP | inventory | 2025-10-28 | LV |  | - | 2026-03-07 | 2026-02-21 | 0
6100K016 | United_Cement : SWITCHGEAR - UNITED CEMENT | SWGR | ROH | DMS 924 0010 | Combiflex wire Socket 1.5mm 1MRK002136-B | 4020 | 20 | 4000 | 6100K019 | 1-1-1-1 | inventory | 2025-10-28 | LV |  | - | 2026-03-07 | 2026-02-21 | 0
6100K016 | United_Cement : SWITCHGEAR - UNITED CEMENT | SWGR | ROH | DMS 924 0010 | Combiflex wire Socket 1.5mm 1MRK002136-B | 4000 | 200 | 3800 | 6100K019 | R14-B-1-KDP1_SEP | consumption | 2025-10-13 | LV |  | - | 2026-03-07 | 2026-02-21 | 0 | [5 empty] | Work in Process Pick | 8069888
6100K016 | United_Cement : SWITCHGEAR - UNITED CEMENT | SWGR | ROH | DMS 924 0020 | Combiflex wire Socket 2.5mm 1MRK002136-E | 2760 | 120 | 2640 | 6100K019 | 1-1-1-1 | inventory | 2025-10-28 | LV |  | - | 2026-03-07 | 2026-02-21 | 0
6100K016 | United_Cement : SWITCHGEAR - UNITED CEMENT | SWGR | ROH | DMS 924 0020 | Combiflex wire Socket 2.5mm 1MRK002136-E | 2640 | 40 | 2600 | free_stock | R14-L-1-KDP1_SEP | inventory | 2025-10-28 | LV |  | - | 2026-03-07 | 2026-02-21 | 0
6100K016 | United_Cement : SWITCHGEAR - UNITED CEMENT | SWGR | ROH | GCE0301012P0100 | CHEESE HEAD B0LT M3X6 | 8 | 8 | 0 | free_stock | R58-O-1-KDP1_SEP | inventory | 2025-10-28 | C&D |  | - | 2026-03-07 | 2026-02-21 | 0
6100K016 | United_Cement : SWITCHGEAR - UNITED CEMENT | SWGR | ROH | GCE0303179P0100 | CYLINDER HEAD BOLT M10X80 DIN 91 | 6 | 6 | 0 | 606PD013 | PO-SEP-3097-[4] | GR_in_process | 2023-12-05 | C&D |  | - | 2026-03-07 | 2026-02-21 | 0 | ALAM AL NIMA TRADING EST | PO#7061 | 10 | 21-12-2023 |  |  |  | PO#7061
6100K016 | United_Cement : SWITCHGEAR - UNITED CEMENT | SWGR | ROH | GCE0305850P0100 | POLYAMID BOLT M6X20 | 119 | 62 | 57 | free_stock | R58-O-1-KDP1_SEP | inventory | 2025-10-28 | C&D |  | - | 2026-03-07 | 2026-02-21 | 0
6100K016 | United_Cement : SWITCHGEAR - UNITED CEMENT | SWGR | ROH | GCE0336970P0100 | BOLT,TAPTITE HEX BOLT M5X12 | 12 | 6 | 6 | free_stock | R59-Q-1-KDP1_SEP | inventory | 2025-10-28 | C&D |  | - | 2026-03-07 | 2026-02-21 | 0
6100K016 | United_Cement : SWITCHGEAR - UNITED CEMENT | SWGR | ROH | GCE0350009P0100 | NUT M6 DIN 439-04 | 4 | 4 | 0 | free_stock | R59-Q-1-KDP1_SEP | inventory | 2025-10-28 | C&D |  | - | 2026-03-07 | 2026-02-21 | 0
6100K016 | United_Cement : SWITCHGEAR - UNITED CEMENT | SWGR | ROH | GCE0352913P0100 | NUT M10 DIN 555-Polyamide | 36 | 18 | 18 | free_stock | R13-S-1-KDP1_SEP | inventory | 2025-10-28 | C&D |  | - | 2026-03-07 | 2026-02-21 | 0
6100K016 | United_Cement : SWITCHGEAR - UNITED CEMENT | SWGR | ROH | GCE0367308P0100 | NUT, HEX - M5, DIN 985-6 ( LOCK NUT ) | 4 | 4 | 0 | free_stock | R58-O-1-KDP1_SEP | inventory | 2025-10-28 | C&D |  | - | 2026-03-07 | 2026-02-21 | 0
6100K016 | United_Cement : SWITCHGEAR - UNITED CEMENT | SWGR | ROH | GCE0369010P0100 | RIVET NUT M6X16 WITH GROOVE | 119 | 62 | 57 | free_stock | R58-O-1-KDP1_SEP | inventory | 2025-10-28 | C&D |  | - | 2026-03-07 | 2026-02-21 | 0
6100K016 | United_Cement : SWITCHGEAR - UNITED CEMENT | SWGR | ROH | GCE0369215P0100 | RIVET NUT , M12 | 56 | 24 | 32 | free_stock | R59-Q-1-KDP1_SEP | inventory | 2025-10-28 | C&D |  | - | 2026-03-07 | 2026-02-21 | 0
6100K016 | United_Cement : SWITCHGEAR - UNITED CEMENT | SWGR | ROH | GCE0369233P0100 | HEX RIVET NUT M8x18 COUNTER SUNK | 1064 | 190 | 874 | free_stock | R58-A-1-KDP1_SEP | inventory | 2025-10-28 | C&D |  | - | 2026-03-07 | 2026-02-21 | 0
6100K016 | United_Cement : SWITCHGEAR - UNITED CEMENT | SWGR | ROH | GCE0369233P0100 | HEX RIVET NUT M8x18 COUNTER SUNK | 874 | 25 | 849 | free_stock | 1-1-1-1 | inventory | 2025-10-28 | C&D |  | - | 2026-03-07 | 2026-02-21 | 0
6100K016 | United_Cement : SWITCHGEAR - UNITED CEMENT | SWGR | ROH | GCE0369312P0100 | COUNTERSUNK RIVET NUT M10x22.9 | 282 | 15 | 267 | 6100K019 | R58-A-1-KDP1_SEP | consumption | 2025-10-15 | C&D |  | - | 2026-03-07 | 2026-02-21 | 0 | [5 empty] | Work in Process Pick | 8128751
6100K016 | United_Cement : SWITCHGEAR - UNITED CEMENT | SWGR | ROH | GCE0369312P0100 | COUNTERSUNK RIVET NUT M10x22.9 | 267 | 8 | 259 | 6100K019 | R58-A-1-KDP1_SEP | consumption | 2025-10-15 | C&D |  | - | 2026-03-07 | 2026-02-21 | 0 | [5 empty] | Work in Process Pick | 8132356
6100K016 | United_Cement : SWITCHGEAR - UNITED CEMENT | SWGR | ROH | GCE0369312P0100 | COUNTERSUNK RIVET NUT M10x22.9 | 259 | 8 | 251 | 6100K019 | R58-A-1-KDP1_SEP | consumption | 2025-10-15 | C&D |  | - | 2026-03-07 | 2026-02-21 | 0 | [5 empty] | Work in Process Pick | 8131788
6100K016 | United_Cement : SWITCHGEAR - UNITED CEMENT | SWGR | ROH | GCE0369312P0100 | COUNTERSUNK RIVET NUT M10x22.9 | 251 | 8 | 243 | 6100K019 | R58-A-1-KDP1_SEP | consumption | 2025-10-16 | C&D |  | - | 2026-03-07 | 2026-02-21 | 0 | [5 empty] | Work in Process Pick | 8150149
6100K016 | United_Cement : SWITCHGEAR - UNITED CEMENT | SWGR | ROH | GCE0369312P0100 | COUNTERSUNK RIVET NUT M10x22.9 | 243 | 8 | 235 | 6100K019 | R58-A-1-KDP1_SEP | consumption | 2025-10-16 | C&D |  | - | 2026-03-07 | 2026-02-21 | 0 | [5 empty] | Work in Process Pick | 8150332
6100K016 | United_Cement : SWITCHGEAR - UNITED CEMENT | SWGR | ROH | GCE0401027P0100 | WASHER FLAT 10.5,DIN433-ST | 138 | 2 | 136 | free_stock | R58-O-1-KDP1_SEP | inventory | 2025-10-28 | C&D |  | - | 2026-03-07 | 2026-02-21 | 0
6100K016 | United_Cement : SWITCHGEAR - UNITED CEMENT | SWGR | ROH | GCE0402005P0100 | WASHER,SPRING A3.2 | 8 | 8 | 0 | free_stock | R15-A-1-KDP1_SEP | inventory | 2025-10-28 | C&D |  | - | 2026-03-07 | 2026-02-21 | 0
6100K016 | United_Cement : SWITCHGEAR - UNITED CEMENT | SWGR | ROH | GCE0402008P0100 | WASHER, A5., DIN 125-ST | 20 | 4 | 16 | free_stock | R58-O-1-KDP1_SEP | inventory | 2025-10-28 | C&D |  | - | 2026-03-07 | 2026-02-21 | 0
6100K016 | United_Cement : SWITCHGEAR - UNITED CEMENT | SWGR | ROH | GCE0402909P0100 | WASHER POLYAMID, A6.4, DIN 125 | 119 | 62 | 57 | free_stock | R15-A-1-KDP1_SEP | inventory | 2025-10-28 | C&D |  | - | 2026-03-07 | 2026-02-21 | 0
6100K016 | United_Cement : SWITCHGEAR - UNITED CEMENT | SWGR | ROH | GCE0410006P0100 | SPRING A4, DIN 127-FST | 64 | 52 | 12 | free_stock | R58-O-1-KDP1_SEP | inventory | 2025-10-28 | C&D |  | - | 2026-03-07 | 2026-02-21 | 0
6100K016 | United_Cement : SWITCHGEAR - UNITED CEMENT | SWGR | ROH | GCE0410006P0100 | SPRING A4, DIN 127-FST | 12 | 12 | 0 | free_stock | 1-1-1-1 | inventory | 2025-10-28 | C&D |  | - | 2026-03-07 | 2026-02-21 | 0
6100K016 | United_Cement : SWITCHGEAR - UNITED CEMENT | SWGR | ROH | GCE0410007P0100 | SPRING RING, A5, DIN 127-FST | 14 | 14 | 0 | free_stock | R59-Q-1-KDP1_SEP | inventory | 2025-10-28 | C&D |  | - | 2026-03-07 | 2026-02-21 | 0
6100K016 | United_Cement : SWITCHGEAR - UNITED CEMENT | SWGR | ROH | GCE0412007P0100 | SPRING RING 10 DIN 7980-FST | 120 | 48 | 72 | free_stock | R58-O-1-KDP1_SEP | inventory | 2025-10-28 | C&D |  | - | 2026-03-07 | 2026-02-21 | 0
6100K016 | United_Cement : SWITCHGEAR - UNITED CEMENT | SWGR | ROH | GCE0413307P0100 | CONTACT WASHER 12 | 40 | 32 | 8 | free_stock | R58-O-1-KDP1_SEP | inventory | 2025-10-28 | C&D |  | - | 2026-03-07 | 2026-02-21 | 0
6100K016 | United_Cement : SWITCHGEAR - UNITED CEMENT | SWGR | ROH | GCE0417501P0100 | SPLIT PIN FOR FRICK B. CHUCK | 34 | 34 | 0 | free_stock | R59-Q-1-KDP1_SEP | inventory | 2025-10-28 | C&D |  | - | 2026-03-07 | 2026-02-21 | 0
6100K016 | United_Cement : SWITCHGEAR - UNITED CEMENT | SWGR | ROH | GCE0418011P0100 | REVTAINING RING BORE-8 | 4 | 4 | 0 | free_stock | R59-Q-1-KDP1_SEP | inventory | 2025-10-28 | C&D |  | - | 2026-03-07 | 2026-02-21 | 0
6100K016 | United_Cement : SWITCHGEAR - UNITED CEMENT | SWGR | ROH | GCE0418202P0100 | WASHER,RETAINING 5/WN 418-FST | 97 | 2 | 95 | 6100K019 | R15-A-1-KDP1_SEP | consumption | 2025-10-15 | C&D |  | - | 2026-03-07 | 2026-02-21 | 0 | [5 empty] | Work in Process Pick | 8132306
6100K016 | United_Cement : SWITCHGEAR - UNITED CEMENT | SWGR | ROH | GCE0418202P0100 | WASHER,RETAINING 5/WN 418-FST | 95 | 2 | 93 | 6100K019 | R15-A-1-KDP1_SEP | consumption | 2025-10-15 | C&D |  | - | 2026-03-07 | 2026-02-21 | 0 | [5 empty] | Work in Process Pick | 8132330
6100K016 | United_Cement : SWITCHGEAR - UNITED CEMENT | SWGR | ROH | GCE0418202P0100 | WASHER,RETAINING 5/WN 418-FST | 93 | 2 | 91 | 6100K019 | R15-A-1-KDP1_SEP | consumption | 2025-10-16 | C&D |  | - | 2026-03-07 | 2026-02-21 | 0 | [5 empty] | Work in Process Pick | 8140338
6100K016 | United_Cement : SWITCHGEAR - UNITED CEMENT | SWGR | ROH | GCE0418202P0100 | WASHER,RETAINING 5/WN 418-FST | 91 | 2 | 89 | 6100K019 | R15-A-1-KDP1_SEP | consumption | 2025-10-16 | C&D |  | - | 2026-03-07 | 2026-02-21 | 0 | [5 empty] | Work in Process Pick | 8140383
6100K016 | United_Cement : SWITCHGEAR - UNITED CEMENT | SWGR | ROH | GCE0422025P0100 | RETAINING RING (SHAFT)30X1.5 | 8 | 8 | 0 | free_stock | R59-Q-1-KDP1_SEP | inventory | 2025-10-28 | C&D |  | - | 2026-03-07 | 2026-02-21 | 0
6100K016 | United_Cement : SWITCHGEAR - UNITED CEMENT | SWGR | ROH | GCE0438403P0100 | SPRG. PIN 2X10 DIN EN 28748 ST | 23 | 23 | 0 | free_stock | R14-I-1-KDP1_SEP | inventory | 2025-10-28 | LV |  | - | 2026-03-07 | 2026-02-21 | 0
6100K016 | United_Cement : SWITCHGEAR - UNITED CEMENT | SWGR | ROH | GCE0438423P0100 | SPRING PIN 3X16 | 16 | 4 | 12 | 6100K019 | R15-A-1-KDP1_SEP | consumption | 2025-10-16 | C&D |  | - | 2026-03-07 | 2026-02-21 | 0 | [5 empty] | Work in Process Pick | 8140296
6100K016 | United_Cement : SWITCHGEAR - UNITED CEMENT | SWGR | ROH | GCE0438425P0100 | SPRING PIN SLOTTED 3X20 (EQUIV.=28272) | 30 | 6 | 24 | free_stock | R59-Q-1-KDP1_SEP | inventory | 2025-10-28 | C&D |  | - | 2026-03-07 | 2026-02-21 | 0
6100K016 | United_Cement : SWITCHGEAR - UNITED CEMENT | SWGR | ROH | GCE0438432P0100 | PIN,SPRING (SLOTED) 4X10 | 32 | 32 | 0 | free_stock | R59-Q-1-KDP1_SEP | inventory | 2025-10-28 | C&D |  | - | 2026-03-07 | 2026-02-21 | 0
6100K016 | United_Cement : SWITCHGEAR - UNITED CEMENT | SWGR | ROH | GCE0438453P0100 | PIN,SPRING (SLOTED) 5X26 | 42 | 42 | 0 | free_stock | R59-Q-1-KDP1_SEP | inventory | 2025-10-28 | C&D |  | - | 2026-03-07 | 2026-02-21 | 0
6100K016 | United_Cement : SWITCHGEAR - UNITED CEMENT | SWGR | ROH | GCE0438455P0100 | SPRING PIN SLOTTED 5X30 | 10 | 10 | 0 | free_stock | R59-Q-1-KDP1_SEP | inventory | 2025-10-28 | C&D |  | - | 2026-03-07 | 2026-02-21 | 0
6100K016 | United_Cement : SWITCHGEAR - UNITED CEMENT | SWGR | ROH | GCE0457040P0100 | BLIND RIVET 6.4X12 STEEL | 389 | 188 | 201 | free_stock | R58-O-1-KDP1_SEP | inventory | 2025-10-28 | C&D |  | - | 2026-03-07 | 2026-02-21 | 0
6100K016 | United_Cement : SWITCHGEAR - UNITED CEMENT | SWGR | ROH | GCE0493108P0100 | BALL SHAPED HANDLE | 2 | 2 | 0 | 6100KDP01 | R56-Q-1-K019_SEP | inventory | 2025-10-28 | C&D |  | - | 2026-03-07 | 2026-02-21 | 0
6100K016 | United_Cement : SWITCHGEAR - UNITED CEMENT | SWGR | ROH | GCE0734028P0100P | K - BALL SHAPED HANDLE (ZINC CHRM) | 8 | 8 | 0 | 6100KDP01 | R56-P-1-K019_SEP | inventory | 2025-10-28 | C&D |  | - | 2026-03-07 | 2026-02-21 | 0
6100K016 | United_Cement : SWITCHGEAR - UNITED CEMENT | SWGR | ROH | GCE0909121P0100 | STRAIN RELIEF TYPE ZE2/10 | 10 | 2 | 8 | 606PD013 | R56-Q-1-K019_SEP | inventory | 2025-10-28 | C&D |  | - | 2026-03-07 | 2026-02-21 | 0
6100K016 | United_Cement : SWITCHGEAR - UNITED CEMENT | SWGR | ROH | GCE0931306P0100 | BUSHING KD20-30/115(2033335)GJ (LOWER) | 3 | 3 | 0 | free_stock | R13-S-1-KDP1_SEP | inventory | 2025-10-28 | C&D |  | - | 2026-03-07 | 2026-02-21 | 0
6100K016 | United_Cement : SWITCHGEAR - UNITED CEMENT | SWGR | ROH | GCE0931316P0100 | BUSBAR INSERT 2XD100 | 75 | 75 | 0 | free_stock | R59-Q-1-KDP1_SEP | inventory | 2025-10-28 | C&D |  | - | 2026-03-07 | 2026-02-21 | 0
6100K016 | United_Cement : SWITCHGEAR - UNITED CEMENT | SWGR | ROH | GCE0990108P0100 | DOUBLE BIT KEY 3.2 | 12 | 12 | 0 | 6100KDP01 | R56-Q-1-K019_SEP | inventory | 2025-10-28 | C&D |  | - | 2026-03-07 | 2026-02-21 | 0
6100K016 | United_Cement : SWITCHGEAR - UNITED CEMENT | SWGR | ROH | GCE0990431P0100 | HANDLE | 341 | 341 | 0 | free_stock | R59-A-1-KDP1_SEP | inventory | 2025-10-28 | C&D |  | - | 2026-03-07 | 2026-02-21 | 0
6100K016 | United_Cement : SWITCHGEAR - UNITED CEMENT | SWGR | ROH | GCE0990479P0100 | WHEEL FOR TRUCK 100X35 POLYAMID | 4 | 4 | 0 | 6100KDP01 | R56-P-1-K019_SEP | inventory | 2025-10-28 | C&D |  | - | 2026-03-07 | 2026-02-21 | 0
6100K016 | United_Cement : SWITCHGEAR - UNITED CEMENT | SWGR | ROH | GCE0996020P0100 | PROTECTOR CAP M12 SW17-1-G15/H5 | 24 | 24 | 0 | free_stock | R14-I-1-KDP1_SEP | inventory | 2025-10-28 | C&D |  | - | 2026-03-07 | 2026-02-21 | 0
6100K016 | United_Cement : SWITCHGEAR - UNITED CEMENT | SWGR | ROH | GCE0997050P0100 | HAND CRANK FOR SWITCH TRUCK | 6 | 6 | 0 | free_stock | INC-1-1-KDP1_SEP | inventory | 2025-10-28 | C&D |  | - | 2026-03-07 | 2026-02-21 | 0
6100K016 | United_Cement : SWITCHGEAR - UNITED CEMENT | SWGR | ROH | GCE0998122P0100 | TUBING 28X36 FOR PG29 | 9.1 | 9.1 | 0 | 6100KDP01 | R56-Q-1-K019_SEP | inventory | 2025-10-28 | B |  | - | 2026-03-07 | 2026-02-21 | 0
6100K016 | United_Cement : SWITCHGEAR - UNITED CEMENT | SWGR | ROH | GCE0998124P0100 | TUBING KUW 17X21,PG16 (Use ** 1YAB010415P0103 **) | 1.6 | 1.6 | 0 | free_stock | R13-S-1-KDP1_SEP | inventory | 2025-10-28 | B |  | - | 2026-03-07 | 2026-02-21 | 0
6100K016 | United_Cement : SWITCHGEAR - UNITED CEMENT | SWGR | ROH | GCE0998131P0100 | TUBE HOLDER-LK / MPG16 | 4 | 4 | 0 | 6100KDP01 | R56-Q-1-K019_SEP | inventory | 2025-10-28 | C&D |  | - | 2026-03-07 | 2026-02-21 | 0
6100K016 | United_Cement : SWITCHGEAR - UNITED CEMENT | SWGR | ROH | GCE0998168P0100 | PLASTIC BUSHING EK/G36 | 5 | 2 | 3 | free_stock | R59-A-1-KDP1_SEP | inventory | 2025-10-28 | C&D |  | - | 2026-03-07 | 2026-02-21 | 0
6100K016 | United_Cement : SWITCHGEAR - UNITED CEMENT | SWGR | ROH | GCE4117104P0106 | TUBE G16X100 DIN 490216 | 22 | 22 | 0 | 6100KDP01 | R56-Q-1-K019_SEP | inventory | 2025-10-28 | C&D |  | - | 2026-03-07 | 2026-02-21 | 0
6100K016 | United_Cement : SWITCHGEAR - UNITED CEMENT | SWGR | ROH | GCE4117104P0117 | TUBE G16X9 | 44 | 44 | 0 | free_stock | R59-Q-1-KDP1_SEP | inventory | 2025-10-28 | C&D |  | - | 2026-03-07 | 2026-02-21 | 0
6100K016 | United_Cement : SWITCHGEAR - UNITED CEMENT | SWGR | ROH | GCE4129015P0128P | HEX.PART 17X677 ZINC CHR. | 22 | 22 | 0 | 6100KDP01 | R56-Q-1-K019_SEP | inventory | 2025-10-28 | C&D |  | - | 2026-03-07 | 2026-02-21 | 0
6100K016 | United_Cement : SWITCHGEAR - UNITED CEMENT | SWGR | ROH | GCE4329220P0100 | THREADED DOWEL M12X37 | 4 | 4 | 0 | 6100KDP01 | R56-P-1-K019_SEP | inventory | 2025-10-28 | C&D |  | - | 2026-03-07 | 2026-02-21 | 0
6100K016 | United_Cement : SWITCHGEAR - UNITED CEMENT | SWGR | ROH | GCE4366010P0100 | NUT(DADO D'ANCORAGGIO) M10 WN366-ST37-2 | 190 | 190 | 0 | 6100KDP01 | R56-R-1-K019_SEP | inventory | 2025-10-28 | C&D |  | - | 2026-03-07 | 2026-02-21 | 0
6100K016 | United_Cement : SWITCHGEAR - UNITED CEMENT | SWGR | ROH | GCE4395060P0100 | WASHER,PLAIN , LARGE 6.1/18X1 | 44 | 4 | 40 | free_stock | R58-O-1-KDP1_SEP | inventory | 2025-10-28 | C&D |  | - | 2026-03-07 | 2026-02-21 | 0
6100K016 | United_Cement : SWITCHGEAR - UNITED CEMENT | SWGR | ROH | GCE4395856P0100 | PLAIN WASHER, LARGE 6.2x12x0.2 | 54 | 32 | 22 | free_stock | R58-O-1-KDP1_SEP | inventory | 2025-10-28 | C&D |  | - | 2026-03-07 | 2026-02-21 | 0
6100K016 | United_Cement : SWITCHGEAR - UNITED CEMENT | SWGR | ROH | GCE4396073P0100 | WASHER LARG PLN (12.1/23.5X2.5 | 40 | 20 | 20 | free_stock | R58-A-1-KDP1_SEP | inventory | 2025-10-28 | C&D |  | - | 2026-03-07 | 2026-02-21 | 0
6100K016 | United_Cement : SWITCHGEAR - UNITED CEMENT | SWGR | ROH | GCE4520999P0100 | INDICATION LABELS ( HOCK SYSMBLE ) | 8 | 7 | 1 | free_stock | WH2-1-1-KDP1_SEP | inventory | 2025-10-28 | C&D |  | - | 2026-03-07 | 2026-02-21 | 0
6100K016 | United_Cement : SWITCHGEAR - UNITED CEMENT | SWGR | ROH | GCE4520999P0100 | INDICATION LABELS ( HOCK SYSMBLE ) | 1 | 1 | 0 | 6100K019 | INC-1-1-KDP1_SEP | consumption | 2025-10-15 | C&D |  | - | 2026-03-07 | 2026-02-21 | 0 | [5 empty] | Work in Process Pick | 8127538
6100K016 | United_Cement : SWITCHGEAR - UNITED CEMENT | SWGR | ROH | GCE4539452P0100 | INDICATION LABEL Mech.Operation STICKER | 75 | 46 | 29 | free_stock | WH2-1-1-KDP1_SEP | inventory | 2025-10-28 | C&D |  | - | 2026-03-07 | 2026-02-21 | 0
6100K016 | United_Cement : SWITCHGEAR - UNITED CEMENT | SWGR | ROH | GCE7000495R0101 | SHAFT COMPL. | 22 | 22 | 0 | free_stock | R59-Q-1-KDP1_SEP | inventory | 2025-10-28 | C&D |  | - | 2026-03-07 | 2026-02-21 | 0
6100K016 | United_Cement : SWITCHGEAR - UNITED CEMENT | SWGR | ROH | GCE7000524P0101P | GROOVED PIN | 22 | 22 | 0 | 6100KDP01 | R56-P-1-K019_SEP | inventory | 2025-10-28 | LAX |  | - | 2026-03-07 | 2026-02-21 | 0
6100K016 | United_Cement : SWITCHGEAR - UNITED CEMENT | SWGR | ROH | GCE7000535R0101P | K- BRACKET COMPL. ZINC COATED | 22 | 22 | 0 | 6100KDP01 | R56-P-1-K019_SEP | inventory | 2025-10-28 | C&D |  | - | 2026-03-07 | 2026-02-21 | 0
6100K016 | United_Cement : SWITCHGEAR - UNITED CEMENT | SWGR | ROH | GCE7000541P0101P | ADJUSTING RING | 10 | 2 | 8 | free_stock | R15-A-1-KDP1_SEP | inventory | 2025-10-28 | C&D |  | - | 2026-03-07 | 2026-02-21 | 0
6100K016 | United_Cement : SWITCHGEAR - UNITED CEMENT | SWGR | ROH | GCE7000542P0101 | BUSH D10/6.2X15 | 20 | 4 | 16 | free_stock | R58-O-1-KDP1_SEP | inventory | 2025-10-28 | C&D |  | - | 2026-03-07 | 2026-02-21 | 0
6100K016 | United_Cement : SWITCHGEAR - UNITED CEMENT | SWGR | ROH | GCE7000545P0101 | COMPRESSION SPRING | 20 | 20 | 0 | free_stock | R13-S-1-KDP1_SEP | inventory | 2025-10-28 | B |  | - | 2026-03-07 | 2026-02-21 | 0
6100K016 | United_Cement : SWITCHGEAR - UNITED CEMENT | SWGR | ROH | GCE7000553P0101 | ADJUSTING FISH PLATE | 44 | 44 | 0 | 6100KDP01 | R55-Q-1-K019_SEP | inventory | 2025-10-28 | C&D |  | - | 2026-03-07 | 2026-02-21 | 0
6100K016 | United_Cement : SWITCHGEAR - UNITED CEMENT | SWGR | ROH | GCE7000581P0101 | CANTILEVER SPRING | 32 | 32 | 0 | 6100KDP01 | R56-P-1-K019_SEP | inventory | 2025-10-28 | C&D |  | - | 2026-03-07 | 2026-02-21 | 0
6100K016 | United_Cement : SWITCHGEAR - UNITED CEMENT | SWGR | ROH | GCE7000582P0101 | SPIRAL SPRING | 22 | 22 | 0 | 6100KDP01 | R56-P-1-K019_SEP | inventory | 2025-10-28 | C&D |  | - | 2026-03-07 | 2026-02-21 | 0
6100K016 | United_Cement : SWITCHGEAR - UNITED CEMENT | SWGR | ROH | GCE7000847P0101P | K - STUD | 10 | 2 | 8 | free_stock | R59-Q-1-KDP1_SEP | inventory | 2025-10-28 | C&D |  | - | 2026-03-07 | 2026-02-21 | 0
6100K016 | United_Cement : SWITCHGEAR - UNITED CEMENT | SWGR | ROH | GCE7001026P0101 | INSULATION TUBE; L=45MM. | 44 | 44 | 0 | free_stock | R59-Q-1-KDP1_SEP | inventory | 2025-10-28 | C&D |  | - | 2026-03-07 | 2026-02-21 | 0
6100K016 | United_Cement : SWITCHGEAR - UNITED CEMENT | SWGR | ROH | GCE7001732R0105 | EARTHING SWITCH: EK6/ZS1-1710-275 | 5 | 2 | 3 | free_stock | WH2-1-1-KDP1_SEP | inventory | 2025-10-28 | A |  | - | 2026-03-07 | 2026-02-21 | 0
6100K016 | United_Cement : SWITCHGEAR - UNITED CEMENT | SWGR | ROH | GCE7001732R0105 | EARTHING SWITCH: EK6/ZS1-1710-275 | 3 | 1 | 2 | 6100K019 | WH2-1-1-KDP1_SEP | inventory | 2025-10-28 | A |  | - | 2026-03-07 | 2026-02-21 | 0
6100K016 | United_Cement : SWITCHGEAR - UNITED CEMENT | SWGR | ROH | GCE7001936P0101P | K - HANDLE (CHROME PLATED) | 28 | 28 | 0 | 6100KDP01 | R56-Q-1-K019_SEP | inventory | 2025-10-28 | C&D |  | - | 2026-03-07 | 2026-02-21 | 0
6100K016 | United_Cement : SWITCHGEAR - UNITED CEMENT | SWGR | ROH | GCE7002424P0101P | K - BEARING SHAFT (ZINC CHRM) | 56 | 56 | 0 | 6100KDP01 | R56-Q-1-K019_SEP | inventory | 2025-10-28 | C&D |  | - | 2026-03-07 | 2026-02-21 | 0
6100K016 | United_Cement : SWITCHGEAR - UNITED CEMENT | SWGR | ROH | GCE7002476P0101 | FIXING BAR | 2 | 2 | 0 | free_stock | R13-S-1-KDP1_SEP | inventory | 2025-10-28 | B |  | - | 2026-03-07 | 2026-02-21 | 0
6100K016 | United_Cement : SWITCHGEAR - UNITED CEMENT | SWGR | ROH | GCE7003012P0101P | TUBE 8X5.1X25 | 10 | 2 | 8 | free_stock | R59-Q-1-KDP1_SEP | inventory | 2025-10-28 | C&D |  | - | 2026-03-07 | 2026-02-21 | 0
6100K016 | United_Cement : SWITCHGEAR - UNITED CEMENT | SWGR | ROH | GCE7003534P0101 | DETENT (RASTE) | 10 | 10 | 0 | free_stock | R13-S-1-KDP1_SEP | inventory | 2025-10-28 | B |  | - | 2026-03-07 | 2026-02-21 | 0
6100K016 | United_Cement : SWITCHGEAR - UNITED CEMENT | SWGR | ROH | GCE7003536P0101 | DETENT | 10 | 2 | 8 | free_stock | R15-A-1-KDP1_SEP | inventory | 2025-10-28 | C&D |  | - | 2026-03-07 | 2026-02-21 | 0
6100K016 | United_Cement : SWITCHGEAR - UNITED CEMENT | SWGR | ROH | GCE7003538P0101 | COVER | 2 | 2 | 0 | free_stock | R59-Q-1-KDP1_SEP | inventory | 2025-10-28 | C&D |  | - | 2026-03-07 | 2026-02-21 | 0
6100K016 | United_Cement : SWITCHGEAR - UNITED CEMENT | SWGR | ROH | GCE7003544P0101 | SPINDLE | 10 | 1 | 9 | free_stock | R59-Q-1-KDP1_SEP | inventory | 2025-10-28 | C&D |  | - | 2026-03-07 | 2026-02-21 | 0
6100K016 | United_Cement : SWITCHGEAR - UNITED CEMENT | SWGR | ROH | GCE7003544P0101 | SPINDLE | 9 | 1 | 8 | free_stock | 1-1-1-1 | inventory | 2025-10-28 | C&D |  | - | 2026-03-07 | 2026-02-21 | 0
6100K016 | United_Cement : SWITCHGEAR - UNITED CEMENT | SWGR | ROH | GCE7003544P0101 | SPINDLE | 8 | 1 | 7 | 6100K019 | R59-Q-1-KDP1_SEP | consumption | 2025-10-16 | C&D |  | - | 2026-03-07 | 2026-02-21 | 0 | [5 empty] | Work in Process Pick | 8144861
6100K016 | United_Cement : SWITCHGEAR - UNITED CEMENT | SWGR | ROH | GCE7003553P0101P | HEXAGON BOLT | 78 | 62 | 16 | free_stock | R13-S-1-KDP1_SEP | inventory | 2025-10-28 | C&D |  | - | 2026-03-07 | 2026-02-21 | 0
6100K016 | United_Cement : SWITCHGEAR - UNITED CEMENT | SWGR | ROH | GCE7003556P0101 | SLIDE | 20 | 2 | 18 | free_stock | R15-A-1-KDP1_SEP | inventory | 2025-10-28 | C&D |  | - | 2026-03-07 | 2026-02-21 | 0
6100K016 | United_Cement : SWITCHGEAR - UNITED CEMENT | SWGR | ROH | GCE7003556P0101 | SLIDE | 18 | 1 | 17 | 6100K019 | R15-A-1-KDP1_SEP | consumption | 2025-10-15 | C&D |  | - | 2026-03-07 | 2026-02-21 | 0 | [5 empty] | Work in Process Pick | 8120300
6100K016 | United_Cement : SWITCHGEAR - UNITED CEMENT | SWGR | ROH | GCE7003557P0101 | SLIDE | 4 | 2 | 2 | free_stock | R15-A-1-KDP1_SEP | inventory | 2025-10-28 | LAX |  | - | 2026-03-07 | 2026-02-21 | 0
6100K016 | United_Cement : SWITCHGEAR - UNITED CEMENT | SWGR | ROH | GCE7003557P0101 | SLIDE | 2 | 1 | 1 | 6100K019 | R15-A-1-KDP1_SEP | consumption | 2025-10-15 | LAX |  | - | 2026-03-07 | 2026-02-21 | 0 | [5 empty] | Work in Process Pick | 8120263
6100K016 | United_Cement : SWITCHGEAR - UNITED CEMENT | SWGR | ROH | GCE7003558P0101 | ADJUSTING SCREW | 2 | 2 | 0 | free_stock | R13-S-1-KDP1_SEP | inventory | 2025-10-28 | B |  | - | 2026-03-07 | 2026-02-21 | 0
6100K016 | United_Cement : SWITCHGEAR - UNITED CEMENT | SWGR | ROH | GCE7003560P0101 | SPACER | 1 | 1 | 0 | free_stock | R59-Q-1-KDP1_SEP | inventory | 2025-10-28 | C&D |  | - | 2026-03-07 | 2026-02-21 | 0
6100K016 | United_Cement : SWITCHGEAR - UNITED CEMENT | SWGR | ROH | GCE7003562P0101P | K - BUSH 10X60 | 2 | 2 | 0 | free_stock | R59-Q-1-KDP1_SEP | inventory | 2025-10-28 | C&D |  | - | 2026-03-07 | 2026-02-21 | 0
6100K016 | United_Cement : SWITCHGEAR - UNITED CEMENT | SWGR | ROH | GCE7003563P0101 | SHAFT | 2 | 2 | 0 | free_stock | R15-A-1-KDP1_SEP | inventory | 2025-10-28 | C&D |  | - | 2026-03-07 | 2026-02-21 | 0
6100K016 | United_Cement : SWITCHGEAR - UNITED CEMENT | SWGR | ROH | GCE7003568P0101 | NUT SPECIAL | 10 | 2 | 8 | free_stock | R59-Q-1-KDP1_SEP | inventory | 2025-10-28 | C&D |  | - | 2026-03-07 | 2026-02-21 | 0
6100K016 | United_Cement : SWITCHGEAR - UNITED CEMENT | SWGR | ROH | GCE7003572P0101 | TORSION SPRING | 1 | 1 | 0 | free_stock | R15-A-1-KDP1_SEP | inventory | 2025-10-28 | C&D |  | - | 2026-03-07 | 2026-02-21 | 0
6100K016 | United_Cement : SWITCHGEAR - UNITED CEMENT | SWGR | ROH | GCE7003578P0101 | SQUARE BOLT 4KT8/20 | 20 | 4 | 16 | free_stock | R15-A-1-KDP1_SEP | inventory | 2025-10-28 | C&D |  | - | 2026-03-07 | 2026-02-21 | 0
6100K016 | United_Cement : SWITCHGEAR - UNITED CEMENT | SWGR | ROH | GCE7003579P0102 | TENSION SPRING 6.5/.9/30/16 | 10 | 2 | 8 | free_stock | R59-Q-1-KDP1_SEP | inventory | 2025-10-28 | C&D |  | - | 2026-03-07 | 2026-02-21 | 0
6100K016 | United_Cement : SWITCHGEAR - UNITED CEMENT | SWGR | ROH | GCE7003580P0101 | CCOMPRESSION SPRING | 2 | 2 | 0 | free_stock | R59-Q-1-KDP1_SEP | inventory | 2025-10-28 | C&D |  | - | 2026-03-07 | 2026-02-21 | 0
6100K016 | United_Cement : SWITCHGEAR - UNITED CEMENT | SWGR | ROH | GCE7003581P0101 | COMPRESSION SPRING 7.5/0,8/9/25 | 20 | 4 | 16 | free_stock | R15-A-1-KDP1_SEP | inventory | 2025-10-28 | C&D |  | - | 2026-03-07 | 2026-02-21 | 0
6100K016 | United_Cement : SWITCHGEAR - UNITED CEMENT | SWGR | ROH | GCE7003582P0101 | NUT | 20 | 4 | 16 | free_stock | R59-Q-1-KDP1_SEP | inventory | 2025-10-28 | C&D |  | - | 2026-03-07 | 2026-02-21 | 0
6100K016 | United_Cement : SWITCHGEAR - UNITED CEMENT | SWGR | ROH | GCE7004025R0102 | DRAW OUT DEVICEP210-S200 ASSY. | 2 | 2 | 0 | free_stock | R59-P-1-KDP1_SEP | inventory | 2025-10-28 | LAX |  | - | 2026-03-07 | 2026-02-21 | 0
6100K016 | United_Cement : SWITCHGEAR - UNITED CEMENT | SWGR | ROH | GCE7004046R0101 | RECTIFIER COMPL. | 2 | 2 | 0 | free_stock | INC-1-1-KDP1_SEP | inventory | 2025-10-28 | B |  | - | 2026-03-07 | 2026-02-21 | 0
6100K016 | United_Cement : SWITCHGEAR - UNITED CEMENT | SWGR | ROH | GCE7102436P0100 | PLUG HOUSING SOCKET/GEHAUSE | 24 | 24 | 0 | free_stock | R59-A-1-KDP1_SEP | inventory | 2025-10-28 | C&D |  | - | 2026-03-07 | 2026-02-21 | 0
6100K016 | United_Cement : SWITCHGEAR - UNITED CEMENT | SWGR | ROH | GCE7102438P0100 | COVER OF CONTROL PLUG/SOCKET | 9 | 9 | 0 | 6100KDP01 | R56-O-1-K019_SEP | inventory | 2025-10-28 | B |  | - | 2026-03-07 | 2026-02-21 | 0
6100K016 | United_Cement : SWITCHGEAR - UNITED CEMENT | SWGR | ROH | GCE7107642P0100 | TENSION SPRING 8.9/0.7/35/10 | 10 | 2 | 8 | free_stock | R59-Q-1-KDP1_SEP | inventory | 2025-10-28 | C&D |  | - | 2026-03-07 | 2026-02-21 | 0
6100K016 | United_Cement : SWITCHGEAR - UNITED CEMENT | SWGR | ROH | GCE7109399R0106 | AUXILIARY SWITCH 5NC | 22 | 6 | 16 | 6100KDP01 | R56-Q-1-K019_SEP | inventory | 2025-10-28 | C&D |  | - | 2026-03-07 | 2026-02-21 | 0
6100K016 | United_Cement : SWITCHGEAR - UNITED CEMENT | SWGR | ROH | GCE7109399R0118 | SLIDE F.AUX.SWICH 5NC | 5 | 2 | 3 | free_stock | R59-Q-1-KDP1_SEP | inventory | 2025-10-28 | C&D |  | - | 2026-03-07 | 2026-02-21 | 0
6100K016 | United_Cement : SWITCHGEAR - UNITED CEMENT | SWGR | ROH | GCE7109399R0119 | AUX.SWITCH 5NO. (S8,S9) | 4 | 4 | 0 | free_stock | R59-Q-1-KDP1_SEP | inventory | 2025-10-28 | C&D |  | - | 2026-03-07 | 2026-02-21 | 0
6100K016 | United_Cement : SWITCHGEAR - UNITED CEMENT | SWGR | ROH | GCE7169312R0145 | EARTHING SWITCH: EK6-ZS1-1706-210 | 15 | 15 | 0 | free_stock | WH2-1-1-KDP1_SEP | inventory | 2025-10-28 | A |  | - | 2026-03-07 | 2026-02-21 | 0
6100K016 | United_Cement : SWITCHGEAR - UNITED CEMENT | SWGR | ROH | GCE7204654P0101 | BOLT 7/4X15 | 24 | 2 | 22 | free_stock | R59-P-1-KDP1_SEP | inventory | 2025-10-28 | C&D |  | - | 2026-03-07 | 2026-02-21 | 0
6100K016 | United_Cement : SWITCHGEAR - UNITED CEMENT | SWGR | ROH | GCE8000633P0113P | MOUNTING CHANNEL 760mm (GCE8000633P0113) | 40 | 26 | 14 | 6100KDP01 | R56-Q-1-K019_SEP | inventory | 2025-10-28 | C&D |  | - | 2026-03-07 | 2026-02-21 | 0
6100K016 | United_Cement : SWITCHGEAR - UNITED CEMENT | SWGR | ROH | GCE8000633P0113P | MOUNTING CHANNEL 760mm (GCE8000633P0113) | 14 | 4 | 10 | free_stock | 1-1-1-1 | inventory | 2025-10-28 | C&D |  | - | 2026-03-07 | 2026-02-21 | 0
6100K016 | United_Cement : SWITCHGEAR - UNITED CEMENT | SWGR | ROH | GCE8000633P0113P | MOUNTING CHANNEL 760mm (GCE8000633P0113) | 10 | 2 | 8 | 6100K019 | R59-P-1-KDP1_SEP | consumption | 2025-10-13 | C&D |  | - | 2026-03-07 | 2026-02-21 | 0 | [5 empty] | Work in Process Pick | 8077530
6100K016 | United_Cement : SWITCHGEAR - UNITED CEMENT | SWGR | ROH | GCE8000633P0115 | MOUNTING CHANNEL L325mm | 6 | 6 | 0 | 6100KDP01 | R56-P-1-K019_SEP | inventory | 2025-10-28 | C&D |  | - | 2026-03-07 | 2026-02-21 | 0
6100K016 | United_Cement : SWITCHGEAR - UNITED CEMENT | SWGR | ROH | GCE8000825P0101 | SPRING | 25 | 25 | 0 | 6100KDP01 | R56-Q-1-K019_SEP | inventory | 2025-10-28 | C&D |  | - | 2026-03-07 | 2026-02-21 | 0
6100K016 | United_Cement : SWITCHGEAR - UNITED CEMENT | SWGR | ROH | GCE8000910P0101 | PACKING PIECE 80X15 | 51 | 51 | 0 | free_stock | R59-P-1-KDP1_SEP | inventory | 2025-10-28 | LAX |  | - | 2026-03-07 | 2026-02-21 | 0
6100K016 | United_Cement : SWITCHGEAR - UNITED CEMENT | SWGR | ROH | GCE8000981P0101P | THREADED PIECE | 22 | 22 | 0 | 6100KDP01 | R56-P-1-K019_SEP | inventory | 2025-10-28 | C&D |  | - | 2026-03-07 | 2026-02-21 | 0
6100K016 | United_Cement : SWITCHGEAR - UNITED CEMENT | SWGR | ROH | GCE8001698R0107P | LEVER MECHANISM LEFT-SX 2X R250/55(w1000 | 5 | 2 | 3 | free_stock | R14-I-1-KDP1_SEP | inventory | 2025-10-28 | B |  | - | 2026-03-07 | 2026-02-21 | 0
6100K016 | United_Cement : SWITCHGEAR - UNITED CEMENT | SWGR | ROH | GCE8001698R0108P | LEVER MECHANISM RIGHT,DX2X R250/55(w1000 | 5 | 2 | 3 | free_stock | R14-I-1-KDP1_SEP | inventory | 2025-10-28 | B |  | - | 2026-03-07 | 2026-02-21 | 0
6100K016 | United_Cement : SWITCHGEAR - UNITED CEMENT | SWGR | ROH | GCE8001710P0101 | SPECIAL BOLT | 10 | 2 | 8 | free_stock | R66-P-1-KDP1_SEP | inventory | 2025-10-28 | C&D |  | - | 2026-03-07 | 2026-02-21 | 0
6100K016 | United_Cement : SWITCHGEAR - UNITED CEMENT | SWGR | ROH | GCE8001975P0101 | WASHER 40X21X10 (LOCAL PUR) | 36 | 18 | 18 | free_stock | R59-P-1-KDP1_SEP | inventory | 2025-10-28 | C&D |  | - | 2026-03-07 | 2026-02-21 | 0
6100K016 | United_Cement : SWITCHGEAR - UNITED CEMENT | SWGR | ROH | GCE8001976P0101 | WASHER 40X21X2 | 18 | 3 | 15 | free_stock | R14-I-1-KDP1_SEP | inventory | 2025-10-28 | C&D |  | - | 2026-03-07 | 2026-02-21 | 0
6100K016 | United_Cement : SWITCHGEAR - UNITED CEMENT | SWGR | ROH | GCE8002370P0101 | DOCKING RECEPTANCE | 46 | 46 | 0 | 6100KDP01 | R56-O-1-K019_SEP | inventory | 2025-10-28 | C&D |  | - | 2026-03-07 | 2026-02-21 | 0
6100K016 | United_Cement : SWITCHGEAR - UNITED CEMENT | SWGR | ROH | GCE8002372P0101P | BUSHING | 11 | 11 | 0 | 6100KDP01 | R56-P-1-K019_SEP | inventory | 2025-10-28 | C&D |  | - | 2026-03-07 | 2026-02-21 | 0
6100K016 | United_Cement : SWITCHGEAR - UNITED CEMENT | SWGR | ROH | GCE8002375P0101 | TENSION SPRING | 2 | 2 | 0 | 6100KDP01 | R56-Q-1-K019_SEP | inventory | 2025-10-28 | C&D |  | - | 2026-03-07 | 2026-02-21 | 0
6100K016 | United_Cement : SWITCHGEAR - UNITED CEMENT | SWGR | ROH | GCE8002757P0101 | Insert 1X60X10 (2024231) GJ.GER | 6 | 6 | 0 | 6100KDP01 | R56-P-1-K019_SEP | inventory | 2025-10-28 | C&D |  | - | 2026-03-07 | 2026-02-21 | 0
6100K016 | United_Cement : SWITCHGEAR - UNITED CEMENT | SWGR | ROH | GCE8002757P0102 | Insert 80X10 | 96 | 96 | 0 | 6100KDP01 | R56-P-1-K019_SEP | inventory | 2025-10-28 | C&D |  | - | 2026-03-07 | 2026-02-21 | 0
6100K016 | United_Cement : SWITCHGEAR - UNITED CEMENT | SWGR | ROH | GCE8002875P0101 | WINDOW PANE 350X220X16,8 (KONEX) | 16 | 16 | 0 | free_stock | R59-Q-1-KDP1_SEP | inventory | 2025-10-28 | C&D |  | - | 2026-03-07 | 2026-02-21 | 0
6100K016 | United_Cement : SWITCHGEAR - UNITED CEMENT | SWGR | ROH | GCE8003360R0101P | LEVER MECHANISM LEFT, 2xR250/55(W800) | 16 | 16 | 0 | free_stock | R59-Q-1-KDP1_SEP | inventory | 2025-10-28 | C&D |  | - | 2026-03-07 | 2026-02-21 | 0
6100K016 | United_Cement : SWITCHGEAR - UNITED CEMENT | SWGR | ROH | GCE8003360R0102P | LEVER MECHANISM RIGHT,2xR250/55 (W800) | 16 | 16 | 0 | free_stock | R59-Q-1-KDP1_SEP | inventory | 2025-10-28 | C&D |  | - | 2026-03-07 | 2026-02-21 | 0
6100K016 | United_Cement : SWITCHGEAR - UNITED CEMENT | SWGR | ROH | GCE8003624R0102 | MONOBLOCCO-SPOUT 1250A,ZS1 | 90 | 90 | 0 | free_stock | R13-A-1-KDP1_SEP | inventory | 2025-10-28 | B |  | - | 2026-03-07 | 2026-02-21 | 0
6100K016 | United_Cement : SWITCHGEAR - UNITED CEMENT | SWGR | ROH | GCE8003651P0101P | INSULATING CAP | 131 | 131 | 0 | free_stock | R59-A-1-KDP1_SEP | inventory | 2025-10-28 | C&D |  | - | 2026-03-07 | 2026-02-21 | 0
6100K016 | United_Cement : SWITCHGEAR - UNITED CEMENT | SWGR | ROH | GCE8003671P0120 | SPECIAL SCREW M12X30/101 | 62 | 62 | 0 | free_stock | R58-O-1-KDP1_SEP | inventory | 2025-10-28 | C&D |  | - | 2026-03-07 | 2026-02-21 | 0
6100K016 | United_Cement : SWITCHGEAR - UNITED CEMENT | SWGR | ROH | GCE8003672P0101 | COVER-COPERTURA 12KV ZS1 1250A | 90 | 90 | 0 | 6100KDP01 | R56-P-1-K019_SEP | inventory | 2025-10-28 | C&D |  | - | 2026-03-07 | 2026-02-21 | 0
6100K016 | United_Cement : SWITCHGEAR - UNITED CEMENT | SWGR | ROH | GCE8004145P0101P | INTERLOCKING BOLT | 8 | 8 | 0 | 6100KDP01 | R56-Q-1-K019_SEP | inventory | 2025-10-28 | C&D |  | - | 2026-03-07 | 2026-02-21 | 0
6100K016 | United_Cement : SWITCHGEAR - UNITED CEMENT | SWGR | ROH | GCE8004478P0101 | BUSHING PLATE BELOW / 3 HOLES | 1 | 1 | 0 | free_stock | R16-L-1-K019_SEP | inventory | 2025-10-28 | B |  | - | 2026-03-07 | 2026-02-21 | 0
6100K016 | United_Cement : SWITCHGEAR - UNITED CEMENT | SWGR | ROH | GCE8004479P0101P | PROTECTIVE COVER (DWG: GCE8004479P0101) | 6 | 6 | 0 | 6100KDP01 | R56-Q-1-K019_SEP | inventory | 2025-10-28 | C&D |  | - | 2026-03-07 | 2026-02-21 | 0
6100K016 | United_Cement : SWITCHGEAR - UNITED CEMENT | SWGR | ROH | GCE8004581P0101 | SPRING COMPRESSION | 8 | 8 | 0 | 6100KDP01 | R56-P-1-K019_SEP | inventory | 2025-10-28 | C&D |  | - | 2026-03-07 | 2026-02-21 | 0
6100K016 | United_Cement : SWITCHGEAR - UNITED CEMENT | SWGR | ROH | GCE8004633P0101 | ANGLE LEFT ( POLY ) | 8 | 8 | 0 | free_stock | R59-Q-1-KDP1_SEP | inventory | 2025-10-28 | C&D |  | - | 2026-03-07 | 2026-02-21 | 0
6100K016 | United_Cement : SWITCHGEAR - UNITED CEMENT | SWGR | ROH | GCE8004633P0102 | ANGLE RIGHT ( POLY ) | 8 | 8 | 0 | free_stock | R59-Q-1-KDP1_SEP | inventory | 2025-10-28 | C&D |  | - | 2026-03-07 | 2026-02-21 | 0
6100K016 | United_Cement : SWITCHGEAR - UNITED CEMENT | SWGR | ROH | GCE8004770P0101 | SHROUD 17.5kV | 21 | 21 | 0 | free_stock | R14-I-1-KDP1_SEP | inventory | 2025-10-28 | C&D |  | - | 2026-03-07 | 2026-02-21 | 0
6100K016 | United_Cement : SWITCHGEAR - UNITED CEMENT | SWGR | ROH | GCE8004990P0101 | CARRIER FOR BUSBAR SHROUD | 33 | 30 | 3 | free_stock | R59-A-1-KDP1_SEP | inventory | 2025-10-28 | C&D |  | - | 2026-03-07 | 2026-02-21 | 0
6100K016 | United_Cement : SWITCHGEAR - UNITED CEMENT | SWGR | ROH | GCE8005031R0101 | BUSHING ZS1/ (3 IN 1) DEACE | 23 | 23 | 0 | free_stock | R59-H-1-KDP1_SEP | inventory | 2025-10-28 | C&D |  | - | 2026-03-07 | 2026-02-21 | 0
6100K016 | United_Cement : SWITCHGEAR - UNITED CEMENT | SWGR | ROH | GCE8005595R0109P | Busbar D100,12mm Thick 800/1000,L=830 | 18 | 4 | 14 | free_stock | INC-1-1-KDP1_SEP | inventory | 2025-10-28 | B |  | - | 2026-03-07 | 2026-02-21 | 0
6100K016 | United_Cement : SWITCHGEAR - UNITED CEMENT | SWGR | ROH | GCE8005595R0110P | Busbar D100,12mm Thick 800/1000,L=895 | 18 | 4 | 14 | free_stock | INC-1-1-KDP1_SEP | inventory | 2025-10-28 | B |  | - | 2026-03-07 | 2026-02-21 | 0
6100K016 | United_Cement : SWITCHGEAR - UNITED CEMENT | SWGR | ROH | GCE8005595R0111P | Busbar D100,12mm Thick 800/1000,L=960 | 18 | 4 | 14 | free_stock | INC-1-1-KDP1_SEP | inventory | 2025-10-28 | B |  | - | 2026-03-07 | 2026-02-21 | 0
6100K016 | United_Cement : SWITCHGEAR - UNITED CEMENT | SWGR | ROH | GCE8006031P0101 | COVER FOR BUSBAR JOINTS | 51 | 51 | 0 | free_stock | R59-A-1-KDP1_SEP | inventory | 2025-10-28 | LAX |  | - | 2026-03-07 | 2026-02-21 | 0
6100K016 | United_Cement : SWITCHGEAR - UNITED CEMENT | SWGR | ROH | GCE8007213P0101 | SHROUD ZS3.2, Middle | 18 | 3 | 15 | free_stock | R59-A-1-KDP1_SEP | inventory | 2025-10-28 | LAX |  | - | 2026-03-07 | 2026-02-21 | 0
6100K016 | United_Cement : SWITCHGEAR - UNITED CEMENT | SWGR | ROH | GCE8007214P0101 | COVER FOR SHROUD ZS3.2, end side | 36 | 6 | 30 | free_stock | R59-A-1-KDP1_SEP | inventory | 2025-10-28 | LAX |  | - | 2026-03-07 | 2026-02-21 | 0
6100K016 | United_Cement : SWITCHGEAR - UNITED CEMENT | SWGR | ROH | GCE8011409R0101 | LEVER COMPLETE LEFT SIDE | 2 | 2 | 0 | 6100KDP01 | R56-P-1-K019_SEP | inventory | 2025-10-28 | C&D |  | - | 2026-03-07 | 2026-02-21 | 0
6100K016 | United_Cement : SWITCHGEAR - UNITED CEMENT | SWGR | ROH | GCE8011409R0102 | LEVER COMPLETE RIGHT SIDE | 2 | 2 | 0 | 6100KDP01 | R56-P-1-K019_SEP | inventory | 2025-10-28 | C&D |  | - | 2026-03-07 | 2026-02-21 | 0
6100K016 | United_Cement : SWITCHGEAR - UNITED CEMENT | SWGR | ROH | GCE8013262P0101 | SHROUD | 4 | 4 | 0 | 6100KDP01 | R56-I-1-K019_SEP | inventory | 2025-10-28 | C&D |  | - | 2026-03-07 | 2026-02-21 | 0
6100K016 | United_Cement : SWITCHGEAR - UNITED CEMENT | SWGR | ROH | GCE8381281P0100 | GUIDE ROLLER | 5 | 5 | 0 | 6100KDP01 | R56-P-1-K019_SEP | inventory | 2025-10-28 | C&D |  | - | 2026-03-07 | 2026-02-21 | 0
6100K016 | United_Cement : SWITCHGEAR - UNITED CEMENT | SWGR | ROH | GCE8494256P0101 | DISTANCE TUBE | 22 | 22 | 0 | 6100KDP01 | R56-Q-1-K019_SEP | inventory | 2025-10-28 | C&D |  | - | 2026-03-07 | 2026-02-21 | 0
6100K016 | United_Cement : SWITCHGEAR - UNITED CEMENT | SWGR | ROH | GCE9371453P0101 | CABLE BUSHING LOWER PART | 26 | 26 | 0 | 6100KDP01 | R56-O-1-K019_SEP | inventory | 2025-10-28 | C&D |  | - | 2026-03-07 | 2026-02-21 | 0
6100K016 | United_Cement : SWITCHGEAR - UNITED CEMENT | SWGR | ROH | GCE9371454P0101 | CABLE BUSHING UPPER PART | 2 | 2 | 0 | 6100KDP01 | R56-O-1-K019_SEP | inventory | 2025-10-28 | C&D |  | - | 2026-03-07 | 2026-02-21 | 0
6100K016 | United_Cement : SWITCHGEAR - UNITED CEMENT | SWGR | ROH | GCE9401529P0100 | Bush | 22 | 22 | 0 | 6100KDP01 | R56-O-1-K019_SEP | inventory | 2025-10-28 | C&D |  | - | 2026-03-07 | 2026-02-21 | 0
6100K016 | United_Cement : SWITCHGEAR - UNITED CEMENT | SWGR | ROH | GCE9401678R0101 | HOUSING (PLUG SOCKET)COMPL. | 3 | 3 | 0 | 6100KDP01 | R56-O-1-K019_SEP | inventory | 2025-10-28 | C&D |  | - | 2026-03-07 | 2026-02-21 | 0
6100K016 | United_Cement : SWITCHGEAR - UNITED CEMENT | SWGR | ROH | GCE9464131P0100 | EARTHING SWITCH DISPLAY | 22 | 22 | 0 | 6100KDP01 | R56-O-1-K019_SEP | inventory | 2025-10-28 | C&D |  | - | 2026-03-07 | 2026-02-21 | 0
6100K016 | United_Cement : SWITCHGEAR - UNITED CEMENT | SWGR | ROH | GCE9478304P0102P | ROLLER | 56 | 56 | 0 | 6100KDP01 | R56-P-1-K019_SEP | inventory | 2025-10-28 | C&D |  | - | 2026-03-07 | 2026-02-21 | 0
6100K016 | United_Cement : SWITCHGEAR - UNITED CEMENT | SWGR | ROH | GCE9478350P0101 | SUPPORTING BOLT 6Kt14/M6X23 | 2 | 2 | 0 | 6100KDP01 | R56-P-1-K019_SEP | inventory | 2025-10-28 | C&D |  | - | 2026-03-07 | 2026-02-21 | 0
6100K016 | United_Cement : SWITCHGEAR - UNITED CEMENT | SWGR | ROH | GCE9478476P0101 | FIXING RING | 10 | 2 | 8 | free_stock | R59-Q-1-KDP1_SEP | inventory | 2025-10-28 | C&D |  | - | 2026-03-07 | 2026-02-21 | 0
6100K016 | United_Cement : SWITCHGEAR - UNITED CEMENT | SWGR | ROH | GCE9576618P0100 | BUSH D18/12,2X8 | 44 | 44 | 0 | 6100KDP01 | R56-Q-1-K019_SEP | inventory | 2025-10-28 | C&D |  | - | 2026-03-07 | 2026-02-21 | 0
6100K016 | United_Cement : SWITCHGEAR - UNITED CEMENT | SWGR | ROH | GCEC830444P0101P | K-SPACER D12/4.5X8,ZS1/ZS3.2Yellow Chrom | 44 | 44 | 0 | free_stock | R59-Q-1-KDP1_SEP | inventory | 2025-10-28 | C&D |  | - | 2026-03-07 | 2026-02-21 | 0
6100K016 | United_Cement : SWITCHGEAR - UNITED CEMENT | SWGR | ROH | MV RK 926 011-AE | TEST PLUG HANDLE, RTXH 8 | 1 | 1 | 0 | free_stock | R14-B-1-KDP1_SEP | inventory | 2025-10-28 | LAX |  | - | 2026-03-07 | 2026-02-21 | 0
6100K016 | United_Cement : SWITCHGEAR - UNITED CEMENT | SWGR | ROH | MV RK 926 011-BC | TEST PLUG HANDLE: RTXH 18; RK 926 011-BC | 1 | 1 | 0 | free_stock | R14-B-1-KDP1_SEP | inventory | 2025-10-28 | LAX |  | - | 2026-03-07 | 2026-02-21 | 0
6100K016 | United_Cement : SWITCHGEAR - UNITED CEMENT | SWGR | ROH | MV-CR-U125DC3 | CR-U125DC3 - 1SVR405622R8200 | 2 | 2 | 0 | free_stock | R16-I-1-KDP1_SEP | inventory | 2025-10-28 | LV |  | - | 2026-03-07 | 2026-02-21 | 0
6100K016 | United_Cement : SWITCHGEAR - UNITED CEMENT | SWGR | ROH | MV-CR-U3S | Socket -FOR 3 C/O AND MODULE TIMER | 2 | 2 | 0 | free_stock | R16-I-1-KDP1_SEP | inventory | 2025-10-28 | LV |  | - | 2026-03-07 | 2026-02-21 | 0
6100K016 | United_Cement : SWITCHGEAR - UNITED CEMENT | SWGR | ROH | MV-CR-UH | Holder interface relay 1SVR405669R0000 | 2 | 2 | 0 | free_stock | R16-I-1-KDP1_SEP | inventory | 2025-10-28 | LV |  | - | 2026-03-07 | 2026-02-21 | 0
6100K016 | United_Cement : SWITCHGEAR - UNITED CEMENT | SWGR | ROH | MV-CR-UT | TIME MODULE 1SVR405667R0000 | 2 | 2 | 0 | free_stock | R16-I-1-KDP1_SEP | inventory | 2025-10-28 | LV |  | - | 2026-03-07 | 2026-02-21 | 0
6100K016 | United_Cement : SWITCHGEAR - UNITED CEMENT | SWGR | ROH | PKE 1508 | END SLEEVES PKE 1508 (1x1.5sqmm , Black) | 345 | 345 | 0 | free_stock | R59-B-1-KDP1_SEP | inventory | 2025-10-28 | LV |  | - | 2026-03-07 | 2026-02-21 | 0
6100K016 | United_Cement : SWITCHGEAR - UNITED CEMENT | SWGR | ROH | PKT 1508 | END SLEEVES PKT 1508 (2x1.5sqmm , Black) | 345 | 345 | 0 | free_stock | R59-B-1-KDP1_SEP | inventory | 2025-10-28 | LV |  | - | 2026-03-07 | 2026-02-21 | 0
6100K016 | United_Cement : SWITCHGEAR - UNITED CEMENT | SWGR | ROH | PKT 2512 | END SLEEVES PKT 2512 (2x2.5sqmm , Blue) | 460 | 340 | 120 | free_stock | R59-B-1-KDP1_SEP | inventory | 2025-10-28 | LV |  | - | 2026-03-07 | 2026-02-21 | 0
6100K016 | United_Cement : SWITCHGEAR - UNITED CEMENT | SWGR | ROH | PKT 2512 | END SLEEVES PKT 2512 (2x2.5sqmm , Blue) | 120 | 20 | 100 | 6100K019 | 1-1-1-1 | inventory | 2025-10-28 | LV |  | - | 2026-03-07 | 2026-02-21 | 0
6100K016 | United_Cement : SWITCHGEAR - UNITED CEMENT | SWGR | ROH | SCB1000027P0001P | K-PLATE | 45 | 45 | 0 | 6100KDP01 | R56-P-1-K019_SEP | inventory | 2025-10-28 | C&D |  | - | 2026-03-07 | 2026-02-21 | 0
6100K016 | United_Cement : SWITCHGEAR - UNITED CEMENT | SWGR | ROH | SCB1000048P0001P | PIN (LOCAL PUR) | 22 | 6 | 16 | free_stock | R13-S-1-K006_SEP | inventory | 2025-10-28 | C&D |  | - | 2026-03-07 | 2026-02-21 | 0
6100K016 | United_Cement : SWITCHGEAR - UNITED CEMENT | SWGR | ROH | SCB1000049P0001 | COMPRESSION SPRING | 22 | 22 | 0 | 6100KDP01 | R56-P-1-K019_SEP | inventory | 2025-10-28 | LAX |  | - | 2026-03-07 | 2026-02-21 | 0
6100K016 | United_Cement : SWITCHGEAR - UNITED CEMENT | SWGR | ROH | T81722 | Plastic plug for LV Box (Micro. Sw. ) | 138 | 138 | 0 | 6100K013 | R58-J-1-K013_SEP | inventory | 2025-10-28 | C&D |  | - | 2026-03-07 | 2026-02-21 | 0
6100K016 | United_Cement : SWITCHGEAR - UNITED CEMENT | SWGR | ROH | 1815230000 | 5Pole Plug 2.5mm-1815230000-Cont-loop | 22 | 18 | 4 | 6100KDP01 | R57-O-1-K019_SEP | inventory | 2025-10-28 | LV |  | - | 2026-03-07 | 2026-02-21 | 0
6100K016 | United_Cement : SWITCHGEAR - UNITED CEMENT | SWGR | ROH | 1815230000 | 5Pole Plug 2.5mm-1815230000-Cont-loop | 4 | 1 | 3 | free_stock | R57-O-1-KDP1_SEP | inventory | 2025-10-28 | LV |  | - | 2026-03-07 | 2026-02-21 | 0
6100K016 | United_Cement : SWITCHGEAR - UNITED CEMENT | SWGR | ROH | 1815230000 | 5Pole Plug 2.5mm-1815230000-Cont-loop | 3 | 1 | 2 | 6100K019 | 1-1-1-1 | inventory | 2025-10-28 | LV |  | - | 2026-03-07 | 2026-02-21 | 0
6100K016 | United_Cement : SWITCHGEAR - UNITED CEMENT | SWGR | ROH | 1815230000 | 5Pole Plug 2.5mm-1815230000-Cont-loop | 2 | 2 | 0 |  | R57-O-1-KDP1_SEP | consumption | 2025-10-14 | LV |  | - | 2026-03-07 | 2026-02-21 | 0 | [5 empty] | Subinventory Transfer | 8109405
6100K016 | United_Cement : SWITCHGEAR - UNITED CEMENT | SWGR | ROH | 1855030000 | 6Pole Plug 4mm-1855030000-AC looping | 23 | 20 | 3 | 6100KDP01 | R57-J-1-K019_SEP | inventory | 2025-10-28 | LV |  | - | 2026-03-07 | 2026-02-21 | 0
6100K016 | United_Cement : SWITCHGEAR - UNITED CEMENT | SWGR | ROH | 1855030000 | 6Pole Plug 4mm-1855030000-AC looping | 3 | 1 | 2 | free_stock | R57-J-1-1 | inventory | 2025-10-28 | LV |  | - | 2026-03-07 | 2026-02-21 | 0
6100K016 | United_Cement : SWITCHGEAR - UNITED CEMENT | SWGR | ROH | 1855030000 | 6Pole Plug 4mm-1855030000-AC looping | 2 | 1 | 1 | free_stock | R57-J-1-KDP1_SEP | inventory | 2025-10-28 | LV |  | - | 2026-03-07 | 2026-02-21 | 0
6100K016 | United_Cement : SWITCHGEAR - UNITED CEMENT | SWGR | ROH | 1855030000 | 6Pole Plug 4mm-1855030000-AC looping | 1 | 1 | 0 | 6100K019 | 1-1-1-1 | inventory | 2025-10-28 | LV |  | - | 2026-03-07 | 2026-02-21 | 0
6100K023 | Half_Moon : SWITCHGEAR - Half_Moon | SWGR | ROH | 013978 | TERMINAL ACC T34262/6Px2.5 7906090000 | 40 | 14 | 26 | free_stock | R57-J-1-1 | inventory | 2025-10-28 | Mechanical |  | - | 2026-04-04 | 2026-03-21 | 0
6100K023 | Half_Moon : SWITCHGEAR - Half_Moon | SWGR | ROH | 013978 | TERMINAL ACC T34262/6Px2.5 7906090000 | 26 | 8 | 18 | free_stock | 1-1-1-1 | inventory | 2025-10-28 | Mechanical |  | - | 2026-04-04 | 2026-03-21 | 0
6100K023 | Half_Moon : SWITCHGEAR - Half_Moon | SWGR | ROH | 013978 | TERMINAL ACC T34262/6Px2.5 7906090000 | 18 | 2 | 16 | free_stock | R57-J-1-KDP1_SEP | inventory | 2025-10-28 | Mechanical |  | - | 2026-04-04 | 2026-03-21 | 0
6100K023 | Half_Moon : SWITCHGEAR - Half_Moon | SWGR | ROH | 013978 | TERMINAL ACC T34262/6Px2.5 7906090000 | 16 | 16 | 0 |  | R57-J-1-KDP1_SEP | consumption | 2025-10-14 | Mechanical |  | - | 2026-04-04 | 2026-03-21 | 0 | [5 empty] | Subinventory Transfer | 8109411
6100K023 | Half_Moon : SWITCHGEAR - Half_Moon | SWGR | ROH | 02030 | MICROSWITCH T36447/01 | 41 | 11 | 30 | free_stock | R59-Q-1-KDP1_SEP | inventory | 2025-10-28 | Mechanical |  | - | 2026-04-04 | 2026-03-21 | 0
6100K023 | Half_Moon : SWITCHGEAR - Half_Moon | SWGR | ROH | 02030 | MICROSWITCH T36447/01 | 30 | 10 | 20 | free_stock | 1-1-1-1 | inventory | 2025-10-28 | Mechanical |  | - | 2026-04-04 | 2026-03-21 | 0
6100K023 | Half_Moon : SWITCHGEAR - Half_Moon | SWGR | ROH | 07686 | WASHER AC EL DIN137 T22120/8 A | 12 | 12 | 0 | free_stock | R14-I-1-KDP1_SEP | inventory | 2025-10-28 | Mechanical |  | - | 2026-04-04 | 2026-03-21 | 0
6100K023 | Half_Moon : SWITCHGEAR - Half_Moon | SWGR | ROH | 07853 | HEX. HEAD BOLT T21000/3X16 | 18 | 18 | 0 | free_stock | R14-I-1-KDP1_SEP | inventory | 2025-10-28 | Mechanical |  | - | 2026-04-04 | 2026-03-21 | 0
6100K023 | Half_Moon : SWITCHGEAR - Half_Moon | SWGR | ROH | 07934 | TOMMY HEAD SCREW ACC T21010/M3x6 | 160 | 160 | 0 | free_stock | R14-I-1-KDP1_SEP | inventory | 2025-10-28 | Mechanical |  | - | 2026-04-04 | 2026-03-21 | 0
6100K023 | Half_Moon : SWITCHGEAR - Half_Moon | SWGR | ROH | 07940 | TOMMY HEAD SCREW ACC T21010/M3X20 | 48 | 48 | 0 | free_stock | R14-I-1-KDP1_SEP | inventory | 2025-10-28 | Mechanical |  | - | 2026-04-04 | 2026-03-21 | 0
6100K023 | Half_Moon : SWITCHGEAR - Half_Moon | SWGR | ROH | 08222 | COUNTER SUNK SCREW 6X16 ACC T21030/6X16 | 4 | 4 | 0 | free_stock | R58-A-1-KDP1_SEP | inventory | 2025-10-28 | Mechanical - Accessories |  | - | 2026-04-04 | 2026-03-21 | 0
6100K023 | Half_Moon : SWITCHGEAR - Half_Moon | SWGR | ROH | 09011 | LOCK NUT T21192/M3N - DIN 985 A2K | 12 | 12 | 0 | free_stock | R14-I-1-KDP1_SEP | inventory | 2025-10-28 | Mechanical |  | - | 2026-04-04 | 2026-03-21 | 0
6100K023 | Half_Moon : SWITCHGEAR - Half_Moon | SWGR | ROH | SEP40200 | Busbar, Copper, 80 x 5 mm, R=2.5 | 6.23 | 6.23 | 0 | 606PD013 | BBR-1-1-PD\-13/MV_SEP | inventory | 2025-10-28 | Mechanical | Automated: Replaced 1535 1034-222 by SEP40200. | - | 2026-04-04 | 2026-03-21 | 0
6100K023 | Half_Moon : SWITCHGEAR - Half_Moon | SWGR | ROH | SEP40200 | Busbar, Copper, 80 x 5 mm, R=2.5 | 51.4 | 51.4 | 0 | 606PD013 | BBR-1-1-PD\-13/MV_SEP | inventory | 2025-10-28 | Mechanical - Accessories | Automated: Replaced 1535 1034-222 by SEP40200. | - | 2026-04-04 | 2026-03-21 | 0
6100K023 | Half_Moon : SWITCHGEAR - Half_Moon | SWGR | ROH | SEP40254 | Busbar, Copper, 50 x 10 mm, R=1 | 3.84 | 3.84 | 0 | 6100KDP01 | BBR-1-1-K019_SEP | inventory | 2025-10-28 | Mechanical | Automated: Replaced 1535 1044-120 by SEP40254. | - | 2026-04-04 | 2026-03-21 | 0
6100K023 | Half_Moon : SWITCHGEAR - Half_Moon | SWGR | ROH | SEP40196 | Busbar, Copper, 60 x 10 mm, R=5 | 71.561 | 71.561 | 0 | free_stock | BBR-1-1-K019_SEP | inventory | 2025-10-28 | Mechanical | Automated: Replaced 1535 1044-125 by SEP40196. | - | 2026-04-04 | 2026-03-21 | 0
6100K023 | Half_Moon : SWITCHGEAR - Half_Moon | SWGR | ROH | SEP40187 | Busbar, Copper, 40 x 10 mm, R=1 | 19.864 | 19.864 | 0 | free_stock | BBR-1-1-KDP1_SEP | inventory | 2025-10-28 | Mechanical | Automated: Replaced 1535 1044-96 by SEP40187. | - | 2026-04-04 | 2026-03-21 | 0
6100K023 | Half_Moon : SWITCHGEAR - Half_Moon | SWGR | ROH | SEP40184 | Busbar, Copper, 40 x 5 mm, R=1 | 3.2 | 3.2 | 0 | free_stock | BBR-1-1-K019_SEP | inventory | 2025-10-28 | Mechanical | Automated: Replaced 1535 1048-235 by SEP40184. | - | 2026-04-04 | 2026-03-21 | 0
6100K023 | Half_Moon : SWITCHGEAR - Half_Moon | SWGR | ROH | 1815230000 | 5Pole Plug 2.5mm-1815230000-Cont-loop | 40 | 40 | 0 |  | R57-O-1-KDP1_SEP | consumption | 2025-10-14 | Plug socket |  | - | 2026-04-04 | 2026-03-21 | 0 | [5 empty] | Subinventory Transfer | 8109405
6100K023 | Half_Moon : SWITCHGEAR - Half_Moon | SWGR | ROH | 1855030000 | 6Pole Plug 4mm-1855030000-AC looping | 41 | 41 | 0 |  | R57-J-1-KDP1_SEP | consumption | 2025-10-14 | Plug socket |  | - | 2026-04-04 | 2026-03-21 | 0 | [5 empty] | Subinventory Transfer | 8109403
6100K023 | Half_Moon : SWITCHGEAR - Half_Moon | SWGR | ROH | 1VCR000474F0001 | BLOCK | 81 | 72 | 9 | free_stock | R59-Q-1-KDP1_SEP | inventory | 2025-10-28 | Mechanical |  | - | 2026-04-04 | 2026-03-21 | 0
6100K023 | Half_Moon : SWITCHGEAR - Half_Moon | SWGR | ROH | 1VCR000474F0001 | BLOCK | 9 | 9 | 0 | 6100KDP01 | R56-P-1-K019_SEP | inventory | 2025-10-28 | Mechanical |  | - | 2026-04-04 | 2026-03-21 | 0
6100K023 | Half_Moon : SWITCHGEAR - Half_Moon | SWGR | ROH | 1VL7600349P0101 | SHROUD | 2 | 2 | 0 | 6100KDP01 | R56-I-1-K019_SEP | inventory | 2025-10-28 | Mechanical |  | - | 2026-04-04 | 2026-03-21 | 0
6100K023 | Half_Moon : SWITCHGEAR - Half_Moon | SWGR | ROH | 1VL7601387P0101 | TIE ROD (CB COMPRTMENT DOOR,W800)Short | 41 | 11 | 30 | free_stock | R59-P-1-KDP1_SEP | inventory | 2025-10-28 | Mechanical |  | - | 2026-04-04 | 2026-03-21 | 0
6100K023 | Half_Moon : SWITCHGEAR - Half_Moon | SWGR | ROH | 1VL7601387P0101 | TIE ROD (CB COMPRTMENT DOOR,W800)Short | 30 | 1 | 29 | free_stock | 1-1-1-1 | inventory | 2025-10-28 | Mechanical |  | - | 2026-04-04 | 2026-03-21 | 0
6100K023 | Half_Moon : SWITCHGEAR - Half_Moon | SWGR | ROH | 1VL7601389P0101 | TIE ROD (CB COMPRTMENT DOOR,W800)Long | 41 | 11 | 30 | free_stock | R59-P-1-KDP1_SEP | inventory | 2025-10-28 | Mechanical |  | - | 2026-04-04 | 2026-03-21 | 0
6100K023 | Half_Moon : SWITCHGEAR - Half_Moon | SWGR | ROH | 1YAB000002-FDV | MIMIC DIAGRAM, INCOMER-2W,VT | 2 | 1 | 1 | free_stock | 1-1-1-1 | inventory | 2025-10-28 | LVD |  | - | 2026-04-04 | 2026-03-21 | 0
6100K023 | Half_Moon : SWITCHGEAR - Half_Moon | SWGR | ROH | 1YAB010012P0102 | Copper earthing bar 12.5 x 4.0 mm | 41 | 12 | 29 | free_stock | R15-A-1-KDP1_SEP | inventory | 2025-10-28 | Mechanical |  | - | 2026-04-04 | 2026-03-21 | 0
6100K023 | Half_Moon : SWITCHGEAR - Half_Moon | SWGR | ROH | 1YAB010012P0102 | Copper earthing bar 12.5 x 4.0 mm | 29 | 1 | 28 | free_stock | 1-1-1-1 | inventory | 2025-10-28 | Mechanical |  | - | 2026-04-04 | 2026-03-21 | 0
6100K023 | Half_Moon : SWITCHGEAR - Half_Moon | SWGR | ROH | 1YAB010012P0102 | Copper earthing bar 12.5 x 4.0 mm | 28 | 1 | 27 | 6100K019 | R15-A-1-KDP1_SEP | consumption | 2025-10-13 | Mechanical |  | - | 2026-04-04 | 2026-03-21 | 0 | [5 empty] | Work in Process Pick | 8082420
6100K023 | Half_Moon : SWITCHGEAR - Half_Moon | SWGR | ROH | 1YAB010012P0102 | Copper earthing bar 12.5 x 4.0 mm | 27 | 1 | 26 | 6100K019 | R15-A-1-KDP1_SEP | consumption | 2025-10-14 | Mechanical |  | - | 2026-04-04 | 2026-03-21 | 0 | [5 empty] | Work in Process Pick | 8096129
6100K023 | Half_Moon : SWITCHGEAR - Half_Moon | SWGR | ROH | 1YAB010012P0102 | Copper earthing bar 12.5 x 4.0 mm | 26 | 1 | 25 | 6100K019 | R15-A-1-KDP1_SEP | consumption | 2025-10-14 | Mechanical |  | - | 2026-04-04 | 2026-03-21 | 0 | [5 empty] | Work in Process Pick | 8096144
6100K023 | Half_Moon : SWITCHGEAR - Half_Moon | SWGR | ROH | 1YAB010012P0102 | Copper earthing bar 12.5 x 4.0 mm | 25 | 1 | 24 | 6100K019 | R15-A-1-KDP1_SEP | consumption | 2025-10-14 | Mechanical |  | - | 2026-04-04 | 2026-03-21 | 0 | [5 empty] | Work in Process Pick | 8107930
6100K023 | Half_Moon : SWITCHGEAR - Half_Moon | SWGR | ROH | 1YAB010012P0102 | Copper earthing bar 12.5 x 4.0 mm | 24 | 1 | 23 | 6100K019 | R15-A-1-KDP1_SEP | consumption | 2025-10-14 | Mechanical |  | - | 2026-04-04 | 2026-03-21 | 0 | [5 empty] | Work in Process Pick | 8108749
6100K023 | Half_Moon : SWITCHGEAR - Half_Moon | SWGR | ROH | 1YAB010012P0102 | Copper earthing bar 12.5 x 4.0 mm | 23 | 1 | 22 | 6100K019 | R15-A-1-KDP1_SEP | consumption | 2025-10-15 | Mechanical |  | - | 2026-04-04 | 2026-03-21 | 0 | [5 empty] | Work in Process Pick | 8120203
6100K023 | Half_Moon : SWITCHGEAR - Half_Moon | SWGR | ROH | 1YAB010012P0102 | Copper earthing bar 12.5 x 4.0 mm | 22 | 1 | 21 | 6100K019 | R15-A-1-KDP1_SEP | consumption | 2025-10-15 | Mechanical |  | - | 2026-04-04 | 2026-03-21 | 0 | [5 empty] | Work in Process Pick | 8120257
6100K023 | Half_Moon : SWITCHGEAR - Half_Moon | SWGR | ROH | 1YAB010012P0102 | Copper earthing bar 12.5 x 4.0 mm | 21 | 1 | 20 | 6100K019 | R15-A-1-KDP1_SEP | consumption | 2025-10-15 | Mechanical |  | - | 2026-04-04 | 2026-03-21 | 0 | [5 empty] | Work in Process Pick | 8132362
6100K023 | Half_Moon : SWITCHGEAR - Half_Moon | SWGR | ROH | 1YAB010012P0102 | Copper earthing bar 12.5 x 4.0 mm | 20 | 1 | 19 | 6100K019 | R15-A-1-KDP1_SEP | consumption | 2025-10-16 | Mechanical |  | - | 2026-04-04 | 2026-03-21 | 0 | [5 empty] | Work in Process Pick | 8140290
6100K023 | Half_Moon : SWITCHGEAR - Half_Moon | SWGR | ROH | 1YAB010012P0102 | Copper earthing bar 12.5 x 4.0 mm | 19 | 1 | 18 | 6100K019 | R15-A-1-KDP1_SEP | consumption | 2025-10-16 | Mechanical |  | - | 2026-04-04 | 2026-03-21 | 0 | [5 empty] | Work in Process Pick | 8140362
6100K023 | Half_Moon : SWITCHGEAR - Half_Moon | SWGR | ROH | 1YAB010032P0101 | CT PLATE,UPPER,W1000 (PAINT RAL7035-STD) | 3 | 2 | 1 | free_stock | NEW.FLR-1-1-KDP1_SEP | inventory | 2025-10-28 | Mechanical |  | - | 2026-04-04 | 2026-03-21 | 0
6100K023 | Half_Moon : SWITCHGEAR - Half_Moon | SWGR | ROH | 1YAB010033P0101 | CT MOUNTING PLATE, LOWER, W1000, 3150A | 3 | 2 | 1 | free_stock | NEW.FLR-1-1-KDP1_SEP | inventory | 2025-10-28 | Mechanical |  | - | 2026-04-04 | 2026-03-21 | 0
6100K023 | Half_Moon : SWITCHGEAR - Half_Moon | SWGR | ROH | 1YAB010072P0101P | CONTACT PIN 35 DIA, 90L | 204 | 72 | 132 | free_stock | INC-1-1-KDP1_SEP | inventory | 2025-10-28 | Mechanical |  | - | 2026-04-04 | 2026-03-21 | 0
6100K023 | Half_Moon : SWITCHGEAR - Half_Moon | SWGR | ROH | 1YAB010072P0101P | CONTACT PIN 35 DIA, 90L | 132 | 30 | 102 | 6100KDP01 | R56-Q-1-K019_SEP | inventory | 2025-10-28 | Mechanical |  | - | 2026-04-04 | 2026-03-21 | 0
6100K023 | Half_Moon : SWITCHGEAR - Half_Moon | SWGR | ROH | 1YAB010137P0100 | EDGE PROTECTION (FLEXIBLE)DIRAK 209-0812 | 150.67 | 71.71 | 78.96 |  | R16-L-1-K019_SEP | consumption | 2025-10-14 | Mechanical |  | - | 2026-04-04 | 2026-03-21 | 0 | [5 empty] | Subinventory Transfer | 8109209
6100K023 | Half_Moon : SWITCHGEAR - Half_Moon | SWGR | ROH | 1YAB010137P0100 | EDGE PROTECTION (FLEXIBLE)DIRAK 209-0812 | 78.96 | 3.5 | 75.46 | 6100K019 | R66-H-1-KDP1_SEP | consumption | 2025-10-14 | Mechanical |  | - | 2026-04-04 | 2026-03-21 | 0 | [5 empty] | Work in Process Pick | 8099587
6100K023 | Half_Moon : SWITCHGEAR - Half_Moon | SWGR | ROH | 1YAB010137P0100 | EDGE PROTECTION (FLEXIBLE)DIRAK 209-0812 | 75.46 | 3.5 | 71.96 | 6100K019 | R66-H-1-KDP1_SEP | consumption | 2025-10-14 | Mechanical |  | - | 2026-04-04 | 2026-03-21 | 0 | [5 empty] | Work in Process Pick | 8099719
6100K023 | Half_Moon : SWITCHGEAR - Half_Moon | SWGR | ROH | 1YAB010137P0100 | EDGE PROTECTION (FLEXIBLE)DIRAK 209-0812 | 71.96 | 3.5 | 68.46 | 6100K019 | R66-H-1-KDP1_SEP | consumption | 2025-10-14 | Mechanical |  | - | 2026-04-04 | 2026-03-21 | 0 | [5 empty] | Work in Process Pick | 8108698
6100K023 | Half_Moon : SWITCHGEAR - Half_Moon | SWGR | ROH | 1YAB010137P0100 | EDGE PROTECTION (FLEXIBLE)DIRAK 209-0812 | 68.46 | 0.2 | 68.26 | 6100K019 | R66-H-1-KDP1_SEP | consumption | 2025-10-14 | Mechanical |  | - | 2026-04-04 | 2026-03-21 | 0 | [5 empty] | Work in Process Pick | 8108602
6100K023 | Half_Moon : SWITCHGEAR - Half_Moon | SWGR | ROH | 1YAB010137P0100 | EDGE PROTECTION (FLEXIBLE)DIRAK 209-0812 | 68.26 | 3.5 | 64.76 | 6100K019 | R66-H-1-KDP1_SEP | consumption | 2025-10-15 | Mechanical |  | - | 2026-04-04 | 2026-03-21 | 0 | [5 empty] | Work in Process Pick | 8120206
6100K023 | Half_Moon : SWITCHGEAR - Half_Moon | SWGR | ROH | 1YAB010137P0100 | EDGE PROTECTION (FLEXIBLE)DIRAK 209-0812 | 64.76 | 3.5 | 61.26 | 6100K019 | R66-H-1-KDP1_SEP | consumption | 2025-10-15 | Mechanical |  | - | 2026-04-04 | 2026-03-21 | 0 | [5 empty] | Work in Process Pick | 8120284
6100K023 | Half_Moon : SWITCHGEAR - Half_Moon | SWGR | ROH | 1YAB010138P0120 | Cover for push button rod | 39 | 36 | 3 | free_stock | R59-Q-1-KDP1_SEP | inventory | 2025-10-28 | Mechanical |  | - | 2026-04-04 | 2026-03-21 | 0
6100K023 | Half_Moon : SWITCHGEAR - Half_Moon | SWGR | ROH | 1YAB010138P0120 | Cover for push button rod | 3 | 3 | 0 | 6100KDP01 | R56-P-1-K019_SEP | inventory | 2025-10-28 | Mechanical |  | - | 2026-04-04 | 2026-03-21 | 0
6100K023 | Half_Moon : SWITCHGEAR - Half_Moon | SWGR | ROH | 1YAB010366P0109 | Self tapping screw pan head M4x5mm SS | 2050 | 2050 | 0 | free_stock | R13-S-1-K006_SEP | inventory | 2025-10-28 | LVD |  | - | 2026-04-04 | 2026-03-21 | 0
6100K023 | Half_Moon : SWITCHGEAR - Half_Moon | SWGR | ROH | 1YAB010378P0111 | SEC. PIN MALE 1.5 MMZS1 | 50 | 50 | 0 | 6100KDP01 | R56-P-1-K019_SEP | inventory | 2025-10-28 | Mechanical - Accessories |  | - | 2026-04-04 | 2026-03-21 | 0
6100K023 | Half_Moon : SWITCHGEAR - Half_Moon | SWGR | ROH | 1YAB010378P0111 | SEC. PIN MALE 1.5 MMZS1 | 100 | 100 | 0 | 6100KDP01 | R56-P-1-K019_SEP | inventory | 2025-10-28 | Mechanical |  | - | 2026-04-04 | 2026-03-21 | 0
6100K023 | Half_Moon : SWITCHGEAR - Half_Moon | SWGR | ROH | 1YAB010378P0113 | PIN,CONTACT MALE 2.5 | 100 | 100 | 0 | 6100KDP01 | R56-P-1-K019_SEP | inventory | 2025-10-28 | Mechanical |  | - | 2026-04-04 | 2026-03-21 | 0
6100K023 | Half_Moon : SWITCHGEAR - Half_Moon | SWGR | ROH | 1YAB010491P0101 | FLEX. CABLE,70MM.SQ, PVC 85 YEL/GRN,85°C | 64.4 | 64.4 | 0 | free_stock | R57-A-1-KDP1_SEP | inventory | 2025-10-28 | Mechanical |  | - | 2026-04-04 | 2026-03-21 | 0
6100K023 | Half_Moon : SWITCHGEAR - Half_Moon | SWGR | ROH | 1YAB52322VW60N00 | VD4/PW 171225-p210-125VDC-ZS1-1250A @ 60Hz, in UG ZS1- with upper CTs as per NG Stanadrad | 4 | 4 | 0 | free_stock | INC-1-1-KDP1_SEP | inventory | 2025-10-28 | A |  | - | 2026-04-04 | 2026-03-21 | 0
6100K023 | Half_Moon : SWITCHGEAR - Half_Moon | SWGR | ROH | 1YAB5320XDB1XN02 | DIGITAL VOLTMETER, Cl 1.0, 3PH4W, 5-500V, 60Hz, 150% Un CONT, 3 LINE DISPLAY LED, MODBUS ¦ SECURE DPM 96 V300 | 2 | 2 | 0 | 6100KDP01 | R16-B-1-K019_SEP | inventory | 2025-10-28 | LVA |  | - | 2026-04-04 | 2026-03-21 | 0
6100K023 | Half_Moon : SWITCHGEAR - Half_Moon | SWGR | ROH | LL10-W | ABB_LL10-W / LL10-W, AC/DC90-264V 50/60HZ | 41 | 41 | 0 | free_stock | R58-I-1-K11B_SEP | inventory | 2025-10-28 | LVA | Automated: Replaced 1YAB53301XIX0000 by LL10-W. | - | 2026-04-04 | 2026-03-21 | 0
6100K023 | Half_Moon : SWITCHGEAR - Half_Moon | SWGR | ROH | 1YAB5334XXAX1000 | FT-1 SW-Type 129A514G01 | 5 | 5 | 0 | free_stock | R58-O-1-KDP1_SEP | inventory | 2025-10-28 | LVA |  | - | 2026-04-04 | 2026-03-21 | 0
6100K023 | Half_Moon : SWITCHGEAR - Half_Moon | SWGR | ROH | 1YAB5335XXAX1200 | COMBIFLEX TERMINAL BASE RX4 (4U 12C) | 9 | 9 | 0 | free_stock | R14-L-1-KDP1_SEP | inventory | 2025-10-28 | LVA |  | - | 2026-04-04 | 2026-03-21 | 0
6100K023 | Half_Moon : SWITCHGEAR - Half_Moon | SWGR | ROH | 1YAB5336XXAA3F00 | MCB S203-K 4 MC -3P 2CDS253001R0337 | 109 | 77 | 32 | free_stock | R16-L-1-KDP1_SEP | inventory | 2025-10-28 | LVB |  | - | 2026-04-04 | 2026-03-21 | 0
6100K023 | Half_Moon : SWITCHGEAR - Half_Moon | SWGR | ROH | 1YAB5336XXAA3F00 | MCB S203-K 4 MC -3P 2CDS253001R0337 | 32 | 8 | 24 | 6100K019 | 1-1-1-1 | inventory | 2025-10-28 | LVB |  | - | 2026-04-04 | 2026-03-21 | 0
6100K023 | Half_Moon : SWITCHGEAR - Half_Moon | SWGR | ROH | 1YAB5336XXAA3I00 | MCB 10A AC -3P - 2CDS253001R0427 | 8 | 8 | 0 | free_stock | R14-B-1-KDP1_SEP | inventory | 2025-10-28 | LVB |  | - | 2026-04-04 | 2026-03-21 | 0
6100K023 | Half_Moon : SWITCHGEAR - Half_Moon | SWGR | ROH | 1YAB5340XBLXXN00 | MVAJ101 RA 0802_ 125VDC (8 NO + 2 NC) | 2 | 2 | 0 | free_stock | 1-1-1-1 | inventory | 2025-10-28 | LVA |  | - | 2026-04-04 | 2026-03-21 | 0
6100K023 | Half_Moon : SWITCHGEAR - Half_Moon | SWGR | ROH | 1YAB5340XDAXXN01 | RXMVB2, RK 251 204-AP | 8 | 2 | 6 | free_stock | 1-1-1-1 | inventory | 2025-10-28 | LVA |  | - | 2026-04-04 | 2026-03-21 | 0
6100K023 | Half_Moon : SWITCHGEAR - Half_Moon | SWGR | ROH | 1YAB5350XSABD000 | FLEX.CABLE,1/C,1.5MM GREY ATC,105 Deg C | 50 | 50 | 0 | free_stock | R56-H-1-KDP1_SEP | inventory | 2025-10-28 | Mechanical - Accessories |  | - | 2026-04-04 | 2026-03-21 | 0
6100K023 | Half_Moon : SWITCHGEAR - Half_Moon | SWGR | ROH | 1YAB5350XSACN010 | FLEX.CABLE,1/C,2.5MM YE/GN ATC,105 Deg C | 5 | 5 | 0 | free_stock | R57-P-1-KDP1_SEP | inventory | 2025-10-28 | Mechanical - Accessories |  | - | 2026-04-04 | 2026-03-21 | 0
6100K023 | Half_Moon : SWITCHGEAR - Half_Moon | SWGR | ROH | 1YAB5355AAB0001 | Terminal Block OTTA 6-T-P/P - 0790462 | 3174 | 1196 | 1978 | 6100K023 | R53-R-1-K013_SEP | inventory | 2025-10-28 | Terminals |  | - | 2026-04-04 | 2026-03-21 | 0
6100K023 | Half_Moon : SWITCHGEAR - Half_Moon | SWGR | ROH | 1YAB5355AAB0001 | Terminal Block OTTA 6-T-P/P - 0790462 | 1978 | 166 | 1812 | 6100K019 | 1-1-1-1 | inventory | 2025-10-28 | Terminals |  | - | 2026-04-04 | 2026-03-21 | 0
6100K023 | Half_Moon : SWITCHGEAR - Half_Moon | SWGR | ROH | 1YAB5355AAB0001 | Terminal Block OTTA 6-T-P/P - 0790462 | 1812 | 100 | 1712 | 6100K019 | R53-R-1-K013_SEP | inventory | 2025-10-28 | Terminals |  | - | 2026-04-04 | 2026-03-21 | 0
6100K023 | Half_Moon : SWITCHGEAR - Half_Moon | SWGR | ROH | 1YAB5355AAB0001 | Terminal Block OTTA 6-T-P/P - 0790462 | 1712 | 100 | 1612 | 6100KDP02 | R53-R-1-K013_SEP | inventory | 2025-10-28 | Terminals |  | - | 2026-04-04 | 2026-03-21 | 0
6100K023 | Half_Moon : SWITCHGEAR - Half_Moon | SWGR | ROH | SEP10052 | Terminal Block, TB, Disconnecting TB for CT, OTTA 6-T, Bolt W/O Spring, 0790462 ¦ OTTA 6-T P/P ¦ PHOENIX | 1612 | 336 | 1276 | 6100K006 | 1-1-1-1 | consumption | 2025-10-25 | Terminals | Automated: Replaced 1YAB5355AAB0001 by SEP10052. | - | 2026-04-04 | 2026-03-21 | 0 | [5 empty] | Work in Process Material Issue | 8296716
6100K023 | Half_Moon : SWITCHGEAR - Half_Moon | SWGR | ROH | SEP10052 | Terminal Block, TB, Disconnecting TB for CT, OTTA 6-T, Bolt W/O Spring, 0790462 ¦ OTTA 6-T P/P ¦ PHOENIX | 1276 | 114 | 1162 | 6100K006 | 1-1-1-1 | consumption | 2025-10-25 | Terminals | Automated: Replaced 1YAB5355AAB0001 by SEP10052. | - | 2026-04-04 | 2026-03-21 | 0 | [5 empty] | Work in Process Material Issue | 8298521
6100K023 | Half_Moon : SWITCHGEAR - Half_Moon | SWGR | ROH | SEP10052 | Terminal Block, TB, Disconnecting TB for CT, OTTA 6-T, Bolt W/O Spring, 0790462 ¦ OTTA 6-T P/P ¦ PHOENIX | 1162 | 594 | 568 | 6100K017 | R67-O-1-K017_SEP | consumption | 2025-10-26 | Terminals | Automated: Replaced 1YAB5355AAB0001 by SEP10052. | - | 2026-04-04 | 2026-03-21 | 0 | [5 empty] | Work in Process Pick | 8314956
6100K023 | Half_Moon : SWITCHGEAR - Half_Moon | SWGR | ROH | 1YAB5355AEA1112 | M 4/6.RS- SpringLoaded 1SNA115930R1300 | 13192 | 2936 | 10256 |  | R66-H-1-KDP1_SEP | consumption | 2025-10-14 | Terminals |  | - | 2026-04-04 | 2026-03-21 | 0 | [5 empty] | Subinventory Transfer | 8109215
6100K023 | Half_Moon : SWITCHGEAR - Half_Moon | SWGR | ROH | 1YAB5355AEA1112 | M 4/6.RS- SpringLoaded 1SNA115930R1300 | 10256 | 301 | 9955 | 6100K019 | PLT-1-1-KDP1_SEP | consumption | 2025-10-15 | Terminals |  | - | 2026-04-04 | 2026-03-21 | 0 | [5 empty] | Work in Process Pick | 8132097
6100K023 | Half_Moon : SWITCHGEAR - Half_Moon | SWGR | ROH | 1YAB5355AEA1112 | M 4/6.RS- SpringLoaded 1SNA115930R1300 | 9955 | 330 | 9625 | 6100K019 | PLT-1-1-KDP1_SEP | consumption | 2025-10-16 | Terminals |  | - | 2026-04-04 | 2026-03-21 | 0 | [5 empty] | Work in Process Pick | 8137213
6100K023 | Half_Moon : SWITCHGEAR - Half_Moon | SWGR | ROH | 1YAB5355AMA0001 | D 6/8.ST1.RS AC/DC - 1SNA115914R0700 | 1288 | 873 | 415 |  | R66-H-1-KDP1_SEP | consumption | 2025-10-14 | Terminals |  | - | 2026-04-04 | 2026-03-21 | 0 | [5 empty] | Subinventory Transfer | 8109217
6100K023 | Half_Moon : SWITCHGEAR - Half_Moon | SWGR | ROH | 1YAB5355AMA0001 | D 6/8.ST1.RS AC/DC - 1SNA115914R0700 | 415 | 44 | 371 | 6100K019 | R66-H-1-KDP1_SEP | consumption | 2025-10-15 | Terminals |  | - | 2026-04-04 | 2026-03-21 | 0 | [5 empty] | Work in Process Pick | 8131113
6100K023 | Half_Moon : SWITCHGEAR - Half_Moon | SWGR | ROH | 1YAB5355CPC0000 | Terminal End Plate 1816110000-Wiedmuller | 164 | 97 | 67 |  | R57-O-1-KDP1_SEP | consumption | 2025-10-14 | Plug socket |  | - | 2026-04-04 | 2026-03-21 | 0 | [5 empty] | Subinventory Transfer | 8109223
6100K023 | Half_Moon : SWITCHGEAR - Half_Moon | SWGR | ROH | 1YAB5355CTC0000 | Terminal End Plate 1816070000-Wiedmuller | 84 | 64 | 20 |  | R57-O-1-KDP1_SEP | consumption | 2025-10-14 | Plug socket |  | - | 2026-04-04 | 2026-03-21 | 0 | [5 empty] | Subinventory Transfer | 8109225
6100K023 | Half_Moon : SWITCHGEAR - Half_Moon | SWGR | ROH | 1YAB5355CXB0000 | End Clamp, E/UK - 1201442 | 2050 | 400 | 1650 | 6100K023 | R17-A-1-K013_SEP | inventory | 2025-10-28 | Terminals |  | - | 2026-04-04 | 2026-03-21 | 0
6100K023 | Half_Moon : SWITCHGEAR - Half_Moon | SWGR | ROH | 1YAB5355CXB0000 | End Clamp, E/UK - 1201442 | 1650 | 50 | 1600 | 6100K019 | 1-1-1-1 | inventory | 2025-10-28 | Terminals |  | - | 2026-04-04 | 2026-03-21 | 0
6100K023 | Half_Moon : SWITCHGEAR - Half_Moon | SWGR | ROH | 1YAB5355DXB0000 | Terminal Strip Markers, KLM-A - 1004348 | 1230 | 395 | 835 | 6100K011B | R59-G-1-MVBM_SEP | consumption | 2025-10-18 | Terminals |  | - | 2026-04-04 | 2026-03-21 | 0 | [5 empty] | Work in Process Pick | 8162025
6100K023 | Half_Moon : SWITCHGEAR - Half_Moon | SWGR | ROH | 1YAB5355DXB0000 | Terminal Strip Markers, KLM-A - 1004348 | 835 | 835 | 0 | 6100K007 | R59-G-1-MVBM_SEP | consumption | 2025-10-20 | Terminals |  | - | 2026-04-04 | 2026-03-21 | 0 | [5 empty] | Project Transfer | 8214165
6100K023 | Half_Moon : SWITCHGEAR - Half_Moon | SWGR | ROH | 1YAB5355HAB0001 | Zack Strip-Vertical(11-20)- 1053027:0011 | 492 | 242 | 250 |  | R57-J-1-KDP1_SEP | consumption | 2025-10-14 | Terminals |  | - | 2026-04-04 | 2026-03-21 | 0 | [5 empty] | Subinventory Transfer | 8109229
6100K023 | Half_Moon : SWITCHGEAR - Half_Moon | SWGR | ROH | 1YAB5355HAB0001 | Zack Strip-Vertical(11-20)- 1053027:0011 | 250 | 40 | 210 |  | R57-O-1-KDP1_SEP | consumption | 2025-10-14 | Terminals |  | - | 2026-04-04 | 2026-03-21 | 0 | [5 empty] | Subinventory Transfer | 8109231
6100K023 | Half_Moon : SWITCHGEAR - Half_Moon | SWGR | ROH | 1YAB5355HAB0002 | Zack Strip-Vertical Labeled(21-30) | 328 | 260 | 68 | free_stock | R13-S-1-KDP1_SEP | inventory | 2025-10-28 | Terminals |  | - | 2026-04-04 | 2026-03-21 | 0
6100K023 | Half_Moon : SWITCHGEAR - Half_Moon | SWGR | ROH | 1YAB5355HAB0002 | Zack Strip-Vertical Labeled(21-30) | 68 | 68 | 0 | 6100KDP01 | R57-J-1-K019_SEP | inventory | 2025-10-28 | Terminals |  | - | 2026-04-04 | 2026-03-21 | 0
6100K023 | Half_Moon : SWITCHGEAR - Half_Moon | SWGR | ROH | 1YAB5355JMC0000 | 10Pole Plug 4mm-1855070000-DC looping | 246 | 110 | 136 |  | R13-S-1-KDP1_SEP | consumption | 2025-10-14 | Plug socket |  | - | 2026-04-04 | 2026-03-21 | 0 | [5 empty] | Subinventory Transfer | 8109233
6100K023 | Half_Moon : SWITCHGEAR - Half_Moon | SWGR | ROH | 1YAB5355JPC0000 | 6Pole Plug 2.5mm-1815240000-Cont-loop | 164 | 98 | 66 |  | R57-J-1-KDP1_SEP | consumption | 2025-10-14 | Plug socket |  | - | 2026-04-04 | 2026-03-21 | 0 | [5 empty] | Subinventory Transfer | 8109235
6100K023 | Half_Moon : SWITCHGEAR - Half_Moon | SWGR | ROH | 1YAB5355JTC0000 | 10Pole Plug 2.5mm-1815280000-Cont-loop | 168 | 68 | 100 |  | R57-J-1-KDP1_SEP | consumption | 2025-10-14 | Plug socket |  | - | 2026-04-04 | 2026-03-21 | 0 | [5 empty] | Subinventory Transfer | 8109237
6100K023 | Half_Moon : SWITCHGEAR - Half_Moon | SWGR | ROH | 1YAB5355KMC0000 | Locking element 185525000 for ZT4/4AN/2 | 492 | 240 | 252 |  | R57-O-1-KDP1_SEP | consumption | 2025-10-14 | Plug socket |  | - | 2026-04-04 | 2026-03-21 | 0 | [5 empty] | Subinventory Transfer | 8109241
6100K023 | Half_Moon : SWITCHGEAR - Half_Moon | SWGR | ROH | 1YAB5355KMC0000 | Locking element 185525000 for ZT4/4AN/2 | 252 | 12 | 240 | 6100K019 | R57-O-1-KDP1_SEP | consumption | 2025-10-14 | Plug socket |  | - | 2026-04-04 | 2026-03-21 | 0 | [5 empty] | Subinventory Transfer | 8109239
6100K023 | Half_Moon : SWITCHGEAR - Half_Moon | SWGR | ROH | 1YAB5355KPC0000 | Locking ele. 1816130000 for ZT2.5/4AN/2 | 248 | 118 | 130 |  | R57-O-1-KDP1_SEP | consumption | 2025-10-14 | Plug socket |  | - | 2026-04-04 | 2026-03-21 | 0 | [5 empty] | Subinventory Transfer | 8109243
6100K023 | Half_Moon : SWITCHGEAR - Half_Moon | SWGR | ROH | 1YAB5355LMC0000 | Coding element 1856860000 - ZT4/4AN/2 | 328 | 196 | 132 |  | R57-O-1-KDP1_SEP | consumption | 2025-10-14 | Plug socket |  | - | 2026-04-04 | 2026-03-21 | 0 | [5 empty] | Subinventory Transfer | 8109245
6100K023 | Half_Moon : SWITCHGEAR - Half_Moon | SWGR | ROH | 1YAB5355LPC0000 | Coding element 1816150000 | 332 | 184 | 148 |  | R57-O-1-KDP1_SEP | consumption | 2025-10-14 | Plug socket |  | - | 2026-04-04 | 2026-03-21 | 0 | [5 empty] | Subinventory Transfer | 8109247
6100K023 | Half_Moon : SWITCHGEAR - Half_Moon | SWGR | ROH | 1YAB5355MPC0000 | Strain Relief Wied mulpart # 1816140000 | 248 | 118 | 130 |  | R57-O-1-KDP1_SEP | consumption | 2025-10-14 | Plug socket |  | - | 2026-04-04 | 2026-03-21 | 0 | [5 empty] | Subinventory Transfer | 8109249
6100K023 | Half_Moon : SWITCHGEAR - Half_Moon | SWGR | ROH | 1YAB5355ZAB0000 | Insertion Bridge, EB 10-OTTA6 - 0790420 | 492 | 119 | 373 | 6100K023 | R53-R-1-K013_SEP | inventory | 2025-10-28 | Plug socket |  | - | 2026-04-04 | 2026-03-21 | 0
6100K023 | Half_Moon : SWITCHGEAR - Half_Moon | SWGR | ROH | 1YAB5355ZAB0000 | Insertion Bridge, EB 10-OTTA6 - 0790420 | 373 | 73 | 300 | free_stock | R57-J-1-KDP1_SEP | inventory | 2025-10-28 | Plug socket |  | - | 2026-04-04 | 2026-03-21 | 0
6100K023 | Half_Moon : SWITCHGEAR - Half_Moon | SWGR | ROH | 1YAB5355ZAB0000 | Insertion Bridge, EB 10-OTTA6 - 0790420 | 300 | 12 | 288 | 6100K019 | R13-S-1-KDP1_SEP | inventory | 2025-10-28 | Plug socket |  | - | 2026-04-04 | 2026-03-21 | 0
6100K023 | Half_Moon : SWITCHGEAR - Half_Moon | SWGR | ROH | 1YAB5355ZAB0000 | Insertion Bridge, EB 10-OTTA6 - 0790420 | 288 | 6 | 282 | free_stock | R13-S-1-KDP1_SEP | inventory | 2025-10-28 | Plug socket |  | - | 2026-04-04 | 2026-03-21 | 0
6100K023 | Half_Moon : SWITCHGEAR - Half_Moon | SWGR | ROH | 1YAB5355ZAB0000 | Insertion Bridge, EB 10-OTTA6 - 0790420 | 282 | 12 | 270 | 6100K019 | R13-S-1-KDP1_SEP | consumption | 2025-10-13 | Plug socket |  | - | 2026-04-04 | 2026-03-21 | 0 | [5 empty] | Work in Process Pick | 8069110
6100K023 | Half_Moon : SWITCHGEAR - Half_Moon | SWGR | ROH | 1YAB5355ZAB0000 | Insertion Bridge, EB 10-OTTA6 - 0790420 | 270 | 12 | 258 | 6100K019 | R13-S-1-KDP1_SEP | consumption | 2025-10-13 | Plug socket |  | - | 2026-04-04 | 2026-03-21 | 0 | [5 empty] | Work in Process Pick | 8070567
6100K023 | Half_Moon : SWITCHGEAR - Half_Moon | SWGR | ROH | 1YAB5355ZAB0000 | Insertion Bridge, EB 10-OTTA6 - 0790420 | 258 | 12 | 246 | 6100K019 | R13-S-1-KDP1_SEP | consumption | 2025-10-13 | Plug socket |  | - | 2026-04-04 | 2026-03-21 | 0 | [5 empty] | Work in Process Pick | 8071532
6100K023 | Half_Moon : SWITCHGEAR - Half_Moon | SWGR | ROH | 1YAB5355ZAB0000 | Insertion Bridge, EB 10-OTTA6 - 0790420 | 246 | 246 | 0 |  | R57-J-1-KDP1_SEP | consumption | 2025-10-14 | Plug socket |  | - | 2026-04-04 | 2026-03-21 | 0 | [5 empty] | Subinventory Transfer | 8109251
6100K023 | Half_Moon : SWITCHGEAR - Half_Moon | SWGR | ROH | 1YAB60050819P0104 | Braided HARNESS TUBE (D50) | 41 | 41 | 0 | free_stock | R13-S-1-KDP1_SEP | inventory | 2025-10-28 | LVD |  | - | 2026-04-04 | 2026-03-21 | 0
6100K023 | Half_Moon : SWITCHGEAR - Half_Moon | SWGR | ROH | 28100 | SCREW VITE ACTC D7971 T21572/4.2x6.5 | 158 | 158 | 0 | free_stock | R14-I-1-KDP1_SEP | inventory | 2025-10-28 | Mechanical |  | - | 2026-04-04 | 2026-03-21 | 0
6100K023 | Half_Moon : SWITCHGEAR - Half_Moon | SWGR | ROH | 28132 | RETAINING RING ACC. T22414/3.2 | 40 | 40 | 0 | 6100KDP01 | R56-P-1-K019_SEP | inventory | 2025-10-28 | Mechanical |  | - | 2026-04-04 | 2026-03-21 | 0
6100K023 | Half_Moon : SWITCHGEAR - Half_Moon | SWGR | ROH | 28373 | LOCK NUT ACC TO T21192/M2.5x0.45 | 82 | 26 | 56 | free_stock | R14-I-1-KDP1_SEP | inventory | 2025-10-28 | Mechanical |  | - | 2026-04-04 | 2026-03-21 | 0
6100K023 | Half_Moon : SWITCHGEAR - Half_Moon | SWGR | ROH | 29823 | TOMMY HEAD SCREW ACC. T21010/M2.5x20 | 82 | 26 | 56 | free_stock | R14-I-1-KDP1_SEP | inventory | 2025-10-28 | Mechanical |  | - | 2026-04-04 | 2026-03-21 | 0
6100K023 | Half_Moon : SWITCHGEAR - Half_Moon | SWGR | ROH | 29823 | TOMMY HEAD SCREW ACC. T21010/M2.5x20 | 56 | 2 | 54 | free_stock | 1-1-1-1 | inventory | 2025-10-28 | Mechanical |  | - | 2026-04-04 | 2026-03-21 | 0
6100K023 | Half_Moon : SWITCHGEAR - Half_Moon | SWGR | ROH | 3WKA014538P0012 | SPIRAL_PIN_ISO8748_4X20-ST/BK | 80 | 28 | 52 | free_stock | R59-Q-1-KDP1_SEP | inventory | 2025-10-28 | Mechanical |  | - | 2026-04-04 | 2026-03-21 | 0
6100K023 | Half_Moon : SWITCHGEAR - Half_Moon | SWGR | ROH | 3WKA014538P0014 | SPIRAL_PIN_ISO8748_4X30-ST/BK | 40 | 36 | 4 | free_stock | R59-Q-1-KDP1_SEP | inventory | 2025-10-28 | Mechanical |  | - | 2026-04-04 | 2026-03-21 | 0
6100K023 | Half_Moon : SWITCHGEAR - Half_Moon | SWGR | ROH | 3WKA014538P0014 | SPIRAL_PIN_ISO8748_4X30-ST/BK | 4 | 4 | 0 | 6100KDP01 | R56-Q-1-K019_SEP | inventory | 2025-10-28 | Mechanical |  | - | 2026-04-04 | 2026-03-21 | 0
6100K023 | Half_Moon : SWITCHGEAR - Half_Moon | SWGR | ROH | 3WKA014618P0001 | SAFETY_GRIPPER_BFK/A_BN13193_4-SPST/PH | 40 | 40 | 0 | 6100KDP01 | R56-P-1-K019_SEP | inventory | 2025-10-28 | Mechanical |  | - | 2026-04-04 | 2026-03-21 | 0
6100K023 | Half_Moon : SWITCHGEAR - Half_Moon | SWGR | ROH | 3WKA014618P0003 | SAFETY_GRIPPER_BFK/A_BN13193_6-SPST/PH | 40 | 40 | 0 | 6100KDP01 | R56-P-1-K019_SEP | inventory | 2025-10-28 | Mechanical |  | - | 2026-04-04 | 2026-03-21 | 0
6100K023 | Half_Moon : SWITCHGEAR - Half_Moon | SWGR | ROH | 564093/001 | BLOCK FOUNDATION - ZINK COATED | 164 | 28 | 136 | free_stock | R15-A-1-KDP1_SEP | inventory | 2025-10-28 | Mechanical - Accessories |  | - | 2026-04-04 | 2026-03-21 | 0
6100K023 | Half_Moon : SWITCHGEAR - Half_Moon | SWGR | ROH | 564093/001 | BLOCK FOUNDATION - ZINK COATED | 136 | 4 | 132 | 6100K019 | 1-1-1-1 | inventory | 2025-10-28 | Mechanical - Accessories |  | - | 2026-04-04 | 2026-03-21 | 0
6100K023 | Half_Moon : SWITCHGEAR - Half_Moon | SWGR | ROH | 564093/001 | BLOCK FOUNDATION - ZINK COATED | 132 | 4 | 128 | 6100K019 | R15-A-1-KDP1_SEP | consumption | 2025-10-14 | Mechanical - Accessories |  | - | 2026-04-04 | 2026-03-21 | 0 | [5 empty] | Work in Process Pick | 8108743
6100K023 | Half_Moon : SWITCHGEAR - Half_Moon | SWGR | ROH | 564093/001 | BLOCK FOUNDATION - ZINK COATED | 128 | 4 | 124 | 6100K019 | R15-A-1-KDP1_SEP | consumption | 2025-10-15 | Mechanical - Accessories |  | - | 2026-04-04 | 2026-03-21 | 0 | [5 empty] | Work in Process Pick | 8132359
6100K023 | Half_Moon : SWITCHGEAR - Half_Moon | SWGR | ROH | 564093/001 | BLOCK FOUNDATION - ZINK COATED | 124 | 4 | 120 | 6100K019 | R15-A-1-KDP1_SEP | consumption | 2025-10-16 | Mechanical - Accessories |  | - | 2026-04-04 | 2026-03-21 | 0 | [5 empty] | Work in Process Pick | 8140368
6100K023 | Half_Moon : SWITCHGEAR - Half_Moon | SWGR | ROH | 564093/001 | BLOCK FOUNDATION - ZINK COATED | 120 | 4 | 116 | 6100K019 | R15-A-1-KDP1_SEP | consumption | 2025-10-16 | Mechanical - Accessories |  | - | 2026-04-04 | 2026-03-21 | 0 | [5 empty] | Work in Process Pick | 8150344
6100K023 | Half_Moon : SWITCHGEAR - Half_Moon | SWGR | ROH | 593502001 | BUSHING | 44 | 40 | 4 | free_stock | R59-P-1-KDP1_SEP | inventory | 2025-10-28 | Mechanical |  | - | 2026-04-04 | 2026-03-21 | 0
6100K023 | Half_Moon : SWITCHGEAR - Half_Moon | SWGR | ROH | 593502001 | BUSHING | 4 | 4 | 0 | 6100KDP01 | R56-Q-1-K019_SEP | inventory | 2025-10-28 | Mechanical |  | - | 2026-04-04 | 2026-03-21 | 0
6100K023 | Half_Moon : SWITCHGEAR - Half_Moon | SWGR | ROH | AE 11342 2100-1 | GLASS,220X350X8.8, GCE8000436P0101 | 70 | 48 | 22 | free_stock | R59-P-1-KDP1_SEP | inventory | 2025-10-28 | Mechanical |  | - | 2026-04-04 | 2026-03-21 | 0
6100K023 | Half_Moon : SWITCHGEAR - Half_Moon | SWGR | ROH | AE 11342 2100-1 | GLASS,220X350X8.8, GCE8000436P0101 | 22 | 20 | 2 | 6100KDP01 | R56-P-1-K019_SEP | inventory | 2025-10-28 | Mechanical |  | - | 2026-04-04 | 2026-03-21 | 0
6100K023 | Half_Moon : SWITCHGEAR - Half_Moon | SWGR | ROH | AE 11342 2100-1 | GLASS,220X350X8.8, GCE8000436P0101 | 2 | 2 | 0 | free_stock | 1-1-1-1 | inventory | 2025-10-28 | Mechanical |  | - | 2026-04-04 | 2026-03-21 | 0
6100K023 | Half_Moon : SWITCHGEAR - Half_Moon | SWGR | ROH | AE 2093 7000-4 | RAYCHEM SHRINKABLE TUBE, BPTM 75/30-A/U | 0.6 | 0.6 | 0 | free_stock | R15-J-1-KDP1_SEP | inventory | 2025-10-28 | Mechanical |  | - | 2026-04-04 | 2026-03-21 | 0
6100K023 | Half_Moon : SWITCHGEAR - Half_Moon | SWGR | ROH | AE 2093 7000-5 | RAYCHEM SHRINKABLE TUBE, BPTM 100/40-A/U | 92.32 | 11.3 | 81.02 | free_stock | R15-A-1-KDP1_SEP | inventory | 2025-10-28 | Mechanical |  | - | 2026-04-04 | 2026-03-21 | 0
6100K023 | Half_Moon : SWITCHGEAR - Half_Moon | SWGR | ROH | AE2000-2150-06 | SELF STICK RUBBER FOAM | 53.3 | 43.4 | 9.9 | free_stock | R14-I-1-KDP1_SEP | inventory | 2025-10-28 | LVD |  | - | 2026-04-04 | 2026-03-21 | 0
6100K023 | Half_Moon : SWITCHGEAR - Half_Moon | SWGR | ROH | AE2000-2150-06 | SELF STICK RUBBER FOAM | 9.9 | 6.5 | 3.4 | free_stock | 1-1-1-1 | inventory | 2025-10-28 | LVD |  | - | 2026-04-04 | 2026-03-21 | 0
6100K023 | Half_Moon : SWITCHGEAR - Half_Moon | SWGR | ROH | AE2522-2000-03 | CABLE SEALING,PG21, | 2 | 2 | 0 | free_stock | R14-I-1-KDP1_SEP | inventory | 2025-10-28 | Mechanical |  | - | 2026-04-04 | 2026-03-21 | 0
6100K023 | Half_Moon : SWITCHGEAR - Half_Moon | SWGR | ROH | BM0145-1373-ASYP | Step Ladder SEC-Version 650mm Width | 1 | 1 | 0 | free_stock | NEW.FLR-1-1-KDP1_SEP | inventory | 2025-10-28 | Mechanical - Accessories |  | - | 2026-04-04 | 2026-03-21 | 0
6100K023 | Half_Moon : SWITCHGEAR - Half_Moon | SWGR | ROH | DMS 2121 2016-493 | BOLT HEX HEAD M10X30 | 820 | 820 | 0 | free_stock | R58-A-1-KDP1_SEP | inventory | 2025-10-28 | Mechanical - Accessories |  | - | 2026-04-04 | 2026-03-21 | 0
6100K023 | Half_Moon : SWITCHGEAR - Half_Moon | SWGR | ROH | DMS 2121 2016-496 | BOLT HEX HEAD M10X45 | 102 | 33 | 69 | free_stock | R58-A-1-KDP1_SEP | inventory | 2025-10-28 | Mechanical |  | - | 2026-04-04 | 2026-03-21 | 0
6100K023 | Half_Moon : SWITCHGEAR - Half_Moon | SWGR | ROH | DMS 2121 2016-496 | BOLT HEX HEAD M10X45 | 69 | 24 | 45 | free_stock | 1-1-1-1 | inventory | 2025-10-28 | Mechanical |  | - | 2026-04-04 | 2026-03-21 | 0
6100K023 | Half_Moon : SWITCHGEAR - Half_Moon | SWGR | ROH | DMS 2121 2467-366 | SCREW SELF TAPPING TORX M6 X 12 | 40 | 40 | 0 | 6100K011B | PLT-1-1-K017_SEP | consumption | 2025-10-18 | Mechanical - Accessories |  | - | 2026-04-04 | 2026-03-21 | 0 | [5 empty] | Work in Process Pick | 8162040
6100K023 | Half_Moon : SWITCHGEAR - Half_Moon | SWGR | ROH | DMS 2121 2467-366 | SCREW SELF TAPPING TORX M6 X 12 | 1034 | 1034 | 0 | 6100K011B | PLT-1-1-K017_SEP | consumption | 2025-10-18 | Mechanical |  | - | 2026-04-04 | 2026-03-21 | 0 | [5 empty] | Work in Process Pick | 8162040
6100K023 | Half_Moon : SWITCHGEAR - Half_Moon | SWGR | ROH | DMS 2121 2519-295 | BOLT SOCKET HEAD M4X20 | 8 | 8 | 0 | 6100K011B | PLT-1-1-K017_SEP | consumption | 2025-10-19 | Mechanical |  | - | 2026-04-04 | 2026-03-21 | 0 | [5 empty] | Work in Process Pick | 8171488
6100K023 | Half_Moon : SWITCHGEAR - Half_Moon | SWGR | ROH | DMS 2121 2519-299 | BOLT SOCKET CAP HEAD M4X30 | 8 | 8 | 0 | free_stock | 1-1-1-1 | inventory | 2025-10-28 | Mechanical |  | - | 2026-04-04 | 2026-03-21 | 0
6100K023 | Half_Moon : SWITCHGEAR - Half_Moon | SWGR | ROH | DMS 2121 2519-327 | BOLT SOCKET CAP HEAD M5X12 | 86 | 86 | 0 | 6100K013 | NEW.FLR-1-1-K013_SEP | inventory | 2025-10-28 | Mechanical |  | - | 2026-04-04 | 2026-03-21 | 0
6100K023 | Half_Moon : SWITCHGEAR - Half_Moon | SWGR | ROH | DMS 2121 2519-333 | BOLT SOCKET CAP HEAD M5X25 | 2 | 1 | 1 | free_stock | R58-O-1-KDP1_SEP | inventory | 2025-10-28 | Mechanical - Accessories |  | - | 2026-04-04 | 2026-03-21 | 0
6100K023 | Half_Moon : SWITCHGEAR - Half_Moon | SWGR | ROH | DMS 2121 2519-366 | BOLT SOCKET CAP HEAD M6X12 | 126 | 126 | 0 | 6100K013 | NEW.FLR-1-1-K013_SEP | inventory | 2025-10-28 | Mechanical |  | - | 2026-04-04 | 2026-03-21 | 0
6100K023 | Half_Moon : SWITCHGEAR - Half_Moon | SWGR | ROH | DMS 2121 2519-368 | BOLT SOCKET CAP HEAD M6X16 | 97 | 20 | 77 | free_stock | R58-H-1-K11B_SEP | inventory | 2025-10-28 | Mechanical |  | - | 2026-04-04 | 2026-03-21 | 0
6100K023 | Half_Moon : SWITCHGEAR - Half_Moon | SWGR | ROH | DMS 2121 2519-368 | BOLT SOCKET CAP HEAD M6X16 | 77 | 3 | 74 | free_stock | R58-A-1-KDP1_SEP | inventory | 2025-10-28 | Mechanical |  | - | 2026-04-04 | 2026-03-21 | 0
6100K023 | Half_Moon : SWITCHGEAR - Half_Moon | SWGR | ROH | DMS 2121 2519-368 | BOLT SOCKET CAP HEAD M6X16 | 74 | 74 | 0 | 6100K008 | R58-H-1-K11B_SEP | consumption | 2025-10-18 | Mechanical |  | - | 2026-04-04 | 2026-03-21 | 0 | [5 empty] | Work in Process Pick | 8161228
6100K023 | Half_Moon : SWITCHGEAR - Half_Moon | SWGR | ROH | DMS 2121 2519-505 | CHEESE HEAD BOLT M10X70 | 516 | 516 | 0 | free_stock | R13-S-1-KDP1_SEP | inventory | 2025-10-28 | Mechanical - Accessories |  | - | 2026-04-04 | 2026-03-21 | 0
6100K023 | Half_Moon : SWITCHGEAR - Half_Moon | SWGR | ROH | DMS 2121 2519-508 | BOLT SOCKET CAP HEAD M10X100 | 306 | 90 | 216 | free_stock | R58-A-1-KDP1_SEP | inventory | 2025-10-28 | Mechanical |  | - | 2026-04-04 | 2026-03-21 | 0
6100K023 | Half_Moon : SWITCHGEAR - Half_Moon | SWGR | ROH | DMS 2121 2519-508 | BOLT SOCKET CAP HEAD M10X100 | 216 | 72 | 144 | free_stock | 1-1-1-1 | inventory | 2025-10-28 | Mechanical |  | - | 2026-04-04 | 2026-03-21 | 0
6100K023 | Half_Moon : SWITCHGEAR - Half_Moon | SWGR | ROH | DMS 2121 2519-630 | **** USE DMS 2121 2519-430 **** | 9 | 9 | 0 | free_stock | 1-1-1-1 | inventory | 2025-10-28 | Mechanical |  | - | 2026-04-04 | 2026-03-21 | 0
6100K023 | Half_Moon : SWITCHGEAR - Half_Moon | SWGR | ROH | DMS 2121 2852-536 | COUNTERSUNK ALLEN HEAD M12X30 | 164 | 28 | 136 | free_stock | R58-A-1-KDP1_SEP | inventory | 2025-10-28 | Mechanical - Accessories |  | - | 2026-04-04 | 2026-03-21 | 0
6100K023 | Half_Moon : SWITCHGEAR - Half_Moon | SWGR | ROH | DMS 2121 2852-536 | COUNTERSUNK ALLEN HEAD M12X30 | 136 | 16 | 120 | free_stock | 1-1-1-1 | inventory | 2025-10-28 | Mechanical - Accessories |  | - | 2026-04-04 | 2026-03-21 | 0
6100K023 | Half_Moon : SWITCHGEAR - Half_Moon | SWGR | ROH | DMS 2126 2011-111 | NUT, HEX M3 | 48 | 48 | 0 | 6100K007 | R58-A-1-K11B_SEP | consumption | 2025-10-13 | Mechanical |  | - | 2026-04-04 | 2026-03-21 | 0 | [5 empty] | Work in Process Pick | 8079392
6100K023 | Half_Moon : SWITCHGEAR - Half_Moon | SWGR | ROH | DMS 2126 2011-114 | NUT, HEX M5 | 4 | 4 | 0 | free_stock | R58-A-1-K11B_SEP | inventory | 2025-10-28 | Mechanical |  | - | 2026-04-04 | 2026-03-21 | 0
6100K023 | Half_Moon : SWITCHGEAR - Half_Moon | SWGR | ROH | DMS 2126 2011-114 | NUT, HEX M5 | 4 | 4 | 0 | free_stock | R58-A-1-K11B_SEP | inventory | 2025-10-28 | Mechanical - Accessories |  | - | 2026-04-04 | 2026-03-21 | 0
6100K023 | Half_Moon : SWITCHGEAR - Half_Moon | SWGR | ROH | DMS 2126 2011-116 | NUT, HEX M 6 | 473 | 473 | 0 | 6100K013 | NEW.FLR-1-1-K013_SEP | inventory | 2025-10-28 | Mechanical |  | - | 2026-04-04 | 2026-03-21 | 0
6100K023 | Half_Moon : SWITCHGEAR - Half_Moon | SWGR | ROH | DMS 2126 2011-120 | NUT, HEX M10 | 654 | 56 | 598 | 606PD013 | R13-S-1-KDP1_SEP | inventory | 2025-10-28 | Mechanical |  | - | 2026-04-04 | 2026-03-21 | 0
6100K023 | Half_Moon : SWITCHGEAR - Half_Moon | SWGR | ROH | DMS 2126 2011-124 | NUT, HEX M16 | 9 | 9 | 0 | free_stock | 1-1-1-1 | inventory | 2025-10-28 | Mechanical |  | - | 2026-04-04 | 2026-03-21 | 0
6100K023 | Half_Moon : SWITCHGEAR - Half_Moon | SWGR | ROH | DMS 2126 2013-122 | NUT HEX H D GALV M12 | 210 | 66 | 144 | free_stock | R14-I-1-KDP1_SEP | inventory | 2025-10-28 | Mechanical |  | - | 2026-04-04 | 2026-03-21 | 0
6100K023 | Half_Moon : SWITCHGEAR - Half_Moon | SWGR | ROH | DMS 2126 2013-124 | NUT HEX H D GALV M16 | 612 | 198 | 414 | free_stock | R58-J-1-KDP1_SEP | inventory | 2025-10-28 | Mechanical |  | - | 2026-04-04 | 2026-03-21 | 0
6100K023 | Half_Moon : SWITCHGEAR - Half_Moon | SWGR | ROH | DMS 2126 2013-124 | NUT HEX H D GALV M16 | 414 | 144 | 270 | free_stock | 1-1-1-1 | inventory | 2025-10-28 | Mechanical |  | - | 2026-04-04 | 2026-03-21 | 0
6100K023 | Half_Moon : SWITCHGEAR - Half_Moon | SWGR | ROH | DMS 2154 363-1 | WASHER, LOCK 10X5X0.5 | 41 | 41 | 0 | free_stock | R14-I-1-KDP1_SEP | inventory | 2025-10-28 | LVD |  | - | 2026-04-04 | 2026-03-21 | 0
6100K023 | Half_Moon : SWITCHGEAR - Half_Moon | SWGR | ROH | DMS 2166 5011-10 | WIRE CHANNEL SIZE 48X100(1box=40meters) | 205 | 65 | 140 | free_stock | R58-O-1-KDP1_SEP | inventory | 2025-10-28 | LVD |  | - | 2026-04-04 | 2026-03-21 | 0
6100K023 | Half_Moon : SWITCHGEAR - Half_Moon | SWGR | ROH | DMS 2166 5011-10 | WIRE CHANNEL SIZE 48X100(1box=40meters) | 140 | 36 | 104 | free_stock | INC-1-1-KDP1_SEP | inventory | 2025-10-28 | LVD |  | - | 2026-04-04 | 2026-03-21 | 0
6100K023 | Half_Moon : SWITCHGEAR - Half_Moon | SWGR | ROH | DMS 2166 5011-10 | WIRE CHANNEL SIZE 48X100(1box=40meters) | 104 | 30 | 74 | free_stock | 1-1-1-1 | inventory | 2025-10-28 | LVD |  | - | 2026-04-04 | 2026-03-21 | 0
6100K023 | Half_Moon : SWITCHGEAR - Half_Moon | SWGR | ROH | DMS 2166 5011-11 | WIRE CHANNEL SIZE 150X100(1box=12meter) | 41 | 13 | 28 | free_stock | R68-I-1-KDP1_SEP | inventory | 2025-10-28 | LVD |  | - | 2026-04-04 | 2026-03-21 | 0
6100K023 | Half_Moon : SWITCHGEAR - Half_Moon | SWGR | ROH | DMS 2166 5011-11 | WIRE CHANNEL SIZE 150X100(1box=12meter) | 28 | 8 | 20 | free_stock | R13-S-1-KDP1_SEP | inventory | 2025-10-28 | LVD |  | - | 2026-04-04 | 2026-03-21 | 0
6100K023 | Half_Moon : SWITCHGEAR - Half_Moon | SWGR | ROH | DMS 2166 5011-11 | WIRE CHANNEL SIZE 150X100(1box=12meter) | 20 | 6 | 14 | free_stock | 1-1-1-1 | inventory | 2025-10-28 | LVD |  | - | 2026-04-04 | 2026-03-21 | 0
6100K023 | Half_Moon : SWITCHGEAR - Half_Moon | SWGR | ROH | DMS 2175 2012-25 | MOUNTNG RAIL OMEGA 35X15 02150 | 246 | 78 | 168 | free_stock | R68-I-1-KDP1_SEP | inventory | 2025-10-28 | LVD |  | - | 2026-04-04 | 2026-03-21 | 0
6100K023 | Half_Moon : SWITCHGEAR - Half_Moon | SWGR | ROH | DMS 2175 2012-25 | MOUNTNG RAIL OMEGA 35X15 02150 | 168 | 42 | 126 | free_stock | INC-1-1-KDP1_SEP | inventory | 2025-10-28 | LVD |  | - | 2026-04-04 | 2026-03-21 | 0
6100K023 | Half_Moon : SWITCHGEAR - Half_Moon | SWGR | ROH | DMS 2175 2012-25 | MOUNTNG RAIL OMEGA 35X15 02150 | 126 | 36 | 90 | free_stock | 1-1-1-1 | inventory | 2025-10-28 | LVD |  | - | 2026-04-04 | 2026-03-21 | 0
6100K023 | Half_Moon : SWITCHGEAR - Half_Moon | SWGR | ROH | DMS 2658 665-6 | TERM.LUGS RECPTACLE RF-F 608P | 82 | 24 | 58 | free_stock | 1-1-1-1 | inventory | 2025-10-28 | Mechanical |  | - | 2026-04-04 | 2026-03-21 | 0
6100K023 | Half_Moon : SWITCHGEAR - Half_Moon | SWGR | ROH | DMS 2658 665-6 | TERM.LUGS RECPTACLE RF-F 608P | 58 | 22 | 36 | free_stock | R58-O-1-KDP1_SEP | inventory | 2025-10-28 | Mechanical |  | - | 2026-04-04 | 2026-03-21 | 0
6100K023 | Half_Moon : SWITCHGEAR - Half_Moon | SWGR | ROH | DMS 2686 7001-1 | SPIRAL TUBE. KS15, 15MM DIA | 328 | 132 | 196 | free_stock | R66-I-1-KDP1_SEP | inventory | 2025-10-28 | LVD |  | - | 2026-04-04 | 2026-03-21 | 0
6100K023 | Half_Moon : SWITCHGEAR - Half_Moon | SWGR | ROH | DMS 2686 7001-1 | SPIRAL TUBE. KS15, 15MM DIA | 196 | 60 | 136 | free_stock | R13-S-1-KDP1_SEP | inventory | 2025-10-28 | LVD |  | - | 2026-04-04 | 2026-03-21 | 0
6100K023 | Half_Moon : SWITCHGEAR - Half_Moon | SWGR | ROH | DMS 2686 7001-1 | SPIRAL TUBE. KS15, 15MM DIA | 136 | 48 | 88 | free_stock | 1-1-1-1 | inventory | 2025-10-28 | LVD |  | - | 2026-04-04 | 2026-03-21 | 0
6100K023 | Half_Moon : SWITCHGEAR - Half_Moon | SWGR | ROH | GCE0303179P0100 | CYLINDER HEAD BOLT M10X80 DIN 91 | 6 | 4 | 2 | 606PD013 | PO-SEP-3097-[4] | GR_in_process | 2023-12-05 | Mechanical |  | - | 2026-04-04 | 2026-03-21 | 0 | ALAM AL NIMA TRADING EST | PO#7061 | 10 | 21-12-2023 |  |  |  | PO#7061
6100K023 | Half_Moon : SWITCHGEAR - Half_Moon | SWGR | ROH | GCE0402005P0100 | WASHER,SPRING A3.2 | 8 | 4 | 4 | 6100K019 | R15-A-1-KDP1_SEP | consumption | 2025-10-14 | Mechanical |  | - | 2026-04-04 | 2026-03-21 | 0 | [5 empty] | Work in Process Pick | 8096135
6100K023 | Half_Moon : SWITCHGEAR - Half_Moon | SWGR | ROH | GCE0402005P0100 | WASHER,SPRING A3.2 | 4 | 4 | 0 | 6100K019 | R15-A-1-KDP1_SEP | consumption | 2025-10-15 | Mechanical |  | - | 2026-04-04 | 2026-03-21 | 0 | [5 empty] | Work in Process Pick | 8120305
6100K023 | Half_Moon : SWITCHGEAR - Half_Moon | SWGR | ROH | GCE0410006P0100 | SPRING A4, DIN 127-FST | 18 | 12 | 6 | 6100K019 | R58-O-1-KDP1_SEP | consumption | 2025-10-14 | Mechanical |  | - | 2026-04-04 | 2026-03-21 | 0 | [5 empty] | Work in Process Pick | 8101108
6100K023 | Half_Moon : SWITCHGEAR - Half_Moon | SWGR | ROH | GCE0438403P0100 | SPRG. PIN 2X10 DIN EN 28748 ST | 41 | 41 | 0 | free_stock | R14-I-1-KDP1_SEP | inventory | 2025-10-28 | LVD |  | - | 2026-04-04 | 2026-03-21 | 0
6100K023 | Half_Moon : SWITCHGEAR - Half_Moon | SWGR | ROH | GCE0493108P0100 | BALL SHAPED HANDLE | 2 | 2 | 0 | 6100KDP01 | R56-Q-1-K019_SEP | inventory | 2025-10-28 | Mechanical - Accessories |  | - | 2026-04-04 | 2026-03-21 | 0
6100K023 | Half_Moon : SWITCHGEAR - Half_Moon | SWGR | ROH | GCE0734028P0100P | K - BALL SHAPED HANDLE (ZINC CHRM) | 4 | 4 | 0 | 6100KDP01 | R56-P-1-K019_SEP | inventory | 2025-10-28 | Mechanical |  | - | 2026-04-04 | 2026-03-21 | 0
6100K023 | Half_Moon : SWITCHGEAR - Half_Moon | SWGR | ROH | GCE0931316P0100 | BUSBAR INSERT 2XD100 | 120 | 72 | 48 | free_stock | R59-Q-1-KDP1_SEP | inventory | 2025-10-28 | Mechanical - Accessories |  | - | 2026-04-04 | 2026-03-21 | 0
6100K023 | Half_Moon : SWITCHGEAR - Half_Moon | SWGR | ROH | GCE0990108P0100 | Double Bit Key 3.2 | 5 | 5 | 0 | 6100KDP01 | R56-Q-1-K019_SEP | inventory | 2025-10-28 | Mechanical - Accessories |  | - | 2026-04-04 | 2026-03-21 | 0
6100K023 | Half_Moon : SWITCHGEAR - Half_Moon | SWGR | ROH | GCE0990431P0100 | HANDLE | 563 | 289 | 274 | 6100KDP01 | R56-O-1-K019_SEP | inventory | 2025-10-28 | Mechanical |  | - | 2026-04-04 | 2026-03-21 | 0
6100K023 | Half_Moon : SWITCHGEAR - Half_Moon | SWGR | ROH | GCE0990431P0100 | HANDLE | 274 | 150 | 124 | free_stock | R59-A-1-KDP1_SEP | inventory | 2025-10-28 | Mechanical |  | - | 2026-04-04 | 2026-03-21 | 0
6100K023 | Half_Moon : SWITCHGEAR - Half_Moon | SWGR | ROH | GCE0990431P0100 | HANDLE | 124 | 19 | 105 | free_stock | 1-1-1-1 | inventory | 2025-10-28 | Mechanical |  | - | 2026-04-04 | 2026-03-21 | 0
6100K023 | Half_Moon : SWITCHGEAR - Half_Moon | SWGR | ROH | GCE0990431P0100 | HANDLE | 105 | 6 | 99 | 6100K019 | R59-A-1-KDP1_SEP | consumption | 2025-10-16 | Mechanical |  | - | 2026-04-04 | 2026-03-21 | 0 | [5 empty] | Work in Process Pick | 8144103
6100K023 | Half_Moon : SWITCHGEAR - Half_Moon | SWGR | ROH | GCE0990479P0100 | WHEEL FOR TRUCK 100X35 POLYAMID | 4 | 4 | 0 | 6100KDP01 | R56-P-1-K019_SEP | inventory | 2025-10-28 | Mechanical - Accessories |  | - | 2026-04-04 | 2026-03-21 | 0
6100K023 | Half_Moon : SWITCHGEAR - Half_Moon | SWGR | ROH | GCE0996020P0100 | PROTECTOR CAP M12 SW17-1-G15/H5 | 12 | 12 | 0 | free_stock | R14-I-1-KDP1_SEP | inventory | 2025-10-28 | Mechanical |  | - | 2026-04-04 | 2026-03-21 | 0
6100K023 | Half_Moon : SWITCHGEAR - Half_Moon | SWGR | ROH | GCE0997050P0100 | CB Truck Rack in/out (Crank) | 2 | 2 | 0 | free_stock | INC-1-1-KDP1_SEP | inventory | 2025-10-28 | Mechanical - Accessories |  | - | 2026-04-04 | 2026-03-21 | 0
6100K023 | Half_Moon : SWITCHGEAR - Half_Moon | SWGR | ROH | GCE0997050P0100 | HAND CRANK FOR SWITCH TRUCK | 2 | 2 | 0 | free_stock | INC-1-1-KDP1_SEP | inventory | 2025-10-28 | Mechanical |  | - | 2026-04-04 | 2026-03-21 | 0
6100K023 | Half_Moon : SWITCHGEAR - Half_Moon | SWGR | ROH | GCE0998122P0100 | TUBING 28X36 FOR PG29 | 3.1 | 3.1 | 0 | free_stock | R13-S-1-KDP1_SEP | inventory | 2025-10-28 | Mechanical |  | - | 2026-04-04 | 2026-03-21 | 0
6100K023 | Half_Moon : SWITCHGEAR - Half_Moon | SWGR | ROH | GCE0998122P0100 | TUBING 28X36 FOR PG29 | 5 | 5 | 0 | free_stock | R13-S-1-KDP1_SEP | inventory | 2025-10-28 | Mechanical - Accessories |  | - | 2026-04-04 | 2026-03-21 | 0
6100K023 | Half_Moon : SWITCHGEAR - Half_Moon | SWGR | ROH | GCE0998124P0100 | Use *** 1YAB010415P0103 *** | 0.8 | 0.8 | 0 | 6100KDP01 | R56-Q-1-K019_SEP | inventory | 2025-10-28 | Mechanical |  | - | 2026-04-04 | 2026-03-21 | 0
6100K023 | Half_Moon : SWITCHGEAR - Half_Moon | SWGR | ROH | GCE0998131P0100 | TUBE HOLDER-LK / MPG16 | 2 | 2 | 0 | 6100KDP01 | R56-Q-1-K019_SEP | inventory | 2025-10-28 | Mechanical |  | - | 2026-04-04 | 2026-03-21 | 0
6100K023 | Half_Moon : SWITCHGEAR - Half_Moon | SWGR | ROH | GCE4117104P0106 | TUBE G16X100 DIN 490216 | 40 | 36 | 4 | free_stock | R59-Q-1-KDP1_SEP | inventory | 2025-10-28 | Mechanical |  | - | 2026-04-04 | 2026-03-21 | 0
6100K023 | Half_Moon : SWITCHGEAR - Half_Moon | SWGR | ROH | GCE4117104P0106 | TUBE G16X100 DIN 490216 | 4 | 4 | 0 | 6100KDP01 | R56-Q-1-K019_SEP | inventory | 2025-10-28 | Mechanical |  | - | 2026-04-04 | 2026-03-21 | 0
6100K023 | Half_Moon : SWITCHGEAR - Half_Moon | SWGR | ROH | GCE4117104P0117 | TUBE G16X9 | 80 | 28 | 52 | free_stock | R59-Q-1-KDP1_SEP | inventory | 2025-10-28 | Mechanical |  | - | 2026-04-04 | 2026-03-21 | 0
6100K023 | Half_Moon : SWITCHGEAR - Half_Moon | SWGR | ROH | GCE4129015P0128P | HEX.PART 17X677 ZINC CHR. | 40 | 36 | 4 | free_stock | R59-P-1-KDP1_SEP | inventory | 2025-10-28 | Mechanical |  | - | 2026-04-04 | 2026-03-21 | 0
6100K023 | Half_Moon : SWITCHGEAR - Half_Moon | SWGR | ROH | GCE4129015P0128P | HEX.PART 17X677 ZINC CHR. | 4 | 4 | 0 | 6100KDP01 | R56-Q-1-K019_SEP | inventory | 2025-10-28 | Mechanical |  | - | 2026-04-04 | 2026-03-21 | 0
6100K023 | Half_Moon : SWITCHGEAR - Half_Moon | SWGR | ROH | GCE4329220P0100 | THREADED DOWEL M12X37 | 4 | 4 | 0 | 6100KDP01 | R56-P-1-K019_SEP | inventory | 2025-10-28 | Mechanical - Accessories |  | - | 2026-04-04 | 2026-03-21 | 0
6100K023 | Half_Moon : SWITCHGEAR - Half_Moon | SWGR | ROH | GCE4366010P0100 | NUT(DADO D'ANCORAGGIO) M10 WN366-ST37-2 | 310 | 34 | 276 | 6100KDP01 | R56-R-1-K019_SEP | inventory | 2025-10-28 | Mechanical |  | - | 2026-04-04 | 2026-03-21 | 0
6100K023 | Half_Moon : SWITCHGEAR - Half_Moon | SWGR | ROH | GCE4366010P0100 | NUT(DADO D'ANCORAGGIO) M10 WN366-ST37-2 | 276 | 10 | 266 | free_stock | 1-1-1-1 | inventory | 2025-10-28 | Mechanical |  | - | 2026-04-04 | 2026-03-21 | 0
6100K023 | Half_Moon : SWITCHGEAR - Half_Moon | SWGR | ROH | GCE4366010P0100 | NUT(DADO D'ANCORAGGIO) M10 WN366-ST37-2 | 266 | 2 | 264 | 6100K019 | R59-P-1-KDP1_SEP | consumption | 2025-10-16 | Mechanical |  | - | 2026-04-04 | 2026-03-21 | 0 | [5 empty] | Work in Process Pick | 8144835
6100K023 | Half_Moon : SWITCHGEAR - Half_Moon | SWGR | ROH | GCE4520999P0100 | INDICATION LABELS ( HOCK SYSMBLE ) | 8 | 3 | 5 | 6100K019 | INC-1-1-KDP1_SEP | consumption | 2025-10-15 | Mechanical |  | - | 2026-04-04 | 2026-03-21 | 0 | [5 empty] | Work in Process Pick | 8127535
6100K023 | Half_Moon : SWITCHGEAR - Half_Moon | SWGR | ROH | GCE4520999P0100 | INDICATION LABELS ( HOCK SYSMBLE ) | 5 | 3 | 2 | 6100K019 | INC-1-1-KDP1_SEP | consumption | 2025-10-15 | Mechanical |  | - | 2026-04-04 | 2026-03-21 | 0 | [5 empty] | Work in Process Pick | 8127538
6100K023 | Half_Moon : SWITCHGEAR - Half_Moon | SWGR | ROH | GCE4520999P0100 | INDICATION LABELS ( HOCK SYSMBLE ) | 2 | 1 | 1 | 6100K019 | WH2-1-1-KDP1_SEP | consumption | 2025-10-15 | Mechanical |  | - | 2026-04-04 | 2026-03-21 | 0 | [5 empty] | Work in Process Pick | 8127532
6100K023 | Half_Moon : SWITCHGEAR - Half_Moon | SWGR | ROH | GCE7000495R0101 | SHAFT COMPL. | 40 | 14 | 26 | free_stock | R59-Q-1-KDP1_SEP | inventory | 2025-10-28 | Mechanical |  | - | 2026-04-04 | 2026-03-21 | 0
6100K023 | Half_Moon : SWITCHGEAR - Half_Moon | SWGR | ROH | GCE7000524P0101P | GROOVED PIN | 40 | 40 | 0 | 6100KDP01 | R56-P-1-K019_SEP | inventory | 2025-10-28 | Mechanical |  | - | 2026-04-04 | 2026-03-21 | 0
6100K023 | Half_Moon : SWITCHGEAR - Half_Moon | SWGR | ROH | GCE7000535R0101P | K- BRACKET COMPL. ZINC COATED | 40 | 40 | 0 | 6100KDP01 | R56-P-1-K019_SEP | inventory | 2025-10-28 | Mechanical |  | - | 2026-04-04 | 2026-03-21 | 0
6100K023 | Half_Moon : SWITCHGEAR - Half_Moon | SWGR | ROH | GCE7000553P0101 | ADJUSTING FISH PLATE | 80 | 80 | 0 | 6100KDP01 | R55-Q-1-K019_SEP | inventory | 2025-10-28 | Mechanical |  | - | 2026-04-04 | 2026-03-21 | 0
6100K023 | Half_Moon : SWITCHGEAR - Half_Moon | SWGR | ROH | GCE7000581P0101 | CANTILEVER SPRING | 46 | 46 | 0 | 6100KDP01 | R56-P-1-K019_SEP | inventory | 2025-10-28 | Mechanical |  | - | 2026-04-04 | 2026-03-21 | 0
6100K023 | Half_Moon : SWITCHGEAR - Half_Moon | SWGR | ROH | GCE7000582P0101 | SPIRAL SPRING | 40 | 40 | 0 | 6100KDP01 | R56-P-1-K019_SEP | inventory | 2025-10-28 | Mechanical |  | - | 2026-04-04 | 2026-03-21 | 0
6100K023 | Half_Moon : SWITCHGEAR - Half_Moon | SWGR | ROH | GCE7000835P0101 | BRACKET S=200 | 2 | 2 | 0 | 6100KDP01 | WH2-1-1-K019_SEP | inventory | 2025-10-28 | Mechanical |  | - | 2026-04-04 | 2026-03-21 | 0
6100K023 | Half_Moon : SWITCHGEAR - Half_Moon | SWGR | ROH | GCE7001026P0101 | INSULATION TUBE; L=45MM. | 80 | 28 | 52 | free_stock | R59-Q-1-KDP1_SEP | inventory | 2025-10-28 | Mechanical |  | - | 2026-04-04 | 2026-03-21 | 0
6100K023 | Half_Moon : SWITCHGEAR - Half_Moon | SWGR | ROH | GCE7001936P0101P | K - HANDLE (CHROME PLATED) | 4 | 4 | 0 | 6100KDP01 | R56-Q-1-K019_SEP | inventory | 2025-10-28 | Mechanical |  | - | 2026-04-04 | 2026-03-21 | 0
6100K023 | Half_Moon : SWITCHGEAR - Half_Moon | SWGR | ROH | GCE7002424P0101P | K - BEARING SHAFT (ZINC CHRM) | 8 | 8 | 0 | 6100KDP01 | R56-Q-1-K019_SEP | inventory | 2025-10-28 | Mechanical |  | - | 2026-04-04 | 2026-03-21 | 0
6100K023 | Half_Moon : SWITCHGEAR - Half_Moon | SWGR | ROH | GCE7002476P0101 | FIXING BAR | 2 | 2 | 0 | free_stock | R13-S-1-KDP1_SEP | inventory | 2025-10-28 | Mechanical |  | - | 2026-04-04 | 2026-03-21 | 0
6100K023 | Half_Moon : SWITCHGEAR - Half_Moon | SWGR | ROH | GCE7003572P0101 | TORSION SPRING | 2 | 1 | 1 | free_stock | R15-A-1-KDP1_SEP | inventory | 2025-10-28 | Mechanical |  | - | 2026-04-04 | 2026-03-21 | 0
6100K023 | Half_Moon : SWITCHGEAR - Half_Moon | SWGR | ROH | GCE7102436P0100 | PLUG HOUSING SOCKET/GEHAUSE | 1 | 1 | 0 | free_stock | R59-A-1-KDP1_SEP | inventory | 2025-10-28 | Mechanical - Accessories |  | - | 2026-04-04 | 2026-03-21 | 0
6100K023 | Half_Moon : SWITCHGEAR - Half_Moon | SWGR | ROH | GCE7102436P0100 | PLUG HOUSING SOCKET/GEHAUSE | 41 | 12 | 29 | free_stock | R59-A-1-KDP1_SEP | inventory | 2025-10-28 | Mechanical |  | - | 2026-04-04 | 2026-03-21 | 0
6100K023 | Half_Moon : SWITCHGEAR - Half_Moon | SWGR | ROH | GCE7102436P0100 | PLUG HOUSING SOCKET/GEHAUSE | 29 | 8 | 21 | 6100KDP01 | R56-O-1-K019_SEP | inventory | 2025-10-28 | Mechanical |  | - | 2026-04-04 | 2026-03-21 | 0
6100K023 | Half_Moon : SWITCHGEAR - Half_Moon | SWGR | ROH | GCE7102438P0100 | COVER OF CONTROL PLUG/SOCKET | 2 | 2 | 0 | 6100KDP01 | R56-O-1-K019_SEP | inventory | 2025-10-28 | Mechanical - Accessories |  | - | 2026-04-04 | 2026-03-21 | 0
6100K023 | Half_Moon : SWITCHGEAR - Half_Moon | SWGR | ROH | GCE7102438P0100 | COVER OF CONTROL PLUG/SOCKET | 5 | 5 | 0 | 6100KDP01 | R56-O-1-K019_SEP | inventory | 2025-10-28 | Mechanical |  | - | 2026-04-04 | 2026-03-21 | 0
6100K023 | Half_Moon : SWITCHGEAR - Half_Moon | SWGR | ROH | GCE7169312R0145 | EARTHING SWITCH: EK6-ZS1-1706-210 | 35 | 16 | 19 | free_stock | WH2-1-1-KDP1_SEP | inventory | 2025-10-28 | Mechanical |  | - | 2026-04-04 | 2026-03-21 | 0
6100K023 | Half_Moon : SWITCHGEAR - Half_Moon | SWGR | ROH | GCE8000633P0115 | MOUNTING CHANNEL L325mm | 6 | 6 | 0 | 6100KDP01 | R56-P-1-K019_SEP | inventory | 2025-10-28 | Mechanical |  | - | 2026-04-04 | 2026-03-21 | 0
6100K023 | Half_Moon : SWITCHGEAR - Half_Moon | SWGR | ROH | GCE8000825P0101 | SPRING | 41 | 41 | 0 | 6100KDP01 | R56-Q-1-K019_SEP | inventory | 2025-10-28 | Mechanical |  | - | 2026-04-04 | 2026-03-21 | 0
6100K023 | Half_Moon : SWITCHGEAR - Half_Moon | SWGR | ROH | GCE8000910P0101 | PACKING PIECE 80X15 | 111 | 111 | 0 | free_stock | R59-P-1-KDP1_SEP | inventory | 2025-10-28 | Mechanical - Accessories |  | - | 2026-04-04 | 2026-03-21 | 0
6100K023 | Half_Moon : SWITCHGEAR - Half_Moon | SWGR | ROH | GCE8000981P0101P | THREADED PIECE | 40 | 36 | 4 | free_stock | R59-A-1-KDP1_SEP | inventory | 2025-10-28 | Mechanical |  | - | 2026-04-04 | 2026-03-21 | 0
6100K023 | Half_Moon : SWITCHGEAR - Half_Moon | SWGR | ROH | GCE8000981P0101P | THREADED PIECE | 4 | 4 | 0 | 6100KDP01 | R56-P-1-K019_SEP | inventory | 2025-10-28 | Mechanical |  | - | 2026-04-04 | 2026-03-21 | 0
6100K023 | Half_Moon : SWITCHGEAR - Half_Moon | SWGR | ROH | GCE8002370P0101 | DOCKING RECEPTANCE | 82 | 82 | 0 | 6100KDP01 | R56-O-1-K019_SEP | inventory | 2025-10-28 | Mechanical |  | - | 2026-04-04 | 2026-03-21 | 0
6100K023 | Half_Moon : SWITCHGEAR - Half_Moon | SWGR | ROH | GCE8002372P0101P | BUSHING | 8 | 8 | 0 | 6100KDP01 | R56-P-1-K019_SEP | inventory | 2025-10-28 | Mechanical - Accessories |  | - | 2026-04-04 | 2026-03-21 | 0
6100K023 | Half_Moon : SWITCHGEAR - Half_Moon | SWGR | ROH | GCE8002375P0101 | TENSION SPRING | 2 | 2 | 0 | 6100KDP01 | R56-Q-1-K019_SEP | inventory | 2025-10-28 | Mechanical - Accessories |  | - | 2026-04-04 | 2026-03-21 | 0
6100K023 | Half_Moon : SWITCHGEAR - Half_Moon | SWGR | ROH | GCE8002757P0101 | Insert 1X60X10 (2024231) GJ.GER | 6 | 6 | 0 | 6100KDP01 | R56-P-1-K019_SEP | inventory | 2025-10-28 | Mechanical |  | - | 2026-04-04 | 2026-03-21 | 0
6100K023 | Half_Moon : SWITCHGEAR - Half_Moon | SWGR | ROH | GCE8002757P0102 | Insert 80X10 | 204 | 204 | 0 | 6100KDP01 | R56-P-1-K019_SEP | inventory | 2025-10-28 | Mechanical |  | - | 2026-04-04 | 2026-03-21 | 0
6100K023 | Half_Moon : SWITCHGEAR - Half_Moon | SWGR | ROH | GCE8002875P0101 | WINDOW PANE 350X220X16,8 (KONEX) | 12 | 10 | 2 | 6100KDP01 | R56-P-1-K019_SEP | inventory | 2025-10-28 | Mechanical |  | - | 2026-04-04 | 2026-03-21 | 0
6100K023 | Half_Moon : SWITCHGEAR - Half_Moon | SWGR | ROH | GCE8002875P0101 | WINDOW PANE 350X220X16,8 (KONEX) | 2 | 2 | 0 | free_stock | R59-Q-1-KDP1_SEP | inventory | 2025-10-28 | Mechanical |  | - | 2026-04-04 | 2026-03-21 | 0
6100K023 | Half_Moon : SWITCHGEAR - Half_Moon | SWGR | ROH | GCE8003360R0101P | LEVER MECHANISM LEFT, 2xR250/55(W800) | 36 | 12 | 24 | free_stock | R59-Q-1-KDP1_SEP | inventory | 2025-10-28 | Mechanical |  | - | 2026-04-04 | 2026-03-21 | 0
6100K023 | Half_Moon : SWITCHGEAR - Half_Moon | SWGR | ROH | GCE8003360R0101P | LEVER MECHANISM LEFT, 2xR250/55(W800) | 24 | 7 | 17 | 6100KDP01 | R56-P-1-K019_SEP | inventory | 2025-10-28 | Mechanical |  | - | 2026-04-04 | 2026-03-21 | 0
6100K023 | Half_Moon : SWITCHGEAR - Half_Moon | SWGR | ROH | GCE8003360R0101P | LEVER MECHANISM LEFT, 2xR250/55(W800) | 17 | 1 | 16 | free_stock | 1-1-1-1 | inventory | 2025-10-28 | Mechanical |  | - | 2026-04-04 | 2026-03-21 | 0
6100K023 | Half_Moon : SWITCHGEAR - Half_Moon | SWGR | ROH | GCE8003360R0102P | LEVER MECHANISM RIGHT,2xR250/55 (W800) | 36 | 12 | 24 | free_stock | R59-Q-1-KDP1_SEP | inventory | 2025-10-28 | Mechanical |  | - | 2026-04-04 | 2026-03-21 | 0
6100K023 | Half_Moon : SWITCHGEAR - Half_Moon | SWGR | ROH | GCE8003360R0102P | LEVER MECHANISM RIGHT,2xR250/55 (W800) | 24 | 7 | 17 | 6100KDP01 | R56-P-1-K019_SEP | inventory | 2025-10-28 | Mechanical |  | - | 2026-04-04 | 2026-03-21 | 0
6100K023 | Half_Moon : SWITCHGEAR - Half_Moon | SWGR | ROH | GCE8003360R0102P | LEVER MECHANISM RIGHT,2xR250/55 (W800) | 17 | 1 | 16 | free_stock | 1-1-1-1 | inventory | 2025-10-28 | Mechanical |  | - | 2026-04-04 | 2026-03-21 | 0
6100K023 | Half_Moon : SWITCHGEAR - Half_Moon | SWGR | ROH | GCE8003624R0102 | MONOBLOCCO-SPOUT 1250A,ZS1 | 210 | 66 | 144 | free_stock | R13-A-1-KDP1_SEP | inventory | 2025-10-28 | Mechanical |  | - | 2026-04-04 | 2026-03-21 | 0
6100K023 | Half_Moon : SWITCHGEAR - Half_Moon | SWGR | ROH | GCE8003624R0102 | MONOBLOCCO-SPOUT 1250A,ZS1 | 144 | 36 | 108 | free_stock | R59-H-1-KDP1_SEP | inventory | 2025-10-28 | Mechanical |  | - | 2026-04-04 | 2026-03-21 | 0
6100K023 | Half_Moon : SWITCHGEAR - Half_Moon | SWGR | ROH | GCE8003651P0101P | INSULATING CAP | 291 | 153 | 138 | 6100KDP01 | R56-Q-1-K019_SEP | inventory | 2025-10-28 | Mechanical |  | - | 2026-04-04 | 2026-03-21 | 0
6100K023 | Half_Moon : SWITCHGEAR - Half_Moon | SWGR | ROH | GCE8003651P0101P | INSULATING CAP | 138 | 93 | 45 | free_stock | R59-A-1-KDP1_SEP | inventory | 2025-10-28 | Mechanical |  | - | 2026-04-04 | 2026-03-21 | 0
6100K023 | Half_Moon : SWITCHGEAR - Half_Moon | SWGR | ROH | GCE8003651P0101P | INSULATING CAP | 45 | 8 | 37 | free_stock | 1-1-1-1 | inventory | 2025-10-28 | Mechanical |  | - | 2026-04-04 | 2026-03-21 | 0
6100K023 | Half_Moon : SWITCHGEAR - Half_Moon | SWGR | ROH | GCE8003671P0120 | SPECIAL SCREW M12X30/101 | 142 | 68 | 74 | free_stock | R58-O-1-KDP1_SEP | inventory | 2025-10-28 | Mechanical |  | - | 2026-04-04 | 2026-03-21 | 0
6100K023 | Half_Moon : SWITCHGEAR - Half_Moon | SWGR | ROH | GCE8003672P0101 | COVER-COPERTURA 12KV ZS1 1250A | 210 | 153 | 57 | free_stock | R59-A-1-KDP1_SEP | inventory | 2025-10-28 | Mechanical |  | - | 2026-04-04 | 2026-03-21 | 0
6100K023 | Half_Moon : SWITCHGEAR - Half_Moon | SWGR | ROH | GCE8003672P0101 | COVER-COPERTURA 12KV ZS1 1250A | 57 | 57 | 0 | 6100KDP01 | R56-P-1-K019_SEP | inventory | 2025-10-28 | Mechanical |  | - | 2026-04-04 | 2026-03-21 | 0
6100K023 | Half_Moon : SWITCHGEAR - Half_Moon | SWGR | ROH | GCE8004145P0101P | INTERLOCKING BOLT | 4 | 4 | 0 | 6100KDP01 | R56-Q-1-K019_SEP | inventory | 2025-10-28 | Mechanical |  | - | 2026-04-04 | 2026-03-21 | 0
6100K023 | Half_Moon : SWITCHGEAR - Half_Moon | SWGR | ROH | GCE8004478P0101 | BUSHING PLATE BELOW / 3 HOLES | 1 | 1 | 0 | free_stock | R16-L-1-K019_SEP | inventory | 2025-10-28 | Mechanical - Accessories |  | - | 2026-04-04 | 2026-03-21 | 0
6100K023 | Half_Moon : SWITCHGEAR - Half_Moon | SWGR | ROH | GCE8004479P0101P | PROTECTIVE COVER (DWG: GCE8004479P0101) | 2 | 2 | 0 | 6100KDP01 | R56-Q-1-K019_SEP | inventory | 2025-10-28 | Mechanical |  | - | 2026-04-04 | 2026-03-21 | 0
6100K023 | Half_Moon : SWITCHGEAR - Half_Moon | SWGR | ROH | GCE8004581P0101 | SPRING COMPRESSION | 4 | 4 | 0 | 6100KDP01 | R56-P-1-K019_SEP | inventory | 2025-10-28 | Mechanical |  | - | 2026-04-04 | 2026-03-21 | 0
6100K023 | Half_Moon : SWITCHGEAR - Half_Moon | SWGR | ROH | GCE8005031R0101 | BUSHING ZS1/ (3 IN 1) DEACE | 39 | 8 | 31 | free_stock | R14-I-1-KDP1_SEP | inventory | 2025-10-28 | Mechanical - Accessories |  | - | 2026-04-04 | 2026-03-21 | 0
6100K023 | Half_Moon : SWITCHGEAR - Half_Moon | SWGR | ROH | GCE8005031R0101 | BUSHING ZS1/ (3 IN 1) DEACE | 31 | 2 | 29 | free_stock | R59-H-1-KDP1_SEP | inventory | 2025-10-28 | Mechanical - Accessories |  | - | 2026-04-04 | 2026-03-21 | 0
6100K023 | Half_Moon : SWITCHGEAR - Half_Moon | SWGR | ROH | GCE8005031R0101 | BUSHING ZS1/ (3 IN 1) DEACE | 29 | 1 | 28 | 6100K019 | 1-1-1-1 | inventory | 2025-10-28 | Mechanical - Accessories |  | - | 2026-04-04 | 2026-03-21 | 0
6100K023 | Half_Moon : SWITCHGEAR - Half_Moon | SWGR | ROH | GCE8006031P0101 | COVER FOR BUSBAR JOINTS | 111 | 111 | 0 | free_stock | R59-A-1-KDP1_SEP | inventory | 2025-10-28 | Mechanical - Accessories |  | - | 2026-04-04 | 2026-03-21 | 0
6100K023 | Half_Moon : SWITCHGEAR - Half_Moon | SWGR | ROH | GCE8011409R0101 | LEVER COMPLETE LEFT SIDE | 2 | 2 | 0 | 6100KDP01 | R56-P-1-K019_SEP | inventory | 2025-10-28 | Mechanical |  | - | 2026-04-04 | 2026-03-21 | 0
6100K023 | Half_Moon : SWITCHGEAR - Half_Moon | SWGR | ROH | GCE8011409R0102 | LEVER COMPLETE RIGHT SIDE | 2 | 2 | 0 | 6100KDP01 | R56-P-1-K019_SEP | inventory | 2025-10-28 | Mechanical |  | - | 2026-04-04 | 2026-03-21 | 0
6100K023 | Half_Moon : SWITCHGEAR - Half_Moon | SWGR | ROH | GCE8013262P0101 | SHROUD | 4 | 4 | 0 | 6100KDP01 | R56-I-1-K019_SEP | inventory | 2025-10-28 | Mechanical |  | - | 2026-04-04 | 2026-03-21 | 0
6100K023 | Half_Moon : SWITCHGEAR - Half_Moon | SWGR | ROH | GCE8381281P0100 | GUIDE ROLLER | 4 | 4 | 0 | 6100KDP01 | R56-P-1-K019_SEP | inventory | 2025-10-28 | Mechanical - Accessories |  | - | 2026-04-04 | 2026-03-21 | 0
6100K023 | Half_Moon : SWITCHGEAR - Half_Moon | SWGR | ROH | GCE8494256P0101 | DISTANCE TUBE | 40 | 40 | 0 | 6100KDP01 | R56-Q-1-K019_SEP | inventory | 2025-10-28 | Mechanical |  | - | 2026-04-04 | 2026-03-21 | 0
6100K023 | Half_Moon : SWITCHGEAR - Half_Moon | SWGR | ROH | GCE9371453P0101 | CABLE BUSHING LOWER PART | 2 | 2 | 0 | 6100KDP01 | R56-O-1-K019_SEP | inventory | 2025-10-28 | Mechanical |  | - | 2026-04-04 | 2026-03-21 | 0
6100K023 | Half_Moon : SWITCHGEAR - Half_Moon | SWGR | ROH | GCE9371454P0101 | CABLE BUSHING UPPER PART | 2 | 2 | 0 | 6100KDP01 | R56-O-1-K019_SEP | inventory | 2025-10-28 | Mechanical |  | - | 2026-04-04 | 2026-03-21 | 0
6100K023 | Half_Moon : SWITCHGEAR - Half_Moon | SWGR | ROH | GCE9401529P0100 | Bush | 40 | 40 | 0 | 6100KDP01 | R56-O-1-K019_SEP | inventory | 2025-10-28 | Mechanical |  | - | 2026-04-04 | 2026-03-21 | 0
6100K023 | Half_Moon : SWITCHGEAR - Half_Moon | SWGR | ROH | GCE9401678R0101 | HOUSING (PLUG SOCKET)COMPL. | 1 | 1 | 0 | 6100KDP01 | R56-O-1-K019_SEP | inventory | 2025-10-28 | Mechanical - Accessories |  | - | 2026-04-04 | 2026-03-21 | 0
6100K023 | Half_Moon : SWITCHGEAR - Half_Moon | SWGR | ROH | GCE9401678R0101 | HOUSING (PLUG SOCKET)COMPL. | 2 | 2 | 0 | 6100KDP01 | R56-O-1-K019_SEP | inventory | 2025-10-28 | Mechanical |  | - | 2026-04-04 | 2026-03-21 | 0
6100K023 | Half_Moon : SWITCHGEAR - Half_Moon | SWGR | ROH | GCE9464131P0100 | EARTHING SWITCH DISPLAY | 40 | 40 | 0 | 6100KDP01 | R56-O-1-K019_SEP | inventory | 2025-10-28 | Mechanical |  | - | 2026-04-04 | 2026-03-21 | 0
6100K023 | Half_Moon : SWITCHGEAR - Half_Moon | SWGR | ROH | GCE9478304P0102P | ROLLER | 8 | 8 | 0 | 6100KDP01 | R56-P-1-K019_SEP | inventory | 2025-10-28 | Mechanical |  | - | 2026-04-04 | 2026-03-21 | 0
6100K023 | Half_Moon : SWITCHGEAR - Half_Moon | SWGR | ROH | GCE9478350P0101 | SUPPORTING BOLT 6Kt14/M6X23 | 2 | 2 | 0 | 6100KDP01 | R56-P-1-K019_SEP | inventory | 2025-10-28 | Mechanical |  | - | 2026-04-04 | 2026-03-21 | 0
6100K023 | Half_Moon : SWITCHGEAR - Half_Moon | SWGR | ROH | GCE9576618P0100 | BUSH D18/12,2X8 | 80 | 80 | 0 | 6100KDP01 | R56-Q-1-K019_SEP | inventory | 2025-10-28 | Mechanical |  | - | 2026-04-04 | 2026-03-21 | 0
6100K023 | Half_Moon : SWITCHGEAR - Half_Moon | SWGR | ROH | GCEC830444P0101P | K-SPACER D12/4.5X8,ZS1/ZS3.2Yellow Chrom | 80 | 28 | 52 | free_stock | R59-Q-1-KDP1_SEP | inventory | 2025-10-28 | Mechanical |  | - | 2026-04-04 | 2026-03-21 | 0
6100K023 | Half_Moon : SWITCHGEAR - Half_Moon | SWGR | ROH | GCEC830444P0101P | K-SPACER D12/4.5X8,ZS1/ZS3.2Yellow Chrom | 52 | 2 | 50 | 6100KDP01 | R56-P-1-K019_SEP | inventory | 2025-10-28 | Mechanical |  | - | 2026-04-04 | 2026-03-21 | 0
6100K023 | Half_Moon : SWITCHGEAR - Half_Moon | SWGR | ROH | MV-CR-U125DC3 | CR-U125DC3 - 1SVR405622R8200.CR-U125DC3 Pluggable interface relay 3c Ordering Code : 1SVR405622R8200 General: Pluggable interface relay ABB. Type : CR-U125DC3L Ordering Code: OUTPUTS: 3 C/O with LED RATED VOLTAGE: 125 VDC | 2 | 2 | 0 | free_stock | R16-I-1-KDP1_SEP | inventory | 2025-10-28 | LVA |  | - | 2026-04-04 | 2026-03-21 | 0
6100K023 | Half_Moon : SWITCHGEAR - Half_Moon | SWGR | ROH | MV-CR-U3S | Socket -FOR 3 C/O AND MODULE TIMER | 2 | 2 | 0 | free_stock | R16-I-1-KDP1_SEP | inventory | 2025-10-28 | LVA |  | - | 2026-04-04 | 2026-03-21 | 0
6100K023 | Half_Moon : SWITCHGEAR - Half_Moon | SWGR | ROH | MV-CR-UH | Holder interface relay 1SVR405669R0000 | 2 | 2 | 0 | free_stock | R16-I-1-KDP1_SEP | inventory | 2025-10-28 | LVA |  | - | 2026-04-04 | 2026-03-21 | 0
6100K023 | Half_Moon : SWITCHGEAR - Half_Moon | SWGR | ROH | MV-CR-UT | TIME MODULE 1SVR405667R0000 | 2 | 2 | 0 | free_stock | R16-I-1-KDP1_SEP | inventory | 2025-10-28 | LVA |  | - | 2026-04-04 | 2026-03-21 | 0
6100K023 | Half_Moon : SWITCHGEAR - Half_Moon | SWGR | ROH | SCB1000027P0001P | K-PLATE | 81 | 81 | 0 | 6100KDP01 | R56-P-1-K019_SEP | inventory | 2025-10-28 | Mechanical |  | - | 2026-04-04 | 2026-03-21 | 0
6100K023 | Half_Moon : SWITCHGEAR - Half_Moon | SWGR | ROH | SCB1000049P0001 | COMPRESSION SPRING | 40 | 40 | 0 | 6100KDP01 | R56-P-1-K019_SEP | inventory | 2025-10-28 | Mechanical |  | - | 2026-04-04 | 2026-03-21 | 0
6100K023 | Half_Moon : SWITCHGEAR - Half_Moon | SWGR | ROH | SEP10162 | WHITE TUBE,INNER DIA. 3.5 MM (1.5 WIRE) | 10250 | 50 | 10200 | free_stock | IFLR-1-1-MVBM_SEP | inventory | 2025-10-28 | LVD |  | - | 2026-04-04 | 2026-03-21 | 0
6100K023 | Half_Moon : SWITCHGEAR - Half_Moon | SWGR | ROH | SEP10162 | WHITE TUBE,INNER DIA. 3.5 MM (1.5 WIRE) | 10200 | 1 | 10199 | 6010J476 | R47-C-1-EBM_SEP | consumption | 2025-01-09 | LVD |  | - | 2026-04-04 | 2026-03-21 | 0 | [5 empty] | Material Issue Order_MIO | 6942195
6100K023 | Half_Moon : SWITCHGEAR - Half_Moon | SWGR | ROH | SEP10162 | WHITE TUBE,INNER DIA. 3.5 MM (1.5 WIRE) | 10199 | 7 | 10192 | 6010J577 | R47-C-1-EBM_SEP | consumption | 2025-08-21 | LVD |  | - | 2026-04-04 | 2026-03-21 | 0 | [5 empty] | Material Issue Order_MIO | 6729570
6100K023 | Half_Moon : SWITCHGEAR - Half_Moon | SWGR | ROH | SEP10162 | WHITE TUBE,INNER DIA. 3.5 MM (1.5 WIRE) | 10192 | 14 | 10178 | 6010J589 | R47-C-1-EBM_SEP | consumption | 2025-08-31 | LVD |  | - | 2026-04-04 | 2026-03-21 | 0 | [5 empty] | Material Issue Order_MIO | 6924338
6100K023 | Half_Moon : SWITCHGEAR - Half_Moon | SWGR | ROH | T81722 | Plastic plug for LV Box (Micro. Sw. ) | 246 | 246 | 0 | 6100K013 | R58-J-1-K013_SEP | inventory | 2025-10-28 | Mechanical |  | - | 2026-04-04 | 2026-03-21 | 0
6100K023 | Half_Moon : SWITCHGEAR - Half_Moon | SWGR | ROH | VT-GUARD-13.8KV | VT Guard, Anti Ferro Resonance Unit ¦ VT-GUARD-13.8KV | 4 | 2 | 2 | free_stock | 1-1-1-1 | inventory | 2025-10-28 | RVT |  | - | 2026-04-04 | 2026-03-21 | 0
6100K023 | Half_Moon : SWITCHGEAR - Half_Moon | SWGR | ROH | VT-GUARD-13.8KV | VT Guard, Anti Ferro Resonance Unit ¦ VT-GUARD-13.8KV | 2 | 1 | 1 | free_stock | R16-L-1-K019_SEP | inventory | 2025-10-28 | RVT |  | - | 2026-04-04 | 2026-03-21 | 0
6100K020 | Mahaar : SWITCHGEAR - Mahaar | SWGR | ROH | 1815230000 | 5Pole Plug 2.5mm-1815230000-Cont-loop | 50 | 1 | 49 |  | R57-O-1-KDP1_SEP | consumption | 2025-10-14 | Plug socket |  | - | 2026-04-11 | 2026-03-28 | 0 | [5 empty] | Subinventory Transfer | 8109405
6100K020 | Mahaar : SWITCHGEAR - Mahaar | SWGR | ROH | 1855030000 | 6Pole Plug 4mm-1855030000-AC looping | 51 | 11 | 40 |  | R57-J-1-KDP1_SEP | consumption | 2025-10-14 | Plug socket |  | - | 2026-04-11 | 2026-03-28 | 0 | [5 empty] | Subinventory Transfer | 8109403
6100K020 | Mahaar : SWITCHGEAR - Mahaar | SWGR | ROH | 1YAB010366P0109 | Self tapping screw pan head M4x5mm SS | 2550 | 2550 | 0 | free_stock | R13-S-1-KDP1_SEP | inventory | 2025-10-28 | LVD |  | - | 2026-04-11 | 2026-03-28 | 0
6100K020 | Mahaar : SWITCHGEAR - Mahaar | SWGR | ROH | 1YAB52322VW60N00 | VD4/PW 171225-p210-125VDC-ZS1-1250A @ 60Hz, in UG ZS1- with upper CTs as per NG Stanadrad | 6 | 1 | 5 | free_stock | INC-1-1-KDP1_SEP | inventory | 2025-10-28 | A |  | - | 2026-04-11 | 2026-03-28 | 0
6100K020 | Mahaar : SWITCHGEAR - Mahaar | SWGR | ROH | 1YAB5320XDB1XN02 | DIGITAL VOLTMETER, Cl 1.0, 3PH4W, 5-500V, 60Hz, 150% Un CONT, 3 LINE DISPLAY LED, MODBUS ¦ SECURE DPM 96 V300 | 3 | 1 | 2 | 6100KDP01 | R16-B-1-K019_SEP | inventory | 2025-10-28 | LVA |  | - | 2026-04-11 | 2026-03-28 | 0
6100K020 | Mahaar : SWITCHGEAR - Mahaar | SWGR | ROH | 1YAB5320XDB1XN02 | DIGITAL VOLTMETER, Cl 1.0, 3PH4W, 5-500V, 60Hz, 150% Un CONT, 3 LINE DISPLAY LED, MODBUS ¦ SECURE DPM 96 V300 | 2 | 1 | 1 | 6100K019 | R16-L-1-K019_SEP | inventory | 2025-10-28 | LVA |  | - | 2026-04-11 | 2026-03-28 | 0
6100K020 | Mahaar : SWITCHGEAR - Mahaar | SWGR | ROH | LL10-W | ABB_LL10-W / LL10-W, AC/DC90-264V 50/60HZ | 51 | 51 | 0 | free_stock | R15-I-1-K11B_SEP | inventory | 2025-10-28 | LVA | Automated: Replaced 1YAB53301XIX0000 by LL10-W. | - | 2026-04-11 | 2026-03-28 | 0
6100K020 | Mahaar : SWITCHGEAR - Mahaar | SWGR | ROH | 1YAB5334XXAX1000 | FT-1 SW-Type 129A514G01 | 8 | 8 | 0 | free_stock | R58-O-1-KDP1_SEP | inventory | 2025-10-28 | LVA |  | - | 2026-04-11 | 2026-03-28 | 0
6100K020 | Mahaar : SWITCHGEAR - Mahaar | SWGR | ROH | SEP10052 | Terminal Block, TB, Disconnecting TB for CT, OTTA 6-T, Bolt W/O Spring, 0790462 ¦ OTTA 6-T P/P ¦ PHOENIX | 4012 | 114 | 3898 | 6100K006 | 1-1-1-1 | consumption | 2025-10-25 | Terminals | Automated: Replaced 1YAB5355AAB0001 by SEP10052. | - | 2026-04-11 | 2026-03-28 | 0 | [5 empty] | Work in Process Material Issue | 8298521
6100K020 | Mahaar : SWITCHGEAR - Mahaar | SWGR | ROH | SEP10052 | Terminal Block, TB, Disconnecting TB for CT, OTTA 6-T, Bolt W/O Spring, 0790462 ¦ OTTA 6-T P/P ¦ PHOENIX | 3898 | 594 | 3304 | 6100K017 | R67-O-1-K017_SEP | consumption | 2025-10-26 | Terminals | Automated: Replaced 1YAB5355AAB0001 by SEP10052. | - | 2026-04-11 | 2026-03-28 | 0 | [5 empty] | Work in Process Pick | 8314956
6100K020 | Mahaar : SWITCHGEAR - Mahaar | SWGR | ROH | 1YAB5355DXB0000 | Terminal Strip Markers, KLM-A - 1004348 | 1530 | 1325 | 205 | 6100K011B | R59-G-1-MVBM_SEP | consumption | 2025-10-20 | Terminals |  | - | 2026-04-11 | 2026-03-28 | 0 | [5 empty] | Project Transfer | 8212281
6100K020 | Mahaar : SWITCHGEAR - Mahaar | SWGR | ROH | 1YAB5355DXB0000 | Terminal Strip Markers, KLM-A - 1004348 | 205 | 205 | 0 | 6100K012B | R59-G-1-MVBM_SEP | consumption | 2025-10-20 | Terminals |  | - | 2026-04-11 | 2026-03-28 | 0 | [5 empty] | Project Transfer | 8212291
6100K020 | Mahaar : SWITCHGEAR - Mahaar | SWGR | ROH | 1YAB5355HAB0002 | Zack Strip-Vertical Labeled(21-30) | 408 | 24 | 384 | 6100KDP01 | R57-J-1-K019_SEP | inventory | 2025-10-28 | Terminals |  | - | 2026-04-11 | 2026-03-28 | 0
6100K020 | Mahaar : SWITCHGEAR - Mahaar | SWGR | ROH | 1YAB5355HAB0002 | Zack Strip-Vertical Labeled(21-30) | 384 | 8 | 376 | 6100K019 | 1-1-1-1 | inventory | 2025-10-28 | Terminals |  | - | 2026-04-11 | 2026-03-28 | 0
6100K020 | Mahaar : SWITCHGEAR - Mahaar | SWGR | ROH | 1YAB5355HAB0002 | Zack Strip-Vertical Labeled(21-30) | 376 | 8 | 368 | 6100K019 | R13-S-1-KDP1_SEP | consumption | 2025-10-15 | Terminals |  | - | 2026-04-11 | 2026-03-28 | 0 | [5 empty] | Work in Process Pick | 8129088
6100K020 | Mahaar : SWITCHGEAR - Mahaar | SWGR | ROH | 1YAB5355ZAB0000 | Insertion Bridge, EB 10-OTTA6 - 0790420 | 612 | 261 | 351 |  | R57-J-1-KDP1_SEP | consumption | 2025-10-14 | Plug socket |  | - | 2026-04-11 | 2026-03-28 | 0 | [5 empty] | Subinventory Transfer | 8109251
6100K020 | Mahaar : SWITCHGEAR - Mahaar | SWGR | ROH | 1YAB60050819P0104 | Braided HARNESS TUBE (D50) | 51 | 49 | 2 | free_stock | R67-A-1-KDP1_SEP | inventory | 2025-10-28 | LVD |  | - | 2026-04-11 | 2026-03-28 | 0
6100K020 | Mahaar : SWITCHGEAR - Mahaar | SWGR | ROH | 1YAB60050819P0104 | Braided HARNESS TUBE (D50) | 2 | 2 | 0 | free_stock | R13-S-1-KDP1_SEP | inventory | 2025-10-28 | LVD |  | - | 2026-04-11 | 2026-03-28 | 0
6100K020 | Mahaar : SWITCHGEAR - Mahaar | SWGR | ROH | DMS 2154 363-1 | WASHER, LOCK 10X5X0.5 | 51 | 51 | 0 | free_stock | R14-I-1-KDP1_SEP | inventory | 2025-10-28 | LVD |  | - | 2026-04-11 | 2026-03-28 | 0
6100K020 | Mahaar : SWITCHGEAR - Mahaar | SWGR | ROH | GCE0438403P0100 | SPRG. PIN 2X10 DIN EN 28748 ST | 51 | 51 | 0 | free_stock | R14-I-1-KDP1_SEP | inventory | 2025-10-28 | LVD |  | - | 2026-04-11 | 2026-03-28 | 0
6100K018 | Batha : SWITCHGEAR - BATHA | SWGR | ROH | 013978 | TERMINAL ACC T34262/6Px2.5 7906090000 | 24 | 24 | 0 |  | R57-J-1-KDP1_SEP | consumption | 2025-10-14 | C&D |  | - | 2026-04-18 | 2026-04-04 | 0 | [5 empty] | Subinventory Transfer | 8109411
6100K018 | Batha : SWITCHGEAR - BATHA | SWGR | ROH | 07686 | WASHER AC EL DIN137 T22120/8 A | 12 | 12 | 0 | free_stock | R14-I-1-KDP1_SEP | inventory | 2025-10-28 | C&D |  | - | 2026-04-18 | 2026-04-04 | 0
6100K018 | Batha : SWITCHGEAR - BATHA | SWGR | ROH | 07853 | HEX. HEAD BOLT T21000/3X16 | 18 | 18 | 0 | free_stock | R14-I-1-KDP1_SEP | inventory | 2025-10-28 | C&D |  | - | 2026-04-18 | 2026-04-04 | 0
6100K018 | Batha : SWITCHGEAR - BATHA | SWGR | ROH | 07934 | TOMMY HEAD SCREW ACC T21010/M3x6 | 96 | 12 | 84 | free_stock | R14-I-1-KDP1_SEP | inventory | 2025-10-28 | C&D |  | - | 2026-04-18 | 2026-04-04 | 0
6100K018 | Batha : SWITCHGEAR - BATHA | SWGR | ROH | 07940 | TOMMY HEAD SCREW ACC T21010/M3X20 | 32 | 32 | 0 | free_stock | R14-I-1-KDP1_SEP | inventory | 2025-10-28 | C&D |  | - | 2026-04-18 | 2026-04-04 | 0
6100K018 | Batha : SWITCHGEAR - BATHA | SWGR | ROH | 09011 | LOCK NUT T21192/M3N - DIN 985 A2K | 12 | 12 | 0 | free_stock | R14-I-1-KDP1_SEP | inventory | 2025-10-28 | C&D |  | - | 2026-04-18 | 2026-04-04 | 0
6100K018 | Batha : SWITCHGEAR - BATHA | SWGR | ROH | 1201400000 | CRIMP CONTACTS 2.5mm2 (FEMALE) | 1 | 1 | 0 | free_stock | R13-S-1-KDP1_SEP | inventory | 2025-10-28 | LV |  | - | 2026-04-18 | 2026-04-04 | 0
6100K018 | Batha : SWITCHGEAR - BATHA | SWGR | ROH | 1440146 | BALL END ALLEN KEY SET | 1 | 1 | 0 | 6100K019 | R58-J-1-KDP1_SEP | consumption | 2025-10-15 | LAX |  | - | 2026-04-18 | 2026-04-04 | 0 | [5 empty] | Work in Process Pick | 8127298
6100K018 | Batha : SWITCHGEAR - BATHA | SWGR | ROH | 1665260000 | HDC 16B DODQ 4BO IP65 COVER | 1 | 1 | 0 | free_stock | R57-J-1-1 | inventory | 2025-10-28 | LV |  | - | 2026-04-18 | 2026-04-04 | 0
6100K018 | Batha : SWITCHGEAR - BATHA | SWGR | ROH | 1826800000 | INSERT FEMALE 32POLE TYPE-HDC HEE 32 FC . | 1 | 1 | 0 | free_stock | R57-J-1-1 | inventory | 2025-10-28 | LV |  | - | 2026-04-18 | 2026-04-04 | 0
6100K018 | Batha : SWITCHGEAR - BATHA | SWGR | ROH | 1VCR000474F0001 | BLOCK | 49 | 44 | 5 | 6100KDP01 | R56-P-1-K019_SEP | inventory | 2025-10-28 | C&D |  | - | 2026-04-18 | 2026-04-04 | 0
6100K018 | Batha : SWITCHGEAR - BATHA | SWGR | ROH | 1VL7600349P0101 | SHROUD | 2 | 2 | 0 | 6100KDP01 | R56-I-1-K019_SEP | inventory | 2025-10-28 | C&D |  | - | 2026-04-18 | 2026-04-04 | 0
6100K018 | Batha : SWITCHGEAR - BATHA | SWGR | ROH | 1YAB010138P0120 | Cover for push button rod | 23 | 23 | 0 | 6100KDP01 | R56-P-1-K019_SEP | inventory | 2025-10-28 | C&D |  | - | 2026-04-18 | 2026-04-04 | 0
6100K018 | Batha : SWITCHGEAR - BATHA | SWGR | ROH | 1YAB010366P0109 | Self tapping screw pan head M4x5mm SS | 1250 | 1250 | 0 | free_stock | R13-S-1-K006_SEP | inventory | 2025-10-28 | LV |  | - | 2026-04-18 | 2026-04-04 | 0
6100K018 | Batha : SWITCHGEAR - BATHA | SWGR | ROH | 1YAB010378P0111 | SEC. PIN MALE 1.5 MMZS1 | 150 | 150 | 0 | 6100KDP01 | R56-P-1-K019_SEP | inventory | 2025-10-28 | C&D |  | - | 2026-04-18 | 2026-04-04 | 0
6100K018 | Batha : SWITCHGEAR - BATHA | SWGR | ROH | 1YAB010378P0113 | PIN,CONTACT MALE 2.5 | 100 | 100 | 0 | 6100KDP01 | R56-P-1-K019_SEP | inventory | 2025-10-28 | C&D |  | - | 2026-04-18 | 2026-04-04 | 0
6100K018 | Batha : SWITCHGEAR - BATHA | SWGR | ROH | 1YAB010378P0116 | Lugs, Sleeve 4.0/9mm ( W/O Ins.) 3200302 | 1250 | 1000 | 250 | free_stock | R58-O-1-KDP1_SEP | inventory | 2025-10-28 | LV |  | - | 2026-04-18 | 2026-04-04 | 0
6100K018 | Batha : SWITCHGEAR - BATHA | SWGR | ROH | 1YAB010378P0116 | Lugs, Sleeve 4.0/9mm ( W/O Ins.) 3200302 | 250 | 250 | 0 | free_stock | R59-B-1-KDP1_SEP | inventory | 2025-10-28 | LV |  | - | 2026-04-18 | 2026-04-04 | 0
6100K018 | Batha : SWITCHGEAR - BATHA | SWGR | ROH | 1YAB010491P0101 | FLEX. CABLE,70MM.SQ, PVC 85 YEL/GRN,85°C | 0.42276 | 0.42276 | 0 | free_stock | R57-A-1-KDP1_SEP | inventory | 2025-10-28 | C&D |  | - | 2026-04-18 | 2026-04-04 | 0
6100K018 | Batha : SWITCHGEAR - BATHA | SWGR | ROH | LL10-W | ABB_LL10-W / LL10-W, AC/DC90-264V 50/60HZ | 25 | 25 | 0 | 6100K012B | 1-1-1-1 | inventory | 2025-10-28 | LV | Automated: Replaced 1YAB53301XIX0000 by LL10-W. | - | 2026-04-18 | 2026-04-04 | 0
6100K018 | Batha : SWITCHGEAR - BATHA | SWGR | ROH | 1YAB5334XXAX1000 | FT-1 SW-Type 129A514G01 | 25 | 4 | 21 | free_stock | R58-O-1-KDP1_SEP | inventory | 2025-10-28 | LV |  | - | 2026-04-18 | 2026-04-04 | 0
6100K018 | Batha : SWITCHGEAR - BATHA | SWGR | ROH | 1YAB5334XXAX1000 | FT-1 SW-Type 129A514G01 | 21 | 1 | 20 | 6100K019 | 1-1-1-1 | inventory | 2025-10-28 | LV |  | - | 2026-04-18 | 2026-04-04 | 0
6100K018 | Batha : SWITCHGEAR - BATHA | SWGR | ROH | 1YAB5334XXAX2000 | RTXP 8, RK 926 002-AG (8P) | 23 | 18 | 5 | free_stock | R14-B-1-KDP1_SEP | inventory | 2025-10-28 | LV |  | - | 2026-04-18 | 2026-04-04 | 0
6100K018 | Batha : SWITCHGEAR - BATHA | SWGR | ROH | 1YAB5334XXAX2000 | RTXP 8, RK 926 002-AG (8P) | 5 | 5 | 0 | free_stock | R16-B-1-K019_SEP | inventory | 2025-10-28 | LV |  | - | 2026-04-18 | 2026-04-04 | 0
6100K018 | Batha : SWITCHGEAR - BATHA | SWGR | ROH | 1YAB5334XXAX2100 | RTXP18, RK 926 115-BF | 23 | 18 | 5 | free_stock | R14-B-1-KDP1_SEP | inventory | 2025-10-28 | LV |  | - | 2026-04-18 | 2026-04-04 | 0
6100K018 | Batha : SWITCHGEAR - BATHA | SWGR | ROH | 1YAB5334XXAX2100 | RTXP18, RK 926 115-BF | 5 | 5 | 0 | free_stock | R14-L-1-KDP1_SEP | inventory | 2025-10-28 | LV |  | - | 2026-04-18 | 2026-04-04 | 0
6100K018 | Batha : SWITCHGEAR - BATHA | SWGR | ROH | 1YAB5334XXAX2200 | RTXP18 TEST SW-TYPE RK 926 115-AN (18P) | 6 | 6 | 0 | free_stock | R14-B-1-KDP1_SEP | inventory | 2025-10-28 | LV |  | - | 2026-04-18 | 2026-04-04 | 0
6100K018 | Batha : SWITCHGEAR - BATHA | SWGR | ROH | 1YAB5334XXAX2300 | RTXP18, RK 926 115-AH | 2 | 2 | 0 | free_stock | R14-B-1-KDP1_SEP | inventory | 2025-10-28 | LV |  | - | 2026-04-18 | 2026-04-04 | 0
6100K018 | Batha : SWITCHGEAR - BATHA | SWGR | ROH | 1YAB5335XXAX1200 | COMBIFLEX TERMINAL BASE RX4 (4U 12C) | 38 | 11 | 27 | free_stock | R14-B-1-KDP1_SEP | inventory | 2025-10-28 | LV |  | - | 2026-04-18 | 2026-04-04 | 0
6100K018 | Batha : SWITCHGEAR - BATHA | SWGR | ROH | 1YAB5335XXAX1200 | COMBIFLEX TERMINAL BASE RX4 (4U 12C) | 27 | 9 | 18 | free_stock | R14-L-1-KDP1_SEP | inventory | 2025-10-28 | LV |  | - | 2026-04-18 | 2026-04-04 | 0
6100K018 | Batha : SWITCHGEAR - BATHA | SWGR | ROH | 1YAB5335XXAX1200 | COMBIFLEX TERMINAL BASE RX4 (4U 12C) | 18 | 2 | 16 | 6100K019 | 1-1-1-1 | inventory | 2025-10-28 | LV |  | - | 2026-04-18 | 2026-04-04 | 0
6100K018 | Batha : SWITCHGEAR - BATHA | SWGR | ROH | 1YAB5336XXAA3I00 | MCB 10A AC -3P - 2CDS253001R0427 | 8 | 2 | 6 | 6100K019 | 1-1-1-1 | inventory | 2025-10-28 | LV |  | - | 2026-04-18 | 2026-04-04 | 0
6100K018 | Batha : SWITCHGEAR - BATHA | SWGR | ROH | 1YAB5340XCHXXN00 | LOCKOUT RELAY (86) TYPE 7805F-70-280VDC | 23 | 23 | 0 | free_stock | R14-I-1-KDP1_SEP | inventory | 2025-10-28 | LV |  | - | 2026-04-18 | 2026-04-04 | 0
6100K018 | Batha : SWITCHGEAR - BATHA | SWGR | ROH | 1YAB5350XSABB000 | FLEX.CABLE,1/C,1.5MM BLUE ATC,105 Deg C | 54.7046 | 54.7046 | 0 | free_stock | R56-F-1-KDP1_SEP | inventory | 2025-10-28 | LV |  | - | 2026-04-18 | 2026-04-04 | 0
6100K018 | Batha : SWITCHGEAR - BATHA | SWGR | ROH | 1YAB5350XSABC000 | FLEX.CABLE,1/C,1.5MM BLACK ATC,105 Deg C | 17.779 | 17.779 | 0 | free_stock | R56-N-1-KDP1_SEP | inventory | 2025-10-28 | LV |  | - | 2026-04-18 | 2026-04-04 | 0
6100K018 | Batha : SWITCHGEAR - BATHA | SWGR | ROH | 1YAB5350XSABD000 | FLEX.CABLE,1/C,1.5MM GREY ATC,105 Deg C | 410.8315 | 410.8315 | 0 | free_stock | R56-H-1-KDP1_SEP | inventory | 2025-10-28 | LV |  | - | 2026-04-18 | 2026-04-04 | 0
6100K018 | Batha : SWITCHGEAR - BATHA | SWGR | ROH | 1YAB5350XSABR010 | FLEX.CABLE,1/C,1.5MM RED C,105 Deg C | 17.779 | 17.779 | 0 | free_stock | R56-K-1-KDP1_SEP | inventory | 2025-10-28 | LV |  | - | 2026-04-18 | 2026-04-04 | 0
6100K018 | Batha : SWITCHGEAR - BATHA | SWGR | ROH | 1YAB5350XSACB010 | FLEX.CABLE,1/C,2.5MM BLUE ATC,105 Deg C | 73.8512 | 73.8512 | 0 | free_stock | R56-A-1-KDP1_SEP | inventory | 2025-10-28 | LV |  | - | 2026-04-18 | 2026-04-04 | 0
6100K018 | Batha : SWITCHGEAR - BATHA | SWGR | ROH | 1YAB5350XSACC010 | FLEX.CABLE,1/C,2.5MM BLACK ATC,105 Deg C | 46.4989 | 46.4989 | 0 | free_stock | NEW.FLR-1-1-KDP1_SEP | inventory | 2025-10-28 | LV |  | - | 2026-04-18 | 2026-04-04 | 0
6100K018 | Batha : SWITCHGEAR - BATHA | SWGR | ROH | 1YAB5350XSACD010 | FLEX.CABLE,1/C,2.5MM GREY ATC,105 Deg C | 13.6761 | 13.6761 | 0 | 6100KDP01 | R56-I-1-KDP1_SEP | consumption | 2025-06-28 | LV |  | - | 2026-04-18 | 2026-04-04 | 0 | [5 empty] | Miscellaneous issue | 6172962
6100K018 | Batha : SWITCHGEAR - BATHA | SWGR | ROH | 1YAB5350XSACN010 | FLEX.CABLE,1/C,2.5MM YE/GN ATC,105 Deg C | 13.7309 | 13.7309 | 0 | free_stock | R57-P-1-KDP1_SEP | inventory | 2025-10-28 | LV |  | - | 2026-04-18 | 2026-04-04 | 0
6100K018 | Batha : SWITCHGEAR - BATHA | SWGR | ROH | 1YAB5350XSACR010 | FLEX.CABLE,1/C,2.5MM RED ATC,105 Deg C | 73.8512 | 73.8512 | 0 | free_stock | NEW.FLR-1-1-KDP1_SEP | inventory | 2025-10-28 | LV |  | - | 2026-04-18 | 2026-04-04 | 0
6100K018 | Batha : SWITCHGEAR - BATHA | SWGR | ROH | 1YAB5350XSACY010 | FLEX.CABLE,1/C,2.5MM YELLOW ATC,90 Deg C | 73.8512 | 73.8512 | 0 | free_stock | R57-K-1-KDP1_SEP | inventory | 2025-10-28 | LV |  | - | 2026-04-18 | 2026-04-04 | 0
6100K018 | Batha : SWITCHGEAR - BATHA | SWGR | ROH | 1YAB5350XSADB020 | FLEX.CABLE,1/C,4MM BLUE ATC,105 Deg C | 4.1028 | 4.1028 | 0 | free_stock | R57-H-1-KDP1_SEP | inventory | 2025-10-28 | LV |  | - | 2026-04-18 | 2026-04-04 | 0
6100K018 | Batha : SWITCHGEAR - BATHA | SWGR | ROH | 1YAB5350XSADC020 | FLEX.CABLE,1/C,4MM BLACK ATC,105 Deg C | 5.4705 | 5.4705 | 0 | free_stock | R57-N-1-KDP1_SEP | inventory | 2025-10-28 | LV |  | - | 2026-04-18 | 2026-04-04 | 0
6100K018 | Batha : SWITCHGEAR - BATHA | SWGR | ROH | 1YAB5350XSADD020 | FLEX.CABLE,1/C,4MM GREY ATC,105 Deg C | 5.4705 | 5.4705 | 0 | free_stock | R60-C-1-KDP1_SEP | inventory | 2025-10-28 | LV |  | - | 2026-04-18 | 2026-04-04 | 0
6100K018 | Batha : SWITCHGEAR - BATHA | SWGR | ROH | 1YAB5350XSADR020 | FLEX.CABLE,1/C,4MM RED ATC,105 Deg C | 4.1028 | 4.1028 | 0 | free_stock | R57-C-1-KDP1_SEP | inventory | 2025-10-28 | LV |  | - | 2026-04-18 | 2026-04-04 | 0
6100K018 | Batha : SWITCHGEAR - BATHA | SWGR | ROH | 1YAB5350XSADY020 | FLEX.CABLE,1/C,4MM YELLOW ATC,105 Deg C | 4.1028 | 4.1028 | 0 | free_stock | R57-F-1-KDP1_SEP | inventory | 2025-10-28 | LV |  | - | 2026-04-18 | 2026-04-04 | 0
6100K018 | Batha : SWITCHGEAR - BATHA | SWGR | ROH | SEP10052 | Terminal Block, TB, Disconnecting TB for CT, OTTA 6-T, Bolt W/O Spring, 0790462 ¦ OTTA 6-T P/P ¦ PHOENIX | 2022 | 594 | 1428 | 6100K017 | R67-O-1-K017_SEP | consumption | 2025-10-26 | LV | Automated: Replaced 1YAB5355AAB0001 by SEP10052. | - | 2026-04-18 | 2026-04-04 | 0 | [5 empty] | Work in Process Pick | 8314956
6100K018 | Batha : SWITCHGEAR - BATHA | SWGR | ROH | 1YAB5355DXB0000 | Terminal Strip Markers, KLM-A - 1004348 | 750 | 750 | 0 | 6100K017 | R59-G-1-MVBM_SEP | consumption | 2025-10-20 | LV |  | - | 2026-04-18 | 2026-04-04 | 0 | [5 empty] | Project Transfer | 8214167
6100K018 | Batha : SWITCHGEAR - BATHA | SWGR | ROH | 1YAB5355HXB0000 | BENT LUGS TYPE RF-PPL30 | 17500 | 12600 | 4900 | free_stock | R58-O-1-KDP1_SEP | inventory | 2025-10-28 | LV |  | - | 2026-04-18 | 2026-04-04 | 0
6100K018 | Batha : SWITCHGEAR - BATHA | SWGR | ROH | 1YAB5355HXB0000 | BENT LUGS TYPE RF-PPL30 | 4900 | 4900 | 0 | free_stock | R59-B-1-KDP1_SEP | inventory | 2025-10-28 | LV |  | - | 2026-04-18 | 2026-04-04 | 0
6100K018 | Batha : SWITCHGEAR - BATHA | SWGR | ROH | 1YAB5355HXB0001 | BENT LUGS TYPE BF-PPL46 | 3750 | 2700 | 1050 | free_stock | R58-O-1-KDP1_SEP | inventory | 2025-10-28 | LV |  | - | 2026-04-18 | 2026-04-04 | 0
6100K018 | Batha : SWITCHGEAR - BATHA | SWGR | ROH | 1YAB5355HXB0001 | BENT LUGS TYPE BF-PPL46 | 1050 | 1050 | 0 | free_stock | R59-B-1-KDP1_SEP | inventory | 2025-10-28 | LV |  | - | 2026-04-18 | 2026-04-04 | 0
6100K018 | Batha : SWITCHGEAR - BATHA | SWGR | ROH | 1YAB5355HXB0002 | BENT LUGS TYPE BF-PPL30 | 7500 | 7500 | 0 | free_stock | R58-O-1-KDP1_SEP | inventory | 2025-10-28 | LV |  | - | 2026-04-18 | 2026-04-04 | 0
6100K018 | Batha : SWITCHGEAR - BATHA | SWGR | ROH | 1YAB539500002019 | SERV IS LABEL in Stainless Steel Plates | 25 | 23 | 2 | free_stock | WH2-1-1-KDP1_SEP | inventory | 2025-10-28 | C&D |  | - | 2026-04-18 | 2026-04-04 | 0
6100K018 | Batha : SWITCHGEAR - BATHA | SWGR | ROH | 1YAB539500002019 | SERV IS LABEL in Stainless Steel Plates | 2 | 1 | 1 | 6100K019 | INC-1-1-KDP1_SEP | inventory | 2025-10-28 | C&D |  | - | 2026-04-18 | 2026-04-04 | 0
6100K018 | Batha : SWITCHGEAR - BATHA | SWGR | ROH | 1YAB539500002019 | SERV IS LABEL in Stainless Steel Plates | 1 | 1 | 0 | free_stock | INC-1-1-KDP1_SEP | inventory | 2025-10-28 | C&D |  | - | 2026-04-18 | 2026-04-04 | 0
6100K018 | Batha : SWITCHGEAR - BATHA | SWGR | ROH | 1YAB60050819P0104 | Braided HARNESS TUBE (D50) | 25 | 25 | 0 | free_stock | R13-S-1-KDP1_SEP | inventory | 2025-10-28 | LV |  | - | 2026-04-18 | 2026-04-04 | 0
6100K018 | Batha : SWITCHGEAR - BATHA | SWGR | ROH | 28100 | SCREW VITE ACTC D7971 T21572/4.2x6.5 | 94 | 94 | 0 | free_stock | R14-I-1-KDP1_SEP | inventory | 2025-10-28 | C&D |  | - | 2026-04-18 | 2026-04-04 | 0
6100K018 | Batha : SWITCHGEAR - BATHA | SWGR | ROH | 28132 | RETAINING RING ACC. T22414/3.2 | 24 | 24 | 0 | 6100KDP01 | R56-P-1-K019_SEP | inventory | 2025-10-28 | C&D |  | - | 2026-04-18 | 2026-04-04 | 0
6100K018 | Batha : SWITCHGEAR - BATHA | SWGR | ROH | 3WKA014538P0014 | SPIRAL_PIN_ISO8748_4X30-ST/BK | 24 | 24 | 0 | 6100KDP01 | R56-Q-1-K019_SEP | inventory | 2025-10-28 | C&D |  | - | 2026-04-18 | 2026-04-04 | 0
6100K018 | Batha : SWITCHGEAR - BATHA | SWGR | ROH | 3WKA014618P0001 | SAFETY_GRIPPER_BFK/A_BN13193_4-SPST/PH | 24 | 24 | 0 | 6100KDP01 | R56-P-1-K019_SEP | inventory | 2025-10-28 | C&D |  | - | 2026-04-18 | 2026-04-04 | 0
6100K018 | Batha : SWITCHGEAR - BATHA | SWGR | ROH | 3WKA014618P0003 | SAFETY_GRIPPER_BFK/A_BN13193_6-SPST/PH | 24 | 24 | 0 | 6100KDP01 | R56-P-1-K019_SEP | inventory | 2025-10-28 | C&D |  | - | 2026-04-18 | 2026-04-04 | 0
6100K018 | Batha : SWITCHGEAR - BATHA | SWGR | ROH | 593502001 | BUSHING | 25 | 15 | 10 | 6100KDP01 | R56-Q-1-K019_SEP | inventory | 2025-10-28 | C&D |  | - | 2026-04-18 | 2026-04-04 | 0
6100K018 | Batha : SWITCHGEAR - BATHA | SWGR | ROH | 593502001 | BUSHING | 10 | 1 | 9 | free_stock | 1-1-1-1 | inventory | 2025-10-28 | C&D |  | - | 2026-04-18 | 2026-04-04 | 0
6100K018 | Batha : SWITCHGEAR - BATHA | SWGR | ROH | AE 11342 2100-1 | GLASS,220X350X8.8, GCE8000436P0101 | 42 | 14 | 28 | free_stock | 1-1-1-1 | inventory | 2025-10-28 | C&D |  | - | 2026-04-18 | 2026-04-04 | 0
6100K018 | Batha : SWITCHGEAR - BATHA | SWGR | ROH | AE 2093 7000-4 | RAYCHEM SHRINKABLE TUBE, BPTM 75/30-A/U | 0.6 | 0.6 | 0 | free_stock | R15-J-1-KDP1_SEP | inventory | 2025-10-28 | C&D |  | - | 2026-04-18 | 2026-04-04 | 0
6100K018 | Batha : SWITCHGEAR - BATHA | SWGR | ROH | AE2000-1865-03 | RED TUBE, INNER DIA. 4.0MM (2.5 WIRE) | 250 | 200 | 50 | free_stock | R59-B-1-KDP1_SEP | inventory | 2025-10-28 | LV |  | - | 2026-04-18 | 2026-04-04 | 0
6100K018 | Batha : SWITCHGEAR - BATHA | SWGR | ROH | AE2000-1865-03 | RED TUBE, INNER DIA. 4.0MM (2.5 WIRE) | 50 | 50 | 0 | free_stock | R66-P-1-KDP1_SEP | inventory | 2025-10-28 | LV |  | - | 2026-04-18 | 2026-04-04 | 0
6100K018 | Batha : SWITCHGEAR - BATHA | SWGR | ROH | AE2522-2000-03 | CABLE SEALING,PG21, | 2 | 2 | 0 | free_stock | R14-I-1-KDP1_SEP | inventory | 2025-10-28 | C&D |  | - | 2026-04-18 | 2026-04-04 | 0
6100K018 | Batha : SWITCHGEAR - BATHA | SWGR | ROH | BM0145-1373-ASYP | STEP LADDER SCECO CENTRAL (STANDARD) | 2 | 1 | 1 | 6100KDP01 | WH2-1-1-K019_SEP | inventory | 2025-10-28 | LAX |  | - | 2026-04-18 | 2026-04-04 | 0
6100K018 | Batha : SWITCHGEAR - BATHA | SWGR | ROH | DMS 2121 2016-493 | BOLT HEX HEAD M10X30 | 500 | 180 | 320 | free_stock | R58-A-1-KDP1_SEP | inventory | 2025-10-28 | C&D |  | - | 2026-04-18 | 2026-04-04 | 0
6100K018 | Batha : SWITCHGEAR - BATHA | SWGR | ROH | DMS 2121 2016-493 | BOLT HEX HEAD M10X30 | 320 | 80 | 240 | free_stock | 1-1-1-1 | inventory | 2025-10-28 | C&D |  | - | 2026-04-18 | 2026-04-04 | 0
6100K018 | Batha : SWITCHGEAR - BATHA | SWGR | ROH | DMS 2121 2467-366 | SCREW SELF TAPPING TORX M6 X 12 | 722 | 722 | 0 | 6100K011B | PLT-1-1-K017_SEP | consumption | 2025-10-18 | C&D |  | - | 2026-04-18 | 2026-04-04 | 0 | [5 empty] | Work in Process Pick | 8162040
6100K018 | Batha : SWITCHGEAR - BATHA | SWGR | ROH | DMS 2121 2519-295 | BOLT SOCKET HEAD M4X20 | 8 | 8 | 0 | 6100K011B | PLT-1-1-K017_SEP | consumption | 2025-10-19 | C&D |  | - | 2026-04-18 | 2026-04-04 | 0 | [5 empty] | Work in Process Pick | 8171488
6100K018 | Batha : SWITCHGEAR - BATHA | SWGR | ROH | DMS 2121 2519-327 | BOLT SOCKET CAP HEAD M5X12 | 62 | 62 | 0 | 6100K013 | NEW.FLR-1-1-K013_SEP | inventory | 2025-10-28 | C&D |  | - | 2026-04-18 | 2026-04-04 | 0
6100K018 | Batha : SWITCHGEAR - BATHA | SWGR | ROH | DMS 2121 2519-366 | BOLT SOCKET CAP HEAD M6X12 | 84 | 84 | 0 | 6100K013 | NEW.FLR-1-1-K013_SEP | inventory | 2025-10-28 | C&D |  | - | 2026-04-18 | 2026-04-04 | 0
6100K018 | Batha : SWITCHGEAR - BATHA | SWGR | ROH | DMS 2121 2519-368 | BOLT SOCKET CAP HEAD M6X16 | 65 | 46 | 19 | 6100K008 | R58-H-1-K11B_SEP | consumption | 2025-10-18 | C&D |  | - | 2026-04-18 | 2026-04-04 | 0 | [5 empty] | Work in Process Pick | 8161228
6100K018 | Batha : SWITCHGEAR - BATHA | SWGR | ROH | DMS 2121 2519-368 | BOLT SOCKET CAP HEAD M6X16 | 19 | 19 | 0 | 6100K011B | R58-A-1-K017_SEP | consumption | 2025-10-19 | C&D |  | - | 2026-04-18 | 2026-04-04 | 0 | [5 empty] | Work in Process Pick | 8173342
6100K018 | Batha : SWITCHGEAR - BATHA | SWGR | ROH | DMS 2121 2519-379 | BOLT SOCKET CAP HEAD M6X45 | 4 | 4 | 0 | free_stock | 1-1-1-1 | inventory | 2025-10-28 | C&D |  | - | 2026-04-18 | 2026-04-04 | 0
6100K018 | Batha : SWITCHGEAR - BATHA | SWGR | ROH | DMS 2121 2519-505 | CHEESE HEAD BOLT M10X70 | 300 | 192 | 108 | free_stock | R13-S-1-KDP1_SEP | inventory | 2025-10-28 | LAX |  | - | 2026-04-18 | 2026-04-04 | 0
6100K018 | Batha : SWITCHGEAR - BATHA | SWGR | ROH | DMS 2121 2519-505 | CHEESE HEAD BOLT M10X70 | 108 | 48 | 60 | free_stock | 1-1-1-1 | inventory | 2025-10-28 | LAX |  | - | 2026-04-18 | 2026-04-04 | 0
6100K018 | Batha : SWITCHGEAR - BATHA | SWGR | ROH | DMS 2121 2519-505 | CHEESE HEAD BOLT M10X70 | 60 | 36 | 24 | 606PD013 | R13-S-1-KDP1_SEP | inventory | 2025-10-28 | LAX |  | - | 2026-04-18 | 2026-04-04 | 0
6100K018 | Batha : SWITCHGEAR - BATHA | SWGR | ROH | DMS 2126 2011-111 | NUT, HEX M3 | 32 | 32 | 0 | 6100K007 | R58-A-1-K11B_SEP | consumption | 2025-10-13 | C&D |  | - | 2026-04-18 | 2026-04-04 | 0 | [5 empty] | Work in Process Pick | 8079392
6100K018 | Batha : SWITCHGEAR - BATHA | SWGR | ROH | DMS 2126 2011-114 | NUT, HEX M5 | 18 | 18 | 0 | free_stock | R58-A-1-K11B_SEP | inventory | 2025-10-28 | C&D |  | - | 2026-04-18 | 2026-04-04 | 0
6100K018 | Batha : SWITCHGEAR - BATHA | SWGR | ROH | DMS 2126 2011-116 | NUT, HEX M 6 | 317 | 317 | 0 | 6100K013 | NEW.FLR-1-1-K013_SEP | inventory | 2025-10-28 | C&D |  | - | 2026-04-18 | 2026-04-04 | 0
6100K018 | Batha : SWITCHGEAR - BATHA | SWGR | ROH | DMS 2154 363-1 | WASHER, LOCK 10X5X0.5 | 25 | 25 | 0 | free_stock | R14-I-1-KDP1_SEP | inventory | 2025-10-28 | LV |  | - | 2026-04-18 | 2026-04-04 | 0
6100K018 | Batha : SWITCHGEAR - BATHA | SWGR | ROH | DMS 2634 010-91 | UN-INSUL SLeve Lugs KE1510ST (1.5mm) | 500 | 500 | 0 | free_stock | R59-B-1-KDP1_SEP | inventory | 2025-10-28 | LV |  | - | 2026-04-18 | 2026-04-04 | 0
6100K018 | Batha : SWITCHGEAR - BATHA | SWGR | ROH | DMS 2634 010-92 | UN-INSUL SLEEVE Lugs for 2.5mm KE2510ST | 1250 | 900 | 350 | free_stock | R58-O-1-KDP1_SEP | inventory | 2025-10-28 | LV |  | - | 2026-04-18 | 2026-04-04 | 0
6100K018 | Batha : SWITCHGEAR - BATHA | SWGR | ROH | DMS 2634 010-92 | UN-INSUL SLEEVE Lugs for 2.5mm KE2510ST | 350 | 350 | 0 | free_stock | R59-B-1-KDP1_SEP | inventory | 2025-10-28 | LV |  | - | 2026-04-18 | 2026-04-04 | 0
6100K018 | Batha : SWITCHGEAR - BATHA | SWGR | ROH | DMS 2634 010-93 | Un-Insul Sleeve Lugs 4.0 mm KE410ST | 1250 | 900 | 350 | free_stock | R58-O-1-KDP1_SEP | inventory | 2025-10-28 | LV |  | - | 2026-04-18 | 2026-04-04 | 0
6100K018 | Batha : SWITCHGEAR - BATHA | SWGR | ROH | DMS 2634 010-93 | Un-Insul Sleeve Lugs 4.0 mm KE410ST | 350 | 350 | 0 | free_stock | R59-B-1-KDP1_SEP | inventory | 2025-10-28 | LV |  | - | 2026-04-18 | 2026-04-04 | 0
6100K018 | Batha : SWITCHGEAR - BATHA | SWGR | ROH | DMS 2634 011-2 | TERM.LUGS BLADE BF-PP12/25 2.5MM | 2500 | 1600 | 900 | free_stock | R58-O-1-KDP1_SEP | inventory | 2025-10-28 | LV |  | - | 2026-04-18 | 2026-04-04 | 0
6100K018 | Batha : SWITCHGEAR - BATHA | SWGR | ROH | DMS 2634 011-2 | TERM.LUGS BLADE BF-PP12/25 2.5MM | 900 | 700 | 200 | free_stock | R59-B-1-KDP1_SEP | inventory | 2025-10-28 | LV |  | - | 2026-04-18 | 2026-04-04 | 0
6100K018 | Batha : SWITCHGEAR - BATHA | SWGR | ROH | DMS 2634 011-2 | TERM.LUGS BLADE BF-PP12/25 2.5MM | 200 | 200 | 0 | free_stock | 1-1-1-1 | inventory | 2025-10-28 | LV |  | - | 2026-04-18 | 2026-04-04 | 0
6100K018 | Batha : SWITCHGEAR - BATHA | SWGR | ROH | DMS 2634 011-51 | TERM.LUGS BLADE RF-PP 12/23 | 7500 | 4800 | 2700 | free_stock | R58-O-1-KDP1_SEP | inventory | 2025-10-28 | LV |  | - | 2026-04-18 | 2026-04-04 | 0
6100K018 | Batha : SWITCHGEAR - BATHA | SWGR | ROH | DMS 2634 011-51 | TERM.LUGS BLADE RF-PP 12/23 | 2700 | 2100 | 600 | free_stock | R59-B-1-KDP1_SEP | inventory | 2025-10-28 | LV |  | - | 2026-04-18 | 2026-04-04 | 0
6100K018 | Batha : SWITCHGEAR - BATHA | SWGR | ROH | DMS 2634 011-51 | TERM.LUGS BLADE RF-PP 12/23 | 600 | 600 | 0 | free_stock | 1-1-1-1 | inventory | 2025-10-28 | LV |  | - | 2026-04-18 | 2026-04-04 | 0
6100K018 | Batha : SWITCHGEAR - BATHA | SWGR | ROH | DMS 2641 2026-4 | TERM.LUGS SPADE RF-U4 1.5/M4 | 3125 | 2000 | 1125 | free_stock | R58-O-1-KDP1_SEP | inventory | 2025-10-28 | LV |  | - | 2026-04-18 | 2026-04-04 | 0
6100K018 | Batha : SWITCHGEAR - BATHA | SWGR | ROH | DMS 2641 2026-4 | TERM.LUGS SPADE RF-U4 1.5/M4 | 1125 | 900 | 225 | free_stock | R59-B-1-KDP1_SEP | inventory | 2025-10-28 | LV |  | - | 2026-04-18 | 2026-04-04 | 0
6100K018 | Batha : SWITCHGEAR - BATHA | SWGR | ROH | DMS 2641 2026-4 | TERM.LUGS SPADE RF-U4 1.5/M4 | 225 | 225 | 0 | free_stock | 1-1-1-1 | inventory | 2025-10-28 | LV |  | - | 2026-04-18 | 2026-04-04 | 0
6100K018 | Batha : SWITCHGEAR - BATHA | SWGR | ROH | DMS 2641 2034-11 | RING TYPE LUGS GF-M 5 | 500 | 360 | 140 | free_stock | R58-O-1-KDP1_SEP | inventory | 2025-10-28 | LV |  | - | 2026-04-18 | 2026-04-04 | 0
6100K018 | Batha : SWITCHGEAR - BATHA | SWGR | ROH | DMS 2641 2034-11 | RING TYPE LUGS GF-M 5 | 140 | 140 | 0 | free_stock | R59-B-1-KDP1_SEP | inventory | 2025-10-28 | LV |  | - | 2026-04-18 | 2026-04-04 | 0
6100K018 | Batha : SWITCHGEAR - BATHA | SWGR | ROH | DMS 2641 2034-2 | TERM.LUGS RING RF-M4 1.5/M4 | 2500 | 1600 | 900 | free_stock | R58-O-1-KDP1_SEP | inventory | 2025-10-28 | LV |  | - | 2026-04-18 | 2026-04-04 | 0
6100K018 | Batha : SWITCHGEAR - BATHA | SWGR | ROH | DMS 2641 2034-2 | TERM.LUGS RING RF-M4 1.5/M4 | 900 | 700 | 200 | free_stock | R59-B-1-KDP1_SEP | inventory | 2025-10-28 | LV |  | - | 2026-04-18 | 2026-04-04 | 0
6100K018 | Batha : SWITCHGEAR - BATHA | SWGR | ROH | DMS 2641 2034-2 | TERM.LUGS RING RF-M4 1.5/M4 | 200 | 200 | 0 | free_stock | 1-1-1-1 | inventory | 2025-10-28 | LV |  | - | 2026-04-18 | 2026-04-04 | 0
6100K018 | Batha : SWITCHGEAR - BATHA | SWGR | ROH | DMS 2641 2034-4 | TERM.LUGS RING BF-M4 | 5000 | 3200 | 1800 | free_stock | R58-O-1-KDP1_SEP | inventory | 2025-10-28 | LV |  | - | 2026-04-18 | 2026-04-04 | 0
6100K018 | Batha : SWITCHGEAR - BATHA | SWGR | ROH | DMS 2641 2034-4 | TERM.LUGS RING BF-M4 | 1800 | 1400 | 400 | free_stock | R59-B-1-KDP1_SEP | inventory | 2025-10-28 | LV |  | - | 2026-04-18 | 2026-04-04 | 0
6100K018 | Batha : SWITCHGEAR - BATHA | SWGR | ROH | DMS 2641 2034-4 | TERM.LUGS RING BF-M4 | 400 | 400 | 0 | free_stock | 1-1-1-1 | inventory | 2025-10-28 | LV |  | - | 2026-04-18 | 2026-04-04 | 0
6100K018 | Batha : SWITCHGEAR - BATHA | SWGR | ROH | DMS 2641 2034-7 | TERM.LUGS BF-M5 (RING) | 3000 | 2668 | 332 | free_stock | R58-O-1-KDP1_SEP | inventory | 2025-10-28 | LV |  | - | 2026-04-18 | 2026-04-04 | 0
6100K018 | Batha : SWITCHGEAR - BATHA | SWGR | ROH | DMS 2641 2034-7 | TERM.LUGS BF-M5 (RING) | 332 | 332 | 0 | free_stock | R59-B-1-KDP1_SEP | inventory | 2025-10-28 | LV |  | - | 2026-04-18 | 2026-04-04 | 0
6100K018 | Batha : SWITCHGEAR - BATHA | SWGR | ROH | DMS 2641 2034-8 | WIRE LUGS RING TYPE BF-M6 2.5/M6 | 200 | 144 | 56 | free_stock | R58-O-1-KDP1_SEP | inventory | 2025-10-28 | LV |  | - | 2026-04-18 | 2026-04-04 | 0
6100K018 | Batha : SWITCHGEAR - BATHA | SWGR | ROH | DMS 2641 2034-8 | WIRE LUGS RING TYPE BF-M6 2.5/M6 | 56 | 56 | 0 | free_stock | R59-B-1-KDP1_SEP | inventory | 2025-10-28 | LV |  | - | 2026-04-18 | 2026-04-04 | 0
6100K018 | Batha : SWITCHGEAR - BATHA | SWGR | ROH | DMS 2641 2034-9 | RING TYPE LUGS BF-M 8 | 200 | 144 | 56 | free_stock | R58-O-1-KDP1_SEP | inventory | 2025-10-28 | LV |  | - | 2026-04-18 | 2026-04-04 | 0
6100K018 | Batha : SWITCHGEAR - BATHA | SWGR | ROH | DMS 2641 2034-9 | RING TYPE LUGS BF-M 8 | 56 | 56 | 0 | free_stock | R59-B-1-KDP1_SEP | inventory | 2025-10-28 | LV |  | - | 2026-04-18 | 2026-04-04 | 0
6100K018 | Batha : SWITCHGEAR - BATHA | SWGR | ROH | GCE0438403P0100 | SPRG. PIN 2X10 DIN EN 28748 ST | 25 | 25 | 0 | free_stock | R14-I-1-KDP1_SEP | inventory | 2025-10-28 | LV |  | - | 2026-04-18 | 2026-04-04 | 0
6100K018 | Batha : SWITCHGEAR - BATHA | SWGR | ROH | GCE0493108P0100 | BALL SHAPED HANDLE | 2 | 2 | 0 | 6100KDP01 | R56-Q-1-K019_SEP | inventory | 2025-10-28 | C&D |  | - | 2026-04-18 | 2026-04-04 | 0
6100K018 | Batha : SWITCHGEAR - BATHA | SWGR | ROH | GCE0734028P0100P | K - BALL SHAPED HANDLE (ZINC CHRM) | 4 | 4 | 0 | free_stock | R59-Q-1-KDP1_SEP | inventory | 2025-10-28 | C&D |  | - | 2026-04-18 | 2026-04-04 | 0
6100K018 | Batha : SWITCHGEAR - BATHA | SWGR | ROH | GCE0990108P0100 | DOUBLE BIT KEY 3.2 | 6 | 6 | 0 | 6100KDP01 | R56-Q-1-K019_SEP | inventory | 2025-10-28 | C&D |  | - | 2026-04-18 | 2026-04-04 | 0
6100K018 | Batha : SWITCHGEAR - BATHA | SWGR | ROH | GCE0990479P0100 | WHEEL FOR TRUCK 100X35 POLYAMID | 4 | 4 | 0 | 6100KDP01 | R56-P-1-K019_SEP | inventory | 2025-10-28 | C&D |  | - | 2026-04-18 | 2026-04-04 | 0
6100K018 | Batha : SWITCHGEAR - BATHA | SWGR | ROH | GCE0996020P0100 | PROTECTOR CAP M12 SW17-1-G15/H5 | 12 | 12 | 0 | free_stock | R14-I-1-KDP1_SEP | inventory | 2025-10-28 | C&D |  | - | 2026-04-18 | 2026-04-04 | 0
6100K018 | Batha : SWITCHGEAR - BATHA | SWGR | ROH | GCE0997050P0100 | HAND CRANK FOR SWITCH TRUCK | 4 | 4 | 0 | free_stock | INC-1-1-KDP1_SEP | inventory | 2025-10-28 | C&D |  | - | 2026-04-18 | 2026-04-04 | 0
6100K018 | Batha : SWITCHGEAR - BATHA | SWGR | ROH | GCE0998122P0100 | TUBING 28X36 FOR PG29 | 8.1 | 6 | 2.1 | 6100KDP01 | R56-Q-1-K019_SEP | inventory | 2025-10-28 | B |  | - | 2026-04-18 | 2026-04-04 | 0
6100K018 | Batha : SWITCHGEAR - BATHA | SWGR | ROH | GCE0998122P0100 | TUBING 28X36 FOR PG29 | 2.1 | 2.1 | 0 | free_stock | R13-S-1-KDP1_SEP | inventory | 2025-10-28 | B |  | - | 2026-04-18 | 2026-04-04 | 0
6100K018 | Batha : SWITCHGEAR - BATHA | SWGR | ROH | GCE0998124P0100 | TUBING KUW 17X21,PG16 (Use ** 1YAB010415P0103 **) | 0.8 | 0.8 | 0 | 6100KDP01 | R56-Q-1-K019_SEP | inventory | 2025-10-28 | B |  | - | 2026-04-18 | 2026-04-04 | 0
6100K018 | Batha : SWITCHGEAR - BATHA | SWGR | ROH | GCE0998131P0100 | TUBE HOLDER-LK / MPG16 | 2 | 2 | 0 | 6100KDP01 | R56-Q-1-K019_SEP | inventory | 2025-10-28 | C&D |  | - | 2026-04-18 | 2026-04-04 | 0
6100K018 | Batha : SWITCHGEAR - BATHA | SWGR | ROH | GCE4117104P0106 | TUBE G16X100 DIN 490216 | 24 | 24 | 0 | 6100KDP01 | R56-Q-1-K019_SEP | inventory | 2025-10-28 | C&D |  | - | 2026-04-18 | 2026-04-04 | 0
6100K018 | Batha : SWITCHGEAR - BATHA | SWGR | ROH | GCE4129015P0128P | HEX.PART 17X677 ZINC CHR. | 24 | 24 | 0 | 6100KDP01 | R56-Q-1-K019_SEP | inventory | 2025-10-28 | C&D |  | - | 2026-04-18 | 2026-04-04 | 0
6100K018 | Batha : SWITCHGEAR - BATHA | SWGR | ROH | GCE4329220P0100 | THREADED DOWEL M12X37 | 4 | 4 | 0 | 6100KDP01 | R56-P-1-K019_SEP | inventory | 2025-10-28 | C&D |  | - | 2026-04-18 | 2026-04-04 | 0
6100K018 | Batha : SWITCHGEAR - BATHA | SWGR | ROH | GCE7000524P0101P | GROOVED PIN | 24 | 24 | 0 | 6100KDP01 | R56-P-1-K019_SEP | inventory | 2025-10-28 | LAX |  | - | 2026-04-18 | 2026-04-04 | 0
6100K018 | Batha : SWITCHGEAR - BATHA | SWGR | ROH | GCE7000535R0101P | K- BRACKET COMPL. ZINC COATED | 24 | 24 | 0 | 6100KDP01 | R56-P-1-K019_SEP | inventory | 2025-10-28 | C&D |  | - | 2026-04-18 | 2026-04-04 | 0
6100K018 | Batha : SWITCHGEAR - BATHA | SWGR | ROH | GCE7000545P0101 | COMPRESSION SPRING | 12 | 6 | 6 | free_stock | R13-S-1-KDP1_SEP | inventory | 2025-10-28 | B |  | - | 2026-04-18 | 2026-04-04 | 0
6100K018 | Batha : SWITCHGEAR - BATHA | SWGR | ROH | GCE7000545P0101 | COMPRESSION SPRING | 6 | 2 | 4 | free_stock | 1-1-1-1 | inventory | 2025-10-28 | B |  | - | 2026-04-18 | 2026-04-04 | 0
6100K018 | Batha : SWITCHGEAR - BATHA | SWGR | ROH | GCE7000553P0101 | ADJUSTING FISH PLATE | 48 | 48 | 0 | 6100KDP01 | R55-Q-1-K019_SEP | inventory | 2025-10-28 | C&D |  | - | 2026-04-18 | 2026-04-04 | 0
6100K018 | Batha : SWITCHGEAR - BATHA | SWGR | ROH | GCE7000581P0101 | CANTILEVER SPRING | 30 | 30 | 0 | 6100KDP01 | R56-P-1-K019_SEP | inventory | 2025-10-28 | C&D |  | - | 2026-04-18 | 2026-04-04 | 0
6100K018 | Batha : SWITCHGEAR - BATHA | SWGR | ROH | GCE7000582P0101 | SPIRAL SPRING | 24 | 24 | 0 | 6100KDP01 | R56-P-1-K019_SEP | inventory | 2025-10-28 | C&D |  | - | 2026-04-18 | 2026-04-04 | 0
6100K018 | Batha : SWITCHGEAR - BATHA | SWGR | ROH | GCE7001936P0101P | K - HANDLE (CHROME PLATED) | 16 | 16 | 0 | 6100KDP01 | R56-Q-1-K019_SEP | inventory | 2025-10-28 | C&D |  | - | 2026-04-18 | 2026-04-04 | 0
6100K018 | Batha : SWITCHGEAR - BATHA | SWGR | ROH | GCE7002424P0101P | K - BEARING SHAFT (ZINC CHRM) | 32 | 24 | 8 | 6100KDP01 | R56-Q-1-K019_SEP | inventory | 2025-10-28 | C&D |  | - | 2026-04-18 | 2026-04-04 | 0
6100K018 | Batha : SWITCHGEAR - BATHA | SWGR | ROH | GCE7002424P0101P | K - BEARING SHAFT (ZINC CHRM) | 8 | 8 | 0 | free_stock | R59-Q-1-KDP1_SEP | inventory | 2025-10-28 | C&D |  | - | 2026-04-18 | 2026-04-04 | 0
6100K018 | Batha : SWITCHGEAR - BATHA | SWGR | ROH | GCE7002476P0101 | FIXING BAR | 2 | 2 | 0 | free_stock | 1-1-1-1 | inventory | 2025-10-28 | B |  | - | 2026-04-18 | 2026-04-04 | 0
6100K018 | Batha : SWITCHGEAR - BATHA | SWGR | ROH | GCE7003534P0101 | DETENT (RASTE) | 6 | 6 | 0 | free_stock | R13-S-1-KDP1_SEP | inventory | 2025-10-28 | B |  | - | 2026-04-18 | 2026-04-04 | 0
6100K018 | Batha : SWITCHGEAR - BATHA | SWGR | ROH | GCE7003558P0101 | ADJUSTING SCREW | 2 | 2 | 0 | free_stock | R13-S-1-KDP1_SEP | inventory | 2025-10-28 | B |  | - | 2026-04-18 | 2026-04-04 | 0
6100K018 | Batha : SWITCHGEAR - BATHA | SWGR | ROH | GCE7003560P0101 | SPACER | 1 | 1 | 0 | free_stock | R59-Q-1-KDP1_SEP | inventory | 2025-10-28 | C&D |  | - | 2026-04-18 | 2026-04-04 | 0
6100K018 | Batha : SWITCHGEAR - BATHA | SWGR | ROH | GCE7102438P0100 | COVER OF CONTROL PLUG/SOCKET | 7 | 7 | 0 | 6100KDP01 | R56-O-1-K019_SEP | inventory | 2025-10-28 | B |  | - | 2026-04-18 | 2026-04-04 | 0
6100K018 | Batha : SWITCHGEAR - BATHA | SWGR | ROH | GCE8000633P0115 | MOUNTING CHANNEL L325mm | 6 | 6 | 0 | 6100KDP01 | R56-P-1-K019_SEP | inventory | 2025-10-28 | C&D |  | - | 2026-04-18 | 2026-04-04 | 0
6100K018 | Batha : SWITCHGEAR - BATHA | SWGR | ROH | GCE8000825P0101 | SPRING | 27 | 27 | 0 | 606PD013 | R56-Q-1-K019_SEP | inventory | 2025-10-28 | C&D |  | - | 2026-04-18 | 2026-04-04 | 0
6100K018 | Batha : SWITCHGEAR - BATHA | SWGR | ROH | GCE8000910P0101 | PACKING PIECE 80X15 | 63 | 48 | 15 | free_stock | R59-P-1-KDP1_SEP | inventory | 2025-10-28 | LAX |  | - | 2026-04-18 | 2026-04-04 | 0
6100K018 | Batha : SWITCHGEAR - BATHA | SWGR | ROH | GCE8000910P0101 | PACKING PIECE 80X15 | 15 | 3 | 12 | 6100K019 | 1-1-1-1 | inventory | 2025-10-28 | LAX |  | - | 2026-04-18 | 2026-04-04 | 0
6100K018 | Batha : SWITCHGEAR - BATHA | SWGR | ROH | GCE8000981P0101P | THREADED PIECE | 24 | 24 | 0 | 6100KDP01 | R56-P-1-K019_SEP | inventory | 2025-10-28 | C&D |  | - | 2026-04-18 | 2026-04-04 | 0
6100K018 | Batha : SWITCHGEAR - BATHA | SWGR | ROH | GCE8002370P0101 | DOCKING RECEPTANCE | 50 | 50 | 0 | 606PD013 | R56-O-1-K019_SEP | inventory | 2025-10-28 | C&D |  | - | 2026-04-18 | 2026-04-04 | 0
6100K018 | Batha : SWITCHGEAR - BATHA | SWGR | ROH | GCE8002372P0101P | BUSHING | 11 | 11 | 0 | 6100KDP01 | R56-P-1-K019_SEP | inventory | 2025-10-28 | C&D |  | - | 2026-04-18 | 2026-04-04 | 0
6100K018 | Batha : SWITCHGEAR - BATHA | SWGR | ROH | GCE8002375P0101 | TENSION SPRING | 2 | 2 | 0 | 6100KDP01 | R56-Q-1-K019_SEP | inventory | 2025-10-28 | C&D |  | - | 2026-04-18 | 2026-04-04 | 0
6100K018 | Batha : SWITCHGEAR - BATHA | SWGR | ROH | GCE8002757P0101 | Insert 1X60X10 (2024231) GJ.GER | 6 | 6 | 0 | 6100KDP01 | R56-P-1-K019_SEP | inventory | 2025-10-28 | C&D |  | - | 2026-04-18 | 2026-04-04 | 0
6100K018 | Batha : SWITCHGEAR - BATHA | SWGR | ROH | GCE8002757P0102 | Insert 80X10 | 120 | 120 | 0 | 6100KDP01 | R56-P-1-K019_SEP | inventory | 2025-10-28 | C&D |  | - | 2026-04-18 | 2026-04-04 | 0
6100K018 | Batha : SWITCHGEAR - BATHA | SWGR | ROH | GCE8003672P0101 | COVER-COPERTURA 12KV ZS1 1250A | 126 | 50 | 76 | 6100KDP01 | R56-P-1-K019_SEP | inventory | 2025-10-28 | C&D |  | - | 2026-04-18 | 2026-04-04 | 0
6100K018 | Batha : SWITCHGEAR - BATHA | SWGR | ROH | GCE8003672P0101 | COVER-COPERTURA 12KV ZS1 1250A | 76 | 6 | 70 | 606PD013 | R59-A-1-PD\-13/MV_SEP | inventory | 2025-10-28 | C&D |  | - | 2026-04-18 | 2026-04-04 | 0
6100K018 | Batha : SWITCHGEAR - BATHA | SWGR | ROH | GCE8003672P0101 | COVER-COPERTURA 12KV ZS1 1250A | 70 | 3 | 67 | free_stock | 1-1-1-1 | inventory | 2025-10-28 | C&D |  | - | 2026-04-18 | 2026-04-04 | 0
6100K018 | Batha : SWITCHGEAR - BATHA | SWGR | ROH | GCE8004145P0101P | INTERLOCKING BOLT | 4 | 4 | 0 | 6100KDP01 | R56-Q-1-K019_SEP | inventory | 2025-10-28 | C&D |  | - | 2026-04-18 | 2026-04-04 | 0
6100K018 | Batha : SWITCHGEAR - BATHA | SWGR | ROH | GCE8004478P0101 | BUSHING PLATE BELOW / 3 HOLES | 1 | 1 | 0 | free_stock | R16-L-1-K019_SEP | inventory | 2025-10-28 | B |  | - | 2026-04-18 | 2026-04-04 | 0
6100K018 | Batha : SWITCHGEAR - BATHA | SWGR | ROH | GCE8004479P0101P | PROTECTIVE COVER (DWG: GCE8004479P0101) | 2 | 2 | 0 | 6100KDP01 | R56-Q-1-K019_SEP | inventory | 2025-10-28 | C&D |  | - | 2026-04-18 | 2026-04-04 | 0
6100K018 | Batha : SWITCHGEAR - BATHA | SWGR | ROH | GCE8004581P0101 | SPRING COMPRESSION | 4 | 4 | 0 | 6100KDP01 | R56-P-1-K019_SEP | inventory | 2025-10-28 | C&D |  | - | 2026-04-18 | 2026-04-04 | 0
6100K018 | Batha : SWITCHGEAR - BATHA | SWGR | ROH | GCE8004770P0101 | SHROUD 17.5kV | 15 | 15 | 0 | free_stock | R14-I-1-KDP1_SEP | inventory | 2025-10-28 | C&D |  | - | 2026-04-18 | 2026-04-04 | 0
6100K018 | Batha : SWITCHGEAR - BATHA | SWGR | ROH | GCE8006031P0101 | COVER FOR BUSBAR JOINTS | 63 | 30 | 33 | 6100KDP01 | R56-O-1-K019_SEP | inventory | 2025-10-28 | LAX |  | - | 2026-04-18 | 2026-04-04 | 0
6100K018 | Batha : SWITCHGEAR - BATHA | SWGR | ROH | GCE8006031P0101 | COVER FOR BUSBAR JOINTS | 33 | 21 | 12 | free_stock | R59-A-1-KDP1_SEP | inventory | 2025-10-28 | LAX |  | - | 2026-04-18 | 2026-04-04 | 0
6100K018 | Batha : SWITCHGEAR - BATHA | SWGR | ROH | GCE8006031P0101 | COVER FOR BUSBAR JOINTS | 12 | 3 | 9 | 6100K019 | 1-1-1-1 | inventory | 2025-10-28 | LAX |  | - | 2026-04-18 | 2026-04-04 | 0
6100K018 | Batha : SWITCHGEAR - BATHA | SWGR | ROH | GCE8011409R0101 | LEVER COMPLETE LEFT SIDE | 2 | 2 | 0 | 6100KDP01 | R56-P-1-K019_SEP | inventory | 2025-10-28 | C&D |  | - | 2026-04-18 | 2026-04-04 | 0
6100K018 | Batha : SWITCHGEAR - BATHA | SWGR | ROH | GCE8011409R0102 | LEVER COMPLETE RIGHT SIDE | 2 | 2 | 0 | 6100KDP01 | R56-P-1-K019_SEP | inventory | 2025-10-28 | C&D |  | - | 2026-04-18 | 2026-04-04 | 0
6100K018 | Batha : SWITCHGEAR - BATHA | SWGR | ROH | GCE8381281P0100 | GUIDE ROLLER | 4 | 4 | 0 | 6100KDP01 | R56-P-1-K019_SEP | inventory | 2025-10-28 | C&D |  | - | 2026-04-18 | 2026-04-04 | 0
6100K018 | Batha : SWITCHGEAR - BATHA | SWGR | ROH | GCE8494256P0101 | DISTANCE TUBE | 24 | 24 | 0 | 6100KDP01 | R56-Q-1-K019_SEP | inventory | 2025-10-28 | C&D |  | - | 2026-04-18 | 2026-04-04 | 0
6100K018 | Batha : SWITCHGEAR - BATHA | SWGR | ROH | GCE9371453P0101 | CABLE BUSHING LOWER PART | 2 | 2 | 0 | 6100KDP01 | R56-O-1-K019_SEP | inventory | 2025-10-28 | C&D |  | - | 2026-04-18 | 2026-04-04 | 0
6100K018 | Batha : SWITCHGEAR - BATHA | SWGR | ROH | GCE9371454P0101 | CABLE BUSHING UPPER PART | 2 | 2 | 0 | 6100KDP01 | R56-O-1-K019_SEP | inventory | 2025-10-28 | C&D |  | - | 2026-04-18 | 2026-04-04 | 0
6100K018 | Batha : SWITCHGEAR - BATHA | SWGR | ROH | GCE9401529P0100 | Bush | 24 | 24 | 0 | 6100KDP01 | R56-O-1-K019_SEP | inventory | 2025-10-28 | C&D |  | - | 2026-04-18 | 2026-04-04 | 0
6100K018 | Batha : SWITCHGEAR - BATHA | SWGR | ROH | GCE9401678R0101 | HOUSING (PLUG SOCKET)COMPL. | 3 | 3 | 0 | 6100KDP01 | R56-O-1-K019_SEP | inventory | 2025-10-28 | C&D |  | - | 2026-04-18 | 2026-04-04 | 0
6100K018 | Batha : SWITCHGEAR - BATHA | SWGR | ROH | GCE9464131P0100 | EARTHING SWITCH DISPLAY | 24 | 24 | 0 | 6100KDP01 | R56-O-1-K019_SEP | inventory | 2025-10-28 | C&D |  | - | 2026-04-18 | 2026-04-04 | 0
6100K018 | Batha : SWITCHGEAR - BATHA | SWGR | ROH | GCE9478304P0102P | ROLLER | 28 | 12 | 16 | 6100KDP01 | R56-P-1-K019_SEP | inventory | 2025-10-28 | C&D |  | - | 2026-04-18 | 2026-04-04 | 0
6100K018 | Batha : SWITCHGEAR - BATHA | SWGR | ROH | GCE9478304P0102P | ROLLER | 16 | 12 | 4 | free_stock | R59-Q-1-KDP1_SEP | inventory | 2025-10-28 | C&D |  | - | 2026-04-18 | 2026-04-04 | 0
6100K018 | Batha : SWITCHGEAR - BATHA | SWGR | ROH | GCE9478304P0102P | ROLLER | 4 | 4 | 0 | free_stock | 1-1-1-1 | inventory | 2025-10-28 | C&D |  | - | 2026-04-18 | 2026-04-04 | 0
6100K018 | Batha : SWITCHGEAR - BATHA | SWGR | ROH | GCE9478350P0101 | SUPPORTING BOLT 6Kt14/M6X23 | 2 | 2 | 0 | 6100KDP01 | R56-P-1-K019_SEP | inventory | 2025-10-28 | C&D |  | - | 2026-04-18 | 2026-04-04 | 0
6100K018 | Batha : SWITCHGEAR - BATHA | SWGR | ROH | GCE9576618P0100 | BUSH D18/12,2X8 | 48 | 48 | 0 | 6100KDP01 | R56-Q-1-K019_SEP | inventory | 2025-10-28 | C&D |  | - | 2026-04-18 | 2026-04-04 | 0
6100K018 | Batha : SWITCHGEAR - BATHA | SWGR | ROH | MV RK 926 011-AE | TEST PLUG HANDLE, RTXH 8 | 1 | 1 | 0 | free_stock | R14-B-1-KDP1_SEP | inventory | 2025-10-28 | LAX |  | - | 2026-04-18 | 2026-04-04 | 0
6100K018 | Batha : SWITCHGEAR - BATHA | SWGR | ROH | MV RK 926 011-BC | TEST PLUG HANDLE: RTXH 18; RK 926 011-BC | 1 | 1 | 0 | free_stock | R14-B-1-KDP1_SEP | inventory | 2025-10-28 | LAX |  | - | 2026-04-18 | 2026-04-04 | 0
6100K018 | Batha : SWITCHGEAR - BATHA | SWGR | ROH | PKE 1508 | END SLEEVES PKE 1508 (1x1.5sqmm , Black) | 375 | 155 | 220 | free_stock | R59-B-1-KDP1_SEP | inventory | 2025-10-28 | LV |  | - | 2026-04-18 | 2026-04-04 | 0
6100K018 | Batha : SWITCHGEAR - BATHA | SWGR | ROH | PKE 1508 | END SLEEVES PKE 1508 (1x1.5sqmm , Black) | 220 | 130 | 90 | free_stock | R58-O-1-KDP1_SEP | inventory | 2025-10-28 | LV |  | - | 2026-04-18 | 2026-04-04 | 0
6100K018 | Batha : SWITCHGEAR - BATHA | SWGR | ROH | PKE 1508 | END SLEEVES PKE 1508 (1x1.5sqmm , Black) | 90 | 15 | 75 | 6100K019 | 1-1-1-1 | inventory | 2025-10-28 | LV |  | - | 2026-04-18 | 2026-04-04 | 0
6100K018 | Batha : SWITCHGEAR - BATHA | SWGR | ROH | PKT 1508 | END SLEEVES PKT 1508 (2x1.5sqmm , Black) | 375 | 85 | 290 | free_stock | R59-B-1-KDP1_SEP | inventory | 2025-10-28 | LV |  | - | 2026-04-18 | 2026-04-04 | 0
6100K018 | Batha : SWITCHGEAR - BATHA | SWGR | ROH | PKT 1508 | END SLEEVES PKT 1508 (2x1.5sqmm , Black) | 290 | 15 | 275 | 6100K019 | 1-1-1-1 | inventory | 2025-10-28 | LV |  | - | 2026-04-18 | 2026-04-04 | 0
6100K018 | Batha : SWITCHGEAR - BATHA | SWGR | ROH | SCB1000027P0001P | K-PLATE | 49 | 49 | 0 | 6100KDP01 | R56-P-1-K019_SEP | inventory | 2025-10-28 | C&D |  | - | 2026-04-18 | 2026-04-04 | 0
6100K018 | Batha : SWITCHGEAR - BATHA | SWGR | ROH | SCB1000049P0001 | COMPRESSION SPRING | 24 | 24 | 0 | 6100KDP01 | R56-P-1-K019_SEP | inventory | 2025-10-28 | LAX |  | - | 2026-04-18 | 2026-04-04 | 0
6100K018 | Batha : SWITCHGEAR - BATHA | SWGR | ROH | T81722 | Plastic plug for LV Box (Micro. Sw. ) | 150 | 150 | 0 | 6100K013 | R58-J-1-K013_SEP | inventory | 2025-10-28 | C&D |  | - | 2026-04-18 | 2026-04-04 | 0
6100K021 | Rayan : SWITCHGEAR - Rayan | SWGR | ROH | 1YAB010366P0109 | Self tapping screw pan head M4x5mm SS | 2550 | 2550 | 0 | free_stock | R13-S-1-K006_SEP | inventory | 2025-10-28 | LVD |  | - | 2026-04-18 | 2026-04-04 | 0
6100K021 | Rayan : SWITCHGEAR - Rayan | SWGR | ROH | LL10-W | ABB_LL10-W / LL10-W, AC/DC90-264V 50/60HZ | 51 | 51 | 0 | free_stock | 1-1-1-1 | inventory | 2025-10-28 | LVA | Automated: Replaced 1YAB53301XIX0000 by LL10-W. | - | 2026-04-18 | 2026-04-04 | 0
6100K021 | Rayan : SWITCHGEAR - Rayan | SWGR | ROH | 1YAB5355DXB0000 | Terminal Strip Markers, KLM-A - 1004348 | 1530 | 905 | 625 | 6100K012B | R59-G-1-MVBM_SEP | consumption | 2025-10-20 | Terminals |  | - | 2026-04-18 | 2026-04-04 | 0 | [5 empty] | Project Transfer | 8212291
6100K021 | Rayan : SWITCHGEAR - Rayan | SWGR | ROH | 1YAB5355DXB0000 | Terminal Strip Markers, KLM-A - 1004348 | 625 | 625 | 0 | 6100K011A | R59-G-1-MVBM_SEP | consumption | 2025-10-20 | Terminals |  | - | 2026-04-18 | 2026-04-04 | 0 | [5 empty] | Project Transfer | 8212285
6100K021 | Rayan : SWITCHGEAR - Rayan | SWGR | ROH | 1YAB60050819P0104 | Braided HARNESS TUBE (D50) | 51 | 2 | 49 | free_stock | R13-S-1-KDP1_SEP | inventory | 2025-10-28 | LVD |  | - | 2026-04-18 | 2026-04-04 | 0
6100K021 | Rayan : SWITCHGEAR - Rayan | SWGR | ROH | 1YAB60050819P0104 | Braided HARNESS TUBE (D50) | 49 | 1 | 48 | 6100K019 | R13-S-1-KDP1_SEP | inventory | 2025-10-28 | LVD |  | - | 2026-04-18 | 2026-04-04 | 0
6100K021 | Rayan : SWITCHGEAR - Rayan | SWGR | ROH | 1YAB60050819P0104 | Braided HARNESS TUBE (D50) | 48 | 1 | 47 | 6100K019 | R13-S-1-KDP1_SEP | consumption | 2025-10-13 | LVD |  | - | 2026-04-18 | 2026-04-04 | 0 | [5 empty] | Work in Process Pick | 8069185
6100K021 | Rayan : SWITCHGEAR - Rayan | SWGR | ROH | 1YAB60050819P0104 | Braided HARNESS TUBE (D50) | 47 | 1 | 46 | 6100K019 | R13-S-1-KDP1_SEP | consumption | 2025-10-13 | LVD |  | - | 2026-04-18 | 2026-04-04 | 0 | [5 empty] | Work in Process Pick | 8070603
6100K021 | Rayan : SWITCHGEAR - Rayan | SWGR | ROH | 1YAB60050819P0104 | Braided HARNESS TUBE (D50) | 46 | 1 | 45 | 6100K019 | R13-S-1-KDP1_SEP | consumption | 2025-10-13 | LVD |  | - | 2026-04-18 | 2026-04-04 | 0 | [5 empty] | Work in Process Pick | 8071592
6100K021 | Rayan : SWITCHGEAR - Rayan | SWGR | ROH | DMS 2154 363-1 | WASHER, LOCK 10X5X0.5 | 51 | 6 | 45 | free_stock | 1-1-1-1 | inventory | 2025-10-28 | LVD |  | - | 2026-04-18 | 2026-04-04 | 0
6100K021 | Rayan : SWITCHGEAR - Rayan | SWGR | ROH | GCE0438403P0100 | SPRG. PIN 2X10 DIN EN 28748 ST | 51 | 2 | 49 | free_stock | R14-I-1-KDP1_SEP | inventory | 2025-10-28 | LVD |  | - | 2026-04-18 | 2026-04-04 | 0
6100K021 | Rayan : SWITCHGEAR - Rayan | SWGR | ROH | GCE0438403P0100 | SPRG. PIN 2X10 DIN EN 28748 ST | 49 | 1 | 48 | 6100K019 | 1-1-1-1 | inventory | 2025-10-28 | LVD |  | - | 2026-04-18 | 2026-04-04 | 0
6100K025 | Aziziyah DMM : SWITCHGEAR - Aziziyah DMM | SWGR | ROH | 1YAB010366P0109 | Self tapping screw pan head M4x5mm SS | 2550 | 2550 | 0 | free_stock | R13-S-1-KDP1_SEP | inventory | 2025-10-28 | LVD |  | - | 2026-05-15 | 2026-05-01 | 0
6100K025 | Aziziyah DMM : SWITCHGEAR - Aziziyah DMM | SWGR | ROH | LL10-W | ABB_LL10-W / LL10-W, AC/DC90-264V 50/60HZ | 51 | 48 | 3 | 6100K007 | 1-1-1-1 | inventory | 2025-10-28 | LVA | Automated: Replaced 1YAB53301XIX0000 by LL10-W. | - | 2026-05-15 | 2026-05-01 | 0
6100K025 | Aziziyah DMM : SWITCHGEAR - Aziziyah DMM | SWGR | ROH | LL10-W | ABB_LL10-W / LL10-W, AC/DC90-264V 50/60HZ | 3 | 3 | 0 | 6100K012B | 1-1-1-1 | inventory | 2025-10-28 | LVA | Automated: Replaced 1YAB53301XIX0000 by LL10-W. | - | 2026-05-15 | 2026-05-01 | 0
6100K025 | Aziziyah DMM : SWITCHGEAR - Aziziyah DMM | SWGR | ROH | 1YAB5355DXB0000 | Terminal Strip Markers, KLM-A - 1004348 | 1530 | 665 | 865 | 6100K007 | R59-G-1-MVBM_SEP | consumption | 2025-10-20 | Terminals |  | - | 2026-05-15 | 2026-05-01 | 0 | [5 empty] | Project Transfer | 8214165
6100K025 | Aziziyah DMM : SWITCHGEAR - Aziziyah DMM | SWGR | ROH | 1YAB5355DXB0000 | Terminal Strip Markers, KLM-A - 1004348 | 865 | 500 | 365 | 6100K006 | R59-G-1-MVBM_SEP | consumption | 2025-10-20 | Terminals |  | - | 2026-05-15 | 2026-05-01 | 0 | [5 empty] | Project Transfer | 8212283
6100K025 | Aziziyah DMM : SWITCHGEAR - Aziziyah DMM | SWGR | ROH | 1YAB5355DXB0000 | Terminal Strip Markers, KLM-A - 1004348 | 365 | 365 | 0 | 6100K006 | R59-G-1-MVBM_SEP | consumption | 2025-10-20 | Terminals |  | - | 2026-05-15 | 2026-05-01 | 0 | [5 empty] | Project Transfer | 8212289
6100K025 | Aziziyah DMM : SWITCHGEAR - Aziziyah DMM | SWGR | ROH | 1YAB5355HXB0000 | BENT LUGS TYPE RF-PPL30 | 35700 | 700 | 35000 | 6100K019 | 1-1-1-1 | inventory | 2025-10-28 | LVD |  | - | 2026-05-15 | 2026-05-01 | 0
6100K025 | Aziziyah DMM : SWITCHGEAR - Aziziyah DMM | SWGR | ROH | 1YAB5355HXB0001 | BENT LUGS TYPE BF-PPL46 | 7650 | 150 | 7500 | 6100K019 | 1-1-1-1 | inventory | 2025-10-28 | LVD |  | - | 2026-05-15 | 2026-05-01 | 0
6100K025 | Aziziyah DMM : SWITCHGEAR - Aziziyah DMM | SWGR | ROH | 1YAB5355HXB0001 | BENT LUGS TYPE BF-PPL46 | 7500 | 50 | 7450 | free_stock | R59-B-1-KDP1_SEP | inventory | 2025-10-28 | LVD |  | - | 2026-05-15 | 2026-05-01 | 0
6100K025 | Aziziyah DMM : SWITCHGEAR - Aziziyah DMM | SWGR | ROH | 1YAB5355HXB0002 | BENT LUGS TYPE BF-PPL30 | 15300 | 300 | 15000 | 6100K019 | 1-1-1-1 | inventory | 2025-10-28 | LVD |  | - | 2026-05-15 | 2026-05-01 | 0
safety-[ | none : 2L1T safety stock | RMU | ROH | DF240612121 | Cold pressed terminal tube type VE1510 (RED) | 94880 | 29191 | 65689 | 6100K013 | 1-1-1-1 | inventory | 2025-10-28 | DFE-LV |  | JD01-Jeddah Central Warehouse | 2026-12-31 | 2026-12-17 | 0
safety-[ | none : 2L1T safety stock | RMU | ROH | DF240612121 | Cold pressed terminal tube type VE1510 (RED) | 65689 | 17080 | 48609 | 6100K013 | BOX5-1-1-K013_SEP | inventory | 2025-10-28 | DFE-LV |  | JD01-Jeddah Central Warehouse | 2026-12-31 | 2026-12-17 | 0
safety-[ | none : 2L1T safety stock | RMU | ROH | DF240612121 | Cold pressed terminal tube type VE1510 (RED) | 48609 | 6000 | 42609 | 6100KDP02 | BOX1-1-1-K013_SEP | inventory | 2025-10-28 | DFE-LV |  | JD01-Jeddah Central Warehouse | 2026-12-31 | 2026-12-17 | 0
safety-[ | none : 2L1T safety stock | RMU | ROH | DF240612121 | Cold pressed terminal tube type VE1510 (RED) | 42609 | 38400 | 4209 | 6100K013 | 1-1-1-1 | consumption | 2025-09-18 | DFE-LV |  | JD01-Jeddah Central Warehouse | 2026-12-31 | 2026-12-17 | 0 | [5 empty] | Work in Process Material Issue | 7409010
safety-[ | none : 2L1T safety stock | RMU | ROH | DF240612121 | Cold pressed terminal tube type VE1510 (RED) | 4209 | 4209 | 0 | 6100K013 | 1-1-1-1 | consumption | 2025-09-18 | DFE-LV |  | JD01-Jeddah Central Warehouse | 2026-12-31 | 2026-12-17 | 0 | [5 empty] | Work in Process Material Issue | 7406401
safety-[ | none : 2L1T safety stock | RMU | ROH | DF241207001 | Cross groove pan head combination screw M4*20 | 5337 | 868 | 4469 | 6100K013 | 1-1-1-1 | inventory | 2025-10-28 | DFE-Gas Tank |  | JD01-Jeddah Central Warehouse | 2026-12-31 | 2026-12-17 | 0
safety-[ | none : 2L1T safety stock | RMU | ROH | DF241207001 | Cross groove pan head combination screw M4*20 | 4469 | 540 | 3929 | 6100K013 | BOX60-1-1-K013_SEP | inventory | 2025-10-28 | DFE-Gas Tank |  | JD01-Jeddah Central Warehouse | 2026-12-31 | 2026-12-17 | 0
safety-[ | none : 2L1T safety stock | RMU | ROH | DF241207001 | Cross groove pan head combination screw M4*20 | 3929 | 194 | 3735 | 6100K013 | BOX92-1-1-K013_SEP | inventory | 2025-10-28 | DFE-Gas Tank |  | JD01-Jeddah Central Warehouse | 2026-12-31 | 2026-12-17 | 0
safety-[ | none : 2L1T safety stock | RMU | ROH | DF241207001 | Cross groove pan head combination screw M4*20 | 3735 | 120 | 3615 | 6100KDP02 | BOX6-1-1-K013_SEP | inventory | 2025-10-28 | DFE-Gas Tank |  | JD01-Jeddah Central Warehouse | 2026-12-31 | 2026-12-17 | 0
safety-[ | none : 2L1T safety stock | RMU | ROH | DF241207001 | Cross groove pan head combination screw M4*20 | 3615 | 1260 | 2355 | 6100KDP02 | BOX42-1-1-K013_SEP | consumption | 2025-10-13 | DFE-Gas Tank |  | JD01-Jeddah Central Warehouse | 2026-12-31 | 2026-12-17 | 0 | [5 empty] | Project Transfer | 8080765
safety-[ | none : 2L1T safety stock | RMU | ROH | DF241207001 | Cross groove pan head combination screw M4*20 | 2355 | 112 | 2243 | 6100K013 | BOX92-1-1-K013_SEP | consumption | 2025-10-23 | DFE-Gas Tank |  | JD01-Jeddah Central Warehouse | 2026-12-31 | 2026-12-17 | 0 | [5 empty] | Work in Process Pick | 8281253
safety-[ | none : 2L1T safety stock | RMU | ROH | DF241207001 | Cross groove pan head combination screw M4*20 | 2243 | 2243 | 0 | 6100KDP02 | PO-SEP-6034-[45] | GR_in_process | 2025-11-30 | DFE-Gas Tank |  | JD01-Jeddah Central Warehouse | 2026-12-31 | 2026-12-17 | 0 | Dongfang Electronics International Engineering Co. Ltd | 6100KDP02 // 2L1T SRMU Gas Tank Loose Material from DFE | 3600 | 01-09-2025 | 01-09-2025 |  |  | PO-SEP-6034/DF250831-400-SEP
safety-[ | none : 2L1T safety stock | RMU | ROH | 205041926 | Hex Nut M10 | 11860 | 10600 | 1260 | 6100K013 | 1-1-1-1 | consumption | 2025-09-21 | SEP |  | JD01-Jeddah Central Warehouse | 2026-12-31 | 2026-12-17 | 0 | [5 empty] | Work in Process Material Issue | 7452498
safety-[ | none : 2L1T safety stock | RMU | ROH | 205041926 | Hex Nut M10 | 1260 | 1260 | 0 | 6100K013 | 1-1-1-1 | consumption | 2025-09-21 | SEP |  | JD01-Jeddah Central Warehouse | 2026-12-31 | 2026-12-17 | 0 | [5 empty] | Work in Process Material Issue | 7476709
safety-[ | none : 2L1T safety stock | RMU | ROH | 205041926 | Hex Nut M10 | 20755 | 1940 | 18815 | 6100K013 | 1-1-1-1 | consumption | 2025-09-21 | DFE-Gas Tank |  | JD01-Jeddah Central Warehouse | 2026-12-31 | 2026-12-17 | 0 | [5 empty] | Work in Process Material Issue | 7476709
safety-[ | none : 2L1T safety stock | RMU | ROH | 205041926 | Hex Nut M10 | 18815 | 3920 | 14895 | 6100K013 | BOX92-1-1-K013_SEP | consumption | 2025-10-23 | DFE-Gas Tank |  | JD01-Jeddah Central Warehouse | 2026-12-31 | 2026-12-17 | 0 | [5 empty] | Work in Process Pick | 8281147
safety-[ | none : 2L1T safety stock | RMU | ROH | 205041926 | Hex Nut M10 | 14895 | 6500 | 8395 | 6100K013 | 1-1-1-1 | consumption | 2025-09-24 | DFE-Gas Tank |  | JD01-Jeddah Central Warehouse | 2026-12-31 | 2026-12-17 | 0 | [5 empty] | Work in Process Material Issue | 7564876
safety-[ | none : 2L1T safety stock | RMU | ROH | 205041926 | Hex Nut M10 | 8395 | 1200 | 7195 | 6100K013 | 1-1-1-1 | consumption | 2025-09-25 | DFE-Gas Tank |  | JD01-Jeddah Central Warehouse | 2026-12-31 | 2026-12-17 | 0 | [5 empty] | Work in Process Material Issue | 7587853
safety-[ | none : 2L1T safety stock | RMU | ROH | 205041926 | Hex Nut M10 | 7195 | 5000 | 2195 | 6100K013 | 1-1-1-1 | consumption | 2025-10-26 | DFE-Gas Tank |  | JD01-Jeddah Central Warehouse | 2026-12-31 | 2026-12-17 | 0 | [5 empty] | Work in Process Material Issue | 8335167
safety-[ | none : 2L1T safety stock | RMU | ROH | 205041926 | Hex Nut M10 | 2195 | 2195 | 0 | 6100KDP02 | PO-SEP-6034-[58] | GR_in_process | 2025-11-30 | DFE-Gas Tank |  | JD01-Jeddah Central Warehouse | 2026-12-31 | 2026-12-17 | 0 | Dongfang Electronics International Engineering Co. Ltd | 6100KDP02 // 2L1T SRMU Gas Tank Loose Material from DFE | 14000 | 01-09-2025 | 01-09-2025 |  |  | PO-SEP-6034/DF250831-400-SEP
safety-[ | none : 2L1T safety stock | RMU | ROH | DF241115003 | Hex Bolt M10*25 | 1186 | 160 | 1026 | 6100K013 | 1-1-1-1 | inventory | 2025-10-28 | DFE-Gas Tank |  | JD01-Jeddah Central Warehouse | 2026-12-31 | 2026-12-17 | 0
safety-[ | none : 2L1T safety stock | RMU | ROH | DF241115003 | Hex Bolt M10*25 | 1026 | 116 | 910 | free_stock | R66-F-1-RMU/\-BULK_SEP | inventory | 2025-10-28 | DFE-Gas Tank |  | JD01-Jeddah Central Warehouse | 2026-12-31 | 2026-12-17 | 0
safety-[ | none : 2L1T safety stock | RMU | ROH | DF241115003 | Hex Bolt M10*25 | 910 | 20 | 890 | 6100KDP02 | BOX6-1-1-K013_SEP | inventory | 2025-10-28 | DFE-Gas Tank |  | JD01-Jeddah Central Warehouse | 2026-12-31 | 2026-12-17 | 0
safety-[ | none : 2L1T safety stock | RMU | ROH | DF241115003 | Hex Bolt M10*25 | 890 | 315 | 575 | 6100KDP02 | BOX42-1-1-K013_SEP | consumption | 2025-10-13 | DFE-Gas Tank |  | JD01-Jeddah Central Warehouse | 2026-12-31 | 2026-12-17 | 0 | [5 empty] | Project Transfer | 8080405
safety-[ | none : 2L1T safety stock | RMU | ROH | DF241115003 | Hex Bolt M10*25 | 575 | 575 | 0 | 6100K013 | 1-1-1-1 | consumption | 2025-09-21 | DFE-Gas Tank |  | JD01-Jeddah Central Warehouse | 2026-12-31 | 2026-12-17 | 0 | [5 empty] | Work in Process Material Issue | 7452549
safety-[ | none : 2L1T safety stock | RMU | ROH | DF241115002 | Hexagonal head combination bolt M10*25 | 3558 | 1713 | 1845 | 6100K013 | 1-1-1-1 | consumption | 2025-09-21 | DFE-Gas Tank |  | JD01-Jeddah Central Warehouse | 2026-12-31 | 2026-12-17 | 0 | [5 empty] | Work in Process Material Issue | 7452548
safety-[ | none : 2L1T safety stock | RMU | ROH | DF241115002 | Hexagonal head combination bolt M10*25 | 1845 | 672 | 1173 | 6100K013 | BOX92-1-1-K013_SEP | consumption | 2025-10-23 | DFE-Gas Tank |  | JD01-Jeddah Central Warehouse | 2026-12-31 | 2026-12-17 | 0 | [5 empty] | Work in Process Pick | 8281244
safety-[ | none : 2L1T safety stock | RMU | ROH | DF241115002 | Hexagonal head combination bolt M10*25 | 1173 | 1173 | 0 | 6100KDP02 | PO-SEP-6034-[60] | GR_in_process | 2025-11-30 | DFE-Gas Tank |  | JD01-Jeddah Central Warehouse | 2026-12-31 | 2026-12-17 | 0 | Dongfang Electronics International Engineering Co. Ltd | 6100KDP02 // 2L1T SRMU Gas Tank Loose Material from DFE | 2400 | 01-09-2025 | 01-09-2025 |  |  | PO-SEP-6034/DF250831-400-SEP
safety-[ | none : 2L1T safety stock | RMU | ROH | DF240510037 | Hinge (CL230-HL017) | 2372 | 44 | 2328 | 6100K013 | 1-1-1-1 | consumption | 2025-10-16 | DFE-LV |  | JD01-Jeddah Central Warehouse | 2026-12-31 | 2026-12-17 | 0 | [5 empty] | Work in Process Pick | 8149520
safety-[ | none : 2L1T safety stock | RMU | ROH | DF240510037 | Hinge (CL230-HL017) | 2328 | 960 | 1368 | 6100K013 | 1-1-1-1 | consumption | 2025-09-18 | DFE-LV |  | JD01-Jeddah Central Warehouse | 2026-12-31 | 2026-12-17 | 0 | [5 empty] | Work in Process Material Issue | 7399318
safety-[ | none : 2L1T safety stock | RMU | ROH | DF240510037 | Hinge (CL230-HL017) | 1368 | 240 | 1128 | 6100K013 | 1-1-1-1 | consumption | 2025-09-25 | DFE-LV |  | JD01-Jeddah Central Warehouse | 2026-12-31 | 2026-12-17 | 0 | [5 empty] | Work in Process Material Issue | 7587866
safety-[ | none : 2L1T safety stock | RMU | ROH | DF240510037 | Hinge (CL230-HL017) | 1128 | 1000 | 128 | 6100K013 | 1-1-1-1 | consumption | 2025-10-26 | DFE-LV |  | JD01-Jeddah Central Warehouse | 2026-12-31 | 2026-12-17 | 0 | [5 empty] | Work in Process Material Issue | 8335181
safety-[ | none : 2L1T safety stock | RMU | ROH | DF241126015 | OTTA6-T-P/P marking strip (11)ZB10 LGS:11(1053014:0001) | 1186 | 220 | 966 | 6100K013 | NEW.FLR-1-1-K013_SEP | inventory | 2025-10-28 | DFE-LV |  | JD01-Jeddah Central Warehouse | 2026-12-31 | 2026-12-17 | 0
safety-[ | none : 2L1T safety stock | RMU | ROH | DF241126015 | OTTA6-T-P/P marking strip (11)ZB10 LGS:11(1053014:0001) | 966 | 156 | 810 | 6100K013 | 1-1-1-1 | inventory | 2025-10-28 | DFE-LV |  | JD01-Jeddah Central Warehouse | 2026-12-31 | 2026-12-17 | 0
safety-[ | none : 2L1T safety stock | RMU | ROH | DF241126015 | OTTA6-T-P/P marking strip (11)ZB10 LGS:11(1053014:0001) | 810 | 104 | 706 | 6100K013 | R61-O-1-K013_SEP | inventory | 2025-10-28 | DFE-LV |  | JD01-Jeddah Central Warehouse | 2026-12-31 | 2026-12-17 | 0
safety-[ | none : 2L1T safety stock | RMU | ROH | DF241126015 | OTTA6-T-P/P marking strip (11)ZB10 LGS:11(1053014:0001) | 706 | 16 | 690 | 6100K013 | R58-I-1-K013_SEP | inventory | 2025-10-28 | DFE-LV |  | JD01-Jeddah Central Warehouse | 2026-12-31 | 2026-12-17 | 0
safety-[ | none : 2L1T safety stock | RMU | ROH | DF241126015 | OTTA6-T-P/P marking strip (11)ZB10 LGS:11(1053014:0001) | 690 | 480 | 210 | 6100K013 | 1-1-1-1 | consumption | 2025-09-15 | DFE-LV |  | JD01-Jeddah Central Warehouse | 2026-12-31 | 2026-12-17 | 0 | [5 empty] | Work in Process Material Issue | 7323490
safety-[ | none : 2L1T safety stock | RMU | ROH | DF241126015 | OTTA6-T-P/P marking strip (11)ZB10 LGS:11(1053014:0001) | 210 | 210 | 0 | 6100K013 | 1-1-1-1 | consumption | 2025-09-18 | DFE-LV |  | JD01-Jeddah Central Warehouse | 2026-12-31 | 2026-12-17 | 0 | [5 empty] | Work in Process Material Issue | 7402137
safety-[ | none : 2L1T safety stock | RMU | ROH | DF241126011 | Phoenix Terminal Center Bridge EB 2-OTTA 6(0790608) | 1779 | 354 | 1425 | 6100K013 | 1-1-1-1 | inventory | 2025-10-28 | DFE-LV |  | JD01-Jeddah Central Warehouse | 2026-12-31 | 2026-12-17 | 0
safety-[ | none : 2L1T safety stock | RMU | ROH | DF241126011 | Phoenix Terminal Center Bridge EB 2-OTTA 6(0790608) | 1425 | 330 | 1095 | 6100K013 | NEW.FLR-1-1-K013_SEP | inventory | 2025-10-28 | DFE-LV |  | JD01-Jeddah Central Warehouse | 2026-12-31 | 2026-12-17 | 0
safety-[ | none : 2L1T safety stock | RMU | ROH | DF241126011 | Phoenix Terminal Center Bridge EB 2-OTTA 6(0790608) | 1095 | 720 | 375 | 6100K013 | 1-1-1-1 | consumption | 2025-09-15 | DFE-LV |  | JD01-Jeddah Central Warehouse | 2026-12-31 | 2026-12-17 | 0 | [5 empty] | Work in Process Material Issue | 7323486
safety-[ | none : 2L1T safety stock | RMU | ROH | DF241126011 | Phoenix Terminal Center Bridge EB 2-OTTA 6(0790608) | 375 | 375 | 0 | 6100K013 | 1-1-1-1 | consumption | 2025-09-18 | DFE-LV |  | JD01-Jeddah Central Warehouse | 2026-12-31 | 2026-12-17 | 0 | [5 empty] | Work in Process Material Issue | 7402133
safety-[ | none : 2L1T safety stock | RMU | ROH | DF241126012 | Phoenix Terminal Center Bridge EB 4-OTTA 6(0326049) | 593 | 268 | 325 | 6100K013 | 1-1-1-1 | consumption | 2025-09-15 | DFE-LV |  | JD01-Jeddah Central Warehouse | 2026-12-31 | 2026-12-17 | 0 | [5 empty] | Work in Process Material Issue | 7323487
safety-[ | none : 2L1T safety stock | RMU | ROH | DF241126012 | Phoenix Terminal Center Bridge EB 4-OTTA 6(0326049) | 325 | 325 | 0 | 6100K013 | 1-1-1-1 | consumption | 2025-09-18 | DFE-LV |  | JD01-Jeddah Central Warehouse | 2026-12-31 | 2026-12-17 | 0 | [5 empty] | Work in Process Material Issue | 7402134
safety-[ | none : 2L1T safety stock | RMU | ROH | DF240612109 | Pre insulated terminal O-type HRV1.25-8 (RED) | 3558 | 2635 | 923 | 6100K013 | PLT2-1-1-K013_SEP | inventory | 2025-10-28 | DFE-Gas Tank |  | JD01-Jeddah Central Warehouse | 2026-12-31 | 2026-12-17 | 0
safety-[ | none : 2L1T safety stock | RMU | ROH | DF240612109 | Pre insulated terminal O-type HRV1.25-8 (RED) | 923 | 923 | 0 | 6100K013 | R61-J-1-KDP2_SEP | inventory | 2025-10-28 | DFE-Gas Tank |  | JD01-Jeddah Central Warehouse | 2026-12-31 | 2026-12-17 | 0
safety-[ | none : 2L1T safety stock | RMU | ROH | DF240510010 | Rivet Nut M6*15 | 6523 | 5155 | 1368 | 6100K013 | 1-1-1-1 | consumption | 2025-10-16 | DFE-LV |  | JD01-Jeddah Central Warehouse | 2026-12-31 | 2026-12-17 | 0 | [5 empty] | Work in Process Pick | 8149508
safety-[ | none : 2L1T safety stock | RMU | ROH | DF240510010 | Rivet Nut M6*15 | 1368 | 1368 | 0 | 6100K013 | 1-1-1-1 | consumption | 2025-09-18 | DFE-LV |  | JD01-Jeddah Central Warehouse | 2026-12-31 | 2026-12-17 | 0 | [5 empty] | Work in Process Material Issue | 7399314
safety-[ | none : 2L1T safety stock | RMU | ROH | DF240510010 | Rivet Nut M6*15 | 17197 | 8952 | 8245 | 6100K013 | 1-1-1-1 | consumption | 2025-09-18 | SEP |  | JD01-Jeddah Central Warehouse | 2026-12-31 | 2026-12-17 | 0 | [5 empty] | Work in Process Material Issue | 7399314
safety-[ | none : 2L1T safety stock | RMU | ROH | DF240510010 | Rivet Nut M6*15 | 8245 | 8245 | 0 | 6100K013 | 1-1-1-1 | consumption | 2025-09-24 | SEP |  | JD01-Jeddah Central Warehouse | 2026-12-31 | 2026-12-17 | 0 | [5 empty] | Work in Process Material Issue | 7564885
safety-[ | none : 2L1T safety stock | RMU | ROH | 205041912 | Spring Washer φ10 | 8302 | 8302 | 0 | 6100K013 | 1-1-1-1 | consumption | 2025-09-21 | SEP |  | JD01-Jeddah Central Warehouse | 2026-12-31 | 2026-12-17 | 0 | [5 empty] | Work in Process Material Issue | 7452495
safety-[ | none : 2L1T safety stock | RMU | ROH | 205041912 | Spring Washer φ10 | 24313 | 16055 | 8258 | 6100K013 | 1-1-1-1 | consumption | 2025-09-21 | DFE-Gas Tank |  | JD01-Jeddah Central Warehouse | 2026-12-31 | 2026-12-17 | 0 | [5 empty] | Work in Process Material Issue | 7452495
safety-[ | none : 2L1T safety stock | RMU | ROH | 205041912 | Spring Washer φ10 | 8258 | 2240 | 6018 | 6100K013 | 1-1-1-1 | consumption | 2025-09-21 | DFE-Gas Tank |  | JD01-Jeddah Central Warehouse | 2026-12-31 | 2026-12-17 | 0 | [5 empty] | Work in Process Material Issue | 7476707
safety-[ | none : 2L1T safety stock | RMU | ROH | 205041912 | Spring Washer φ10 | 6018 | 4592 | 1426 | 6100K013 | BOX92-1-1-K013_SEP | consumption | 2025-10-23 | DFE-Gas Tank |  | JD01-Jeddah Central Warehouse | 2026-12-31 | 2026-12-17 | 0 | [5 empty] | Work in Process Pick | 8281138
safety-[ | none : 2L1T safety stock | RMU | ROH | 205041912 | Spring Washer φ10 | 1426 | 1426 | 0 | 6100K013 | 1-1-1-1 | consumption | 2025-09-24 | DFE-Gas Tank |  | JD01-Jeddah Central Warehouse | 2026-12-31 | 2026-12-17 | 0 | [5 empty] | Work in Process Material Issue | 7564874
safety-[ | none : 2L1T safety stock | RMU | ROH | DF241126013 | Tie strap (black) 5*200 | 14825 | 3200 | 11625 | 6100K013 | 1-1-1-1 | consumption | 2025-09-15 | DFE-LV |  | JD01-Jeddah Central Warehouse | 2026-12-31 | 2026-12-17 | 0 | [5 empty] | Work in Process Material Issue | 7323488
safety-[ | none : 2L1T safety stock | RMU | ROH | DF241126013 | Tie strap (black) 5*200 | 11625 | 6000 | 5625 | 6100K013 | 1-1-1-1 | consumption | 2025-09-18 | DFE-LV |  | JD01-Jeddah Central Warehouse | 2026-12-31 | 2026-12-17 | 0 | [5 empty] | Work in Process Material Issue | 7402135
safety-[ | none : 2L1T safety stock | RMU | ROH | DF241126013 | Tie strap (black) 5*200 | 5625 | 400 | 5225 | 6100K008 | R58-R-1-K12B_SEP | consumption | 2025-10-18 | DFE-LV |  | JD01-Jeddah Central Warehouse | 2026-12-31 | 2026-12-17 | 0 | [5 empty] | Work in Process Pick | 8162540
safety-[ | none : 2L1T safety stock | RMU | ROH | DF241126013 | Tie strap (black) 5*200 | 5225 | 25 | 5200 | 6100K008 | R58-R-1-K008_SEP | consumption | 2025-10-18 | DFE-LV |  | JD01-Jeddah Central Warehouse | 2026-12-31 | 2026-12-17 | 0 | [5 empty] | Work in Process Pick | 8162537
safety-[ | none : 2L1T safety stock | RMU | ROH | DF241126013 | Tie strap (black) 5*200 | 5200 | 475 | 4725 | 6100K006 | 1-1-1-1 | consumption | 2025-10-25 | DFE-LV |  | JD01-Jeddah Central Warehouse | 2026-12-31 | 2026-12-17 | 0 | [5 empty] | Work in Process Material Issue | 8298594
safety-[ | none : 2L1T safety stock | RMU | ROH | DF241126016 | UK2.5B Center Connection Bar (3 connections)FBI 10-3(0203250) | 593 | 593 | 0 | 6100K013 | 1-1-1-1 | consumption | 2025-09-18 | DFE-LV |  | JD01-Jeddah Central Warehouse | 2026-12-31 | 2026-12-17 | 0 | [5 empty] | Work in Process Material Issue | 7402138
safety-[ | none : 2L1T safety stock | RMU | ROH | DF241126017 | UK2.5B Center Connection Bar (5 connections)FBI 10-5(0203250) | 593 | 401 | 192 | 6100K013 | 1-1-1-1 | consumption | 2025-09-18 | DFE-LV |  | JD01-Jeddah Central Warehouse | 2026-12-31 | 2026-12-17 | 0 | [5 empty] | Work in Process Material Issue | 7402139
safety-[ | none : 2L1T safety stock | RMU | ROH | DF241126017 | UK2.5B Center Connection Bar (5 connections)FBI 10-5(0203250) | 192 | 30 | 162 | 6100KDP02 | PO-SEP-6055-[122] | GR_in_process | 2025-11-10 | DFE-LV |  | JD01-Jeddah Central Warehouse | 2026-12-31 | 2026-12-17 | 0 | Dongfang Electronics International Engineering Co. Ltd | 6100KDP02 // 2L2T SRMU LV Compartment Purchase Parts from DFE for 30 Units | 30 | 20-08-2025 | 20-08-2025 |  |  | PO-6055/DF250812-30-SEP Yantai
safety-[ | none : 2L1T safety stock | RMU | ROH | DF241126018 | UK2.5B Center Connection Bar (8 connections)FBI 10-8(0203250) | 593 | 203 | 390 | 6100K013 | R18-S-1-K013_SEP | inventory | 2025-10-28 | DFE-LV |  | JD01-Jeddah Central Warehouse | 2026-12-31 | 2026-12-17 | 0
safety-[ | none : 2L1T safety stock | RMU | ROH | DF241126018 | UK2.5B Center Connection Bar (8 connections)FBI 10-8(0203250) | 390 | 25 | 365 | 6100K013 | 1-1-1-1 | inventory | 2025-10-28 | DFE-LV |  | JD01-Jeddah Central Warehouse | 2026-12-31 | 2026-12-17 | 0
safety-[ | none : 2L1T safety stock | RMU | ROH | DF241126018 | UK2.5B Center Connection Bar (8 connections)FBI 10-8(0203250) | 365 | 240 | 125 | 6100K013 | 1-1-1-1 | consumption | 2025-09-15 | DFE-LV |  | JD01-Jeddah Central Warehouse | 2026-12-31 | 2026-12-17 | 0 | [5 empty] | Work in Process Material Issue | 7323493
safety-[ | none : 2L1T safety stock | RMU | ROH | DF241126018 | UK2.5B Center Connection Bar (8 connections)FBI 10-8(0203250) | 125 | 125 | 0 | 6100K013 | 1-1-1-1 | consumption | 2025-09-18 | DFE-LV |  | JD01-Jeddah Central Warehouse | 2026-12-31 | 2026-12-17 | 0 | [5 empty] | Work in Process Material Issue | 7402140
safety-[ | none : 2L1T safety stock | RMU | ROH | DF241118008 | Transfer switch | 593 | 401 | 192 | 6100K013 | 1-1-1-1 | consumption | 2025-09-18 | DFE-LV |  | JD01-Jeddah Central Warehouse | 2026-12-31 | 2026-12-17 | 0 | [5 empty] | Work in Process Material Issue | 7402129
safety-[ | none : 2L1T safety stock | RMU | ROH | DF241118008 | Transfer switch | 192 | 30 | 162 | 6100KDP02 | PO-SEP-6055-[155] | GR_in_process | 2025-11-10 | DFE-LV |  | JD01-Jeddah Central Warehouse | 2026-12-31 | 2026-12-17 | 0 | Dongfang Electronics International Engineering Co. Ltd | 6100KDP02 // 2L2T SRMU LV Compartment Purchase Parts from DFE for 30 Units | 30 | 20-08-2025 | 20-08-2025 |  |  | PO-6055/DF250812-30-SEP Yantai
safety-[ | none : 2L1T safety stock | RMU | ROH | 5DF.0818.0004 | 17.5kV Killer Switch | 593 | 423 | 170 | 6100K013 | 1-1-1-1 | consumption | 2025-09-21 | DFE-Gas Tank |  | JD01-Jeddah Central Warehouse | 2026-12-31 | 2026-12-17 | 0 | [5 empty] | Work in Process Material Issue | 7452518
safety-[ | none : 2L1T safety stock | RMU | ROH | 5DF.0818.0004 | 17.5kV Killer Switch | 170 | 112 | 58 | 6100K013 | BOX92-1-1-K013_SEP | consumption | 2025-10-23 | DFE-Gas Tank |  | JD01-Jeddah Central Warehouse | 2026-12-31 | 2026-12-17 | 0 | [5 empty] | Work in Process Pick | 8277111
safety-[ | none : 2L1T safety stock | RMU | ROH | 5DF.0818.0004 | 17.5kV Killer Switch | 58 | 58 | 0 | 6100KDP02 | PO-SEP-6034-[2] | GR_in_process | 2025-11-30 | DFE-Gas Tank |  | JD01-Jeddah Central Warehouse | 2026-12-31 | 2026-12-17 | 0 | Dongfang Electronics International Engineering Co. Ltd | 6100KDP02 // 2L1T SRMU Gas Tank Loose Material from DFE | 400 | 01-09-2025 | 01-09-2025 |  |  | PO-SEP-6034/DF250831-400-SEP
safety-[ | none : 2L1T safety stock | RMU | ROH | 6GDEP.198.025 | 198 Bushing | 3558 | 1248 | 2310 | 6100K013 | 1-1-1-1 | consumption | 2025-09-21 | DFE-Gas Tank |  | JD01-Jeddah Central Warehouse | 2026-12-31 | 2026-12-17 | 0 | [5 empty] | Work in Process Material Issue | 7452523
safety-[ | none : 2L1T safety stock | RMU | ROH | 6GDEP.198.025 | 198 Bushing | 2310 | 672 | 1638 | 6100K013 | BOX92-1-1-K013_SEP | consumption | 2025-10-23 | DFE-Gas Tank |  | JD01-Jeddah Central Warehouse | 2026-12-31 | 2026-12-17 | 0 | [5 empty] | Work in Process Pick | 8281105
safety-[ | none : 2L1T safety stock | RMU | ROH | 6GDEP.198.025 | 198 Bushing | 1638 | 1638 | 0 | 6100KDP02 | PO-SEP-6034-[10] | GR_in_process | 2025-11-30 | DFE-Gas Tank |  | JD01-Jeddah Central Warehouse | 2026-12-31 | 2026-12-17 | 0 | Dongfang Electronics International Engineering Co. Ltd | 6100KDP02 // 2L1T SRMU Gas Tank Loose Material from DFE | 2400 | 01-09-2025 | 01-09-2025 |  |  | PO-SEP-6034/DF250831-400-SEP
safety-[ | none : 2L1T safety stock | RMU | ROH | 6GDEP.220.012 | 220 Bushing | 3558 | 1713 | 1845 | 6100K013 | 1-1-1-1 | consumption | 2025-09-21 | DFE-Gas Tank |  | JD01-Jeddah Central Warehouse | 2026-12-31 | 2026-12-17 | 0 | [5 empty] | Work in Process Material Issue | 7452521
safety-[ | none : 2L1T safety stock | RMU | ROH | 6GDEP.220.012 | 220 Bushing | 1845 | 672 | 1173 | 6100K013 | BOX92-1-1-K013_SEP | consumption | 2025-10-23 | DFE-Gas Tank |  | JD01-Jeddah Central Warehouse | 2026-12-31 | 2026-12-17 | 0 | [5 empty] | Work in Process Pick | 8281108
safety-[ | none : 2L1T safety stock | RMU | ROH | 6GDEP.220.012 | 220 Bushing | 1173 | 1173 | 0 | 6100KDP02 | PO-SEP-6034-[8] | GR_in_process | 2025-11-30 | DFE-Gas Tank |  | JD01-Jeddah Central Warehouse | 2026-12-31 | 2026-12-17 | 0 | Dongfang Electronics International Engineering Co. Ltd | 6100KDP02 // 2L1T SRMU Gas Tank Loose Material from DFE | 2400 | 01-09-2025 | 01-09-2025 |  |  | PO-SEP-6034/DF250831-400-SEP
safety-[ | none : 2L1T safety stock | RMU | ROH | 6GDEP.247.011 | 247 Bushing | 1779 | 1269 | 510 | 6100K013 | 1-1-1-1 | consumption | 2025-09-21 | DFE-Gas Tank |  | JD01-Jeddah Central Warehouse | 2026-12-31 | 2026-12-17 | 0 | [5 empty] | Work in Process Material Issue | 7452522
safety-[ | none : 2L1T safety stock | RMU | ROH | 6GDEP.247.011 | 247 Bushing | 510 | 336 | 174 | 6100K013 | BOX92-1-1-K013_SEP | consumption | 2025-10-23 | DFE-Gas Tank |  | JD01-Jeddah Central Warehouse | 2026-12-31 | 2026-12-17 | 0 | [5 empty] | Work in Process Pick | 8281111
safety-[ | none : 2L1T safety stock | RMU | ROH | 6GDEP.247.011 | 247 Bushing | 174 | 174 | 0 | 6100KDP02 | PO-SEP-6034-[9] | GR_in_process | 2025-11-30 | DFE-Gas Tank |  | JD01-Jeddah Central Warehouse | 2026-12-31 | 2026-12-17 | 0 | Dongfang Electronics International Engineering Co. Ltd | 6100KDP02 // 2L1T SRMU Gas Tank Loose Material from DFE | 1200 | 01-09-2025 | 01-09-2025 |  |  | PO-SEP-6034/DF250831-400-SEP
safety-[ | none : 2L1T safety stock | RMU | ROH | 5DF.0816.0028 | Assemble Circuit Breaker Dynamic Seal | 593 | 423 | 170 | 6100K013 | 1-1-1-1 | consumption | 2025-09-21 | DFE-Gas Tank |  | JD01-Jeddah Central Warehouse | 2026-12-31 | 2026-12-17 | 0 | [5 empty] | Work in Process Material Issue | 7452525
safety-[ | none : 2L1T safety stock | RMU | ROH | 5DF.0816.0028 | Assemble Circuit Breaker Dynamic Seal | 170 | 112 | 58 | 6100K013 | BOX92-1-1-K013_SEP | consumption | 2025-10-23 | DFE-Gas Tank |  | JD01-Jeddah Central Warehouse | 2026-12-31 | 2026-12-17 | 0 | [5 empty] | Work in Process Pick | 8281168
safety-[ | none : 2L1T safety stock | RMU | ROH | 5DF.0816.0028 | Assemble Circuit Breaker Dynamic Seal | 58 | 58 | 0 | 6100KDP02 | PO-SEP-6034-[12] | GR_in_process | 2025-11-30 | DFE-Gas Tank |  | JD01-Jeddah Central Warehouse | 2026-12-31 | 2026-12-17 | 0 | Dongfang Electronics International Engineering Co. Ltd | 6100KDP02 // 2L1T SRMU Gas Tank Loose Material from DFE | 400 | 01-09-2025 | 01-09-2025 |  |  | PO-SEP-6034/DF250831-400-SEP
safety-[ | none : 2L1T safety stock | RMU | ROH | DF240603031 | Black rubber gasket (φ6-12 2mm) | 10674 | 2694 | 7980 | 6100K013 | 1-1-1-1 | consumption | 2025-09-21 | SEP |  | JD01-Jeddah Central Warehouse | 2026-12-31 | 2026-12-17 | 0 | [5 empty] | Work in Process Material Issue | 7476700
safety-[ | none : 2L1T safety stock | RMU | ROH | DF240603031 | Black rubber gasket (φ6-12 2mm) | 7980 | 6000 | 1980 | 6100K013 | 1-1-1-1 | consumption | 2025-09-24 | SEP |  | JD01-Jeddah Central Warehouse | 2026-12-31 | 2026-12-17 | 0 | [5 empty] | Work in Process Material Issue | 7564867
safety-[ | none : 2L1T safety stock | RMU | ROH | DF240603031 | Black rubber gasket (φ6-12 2mm) | 1980 | 1440 | 540 | 6100K013 | 1-1-1-1 | consumption | 2025-09-25 | SEP |  | JD01-Jeddah Central Warehouse | 2026-12-31 | 2026-12-17 | 0 | [5 empty] | Work in Process Material Issue | 7587843
safety-[ | none : 2L1T safety stock | RMU | ROH | DF240603031 | Black rubber gasket (φ6-12 2mm) | 540 | 540 | 0 | 6100K013 | 1-1-1-1 | consumption | 2025-10-26 | SEP |  | JD01-Jeddah Central Warehouse | 2026-12-31 | 2026-12-17 | 0 | [5 empty] | Work in Process Material Issue | 8335160
safety-[ | none : 2L1T safety stock | RMU | ROH | DF240603003 | Blind Rivet (φ3.2*7) | 1186 | 1040 | 146 | 6100K013 | PLT1-1-1-K013_SEP | inventory | 2025-10-28 | DFE-LV |  | JD01-Jeddah Central Warehouse | 2026-12-31 | 2026-12-17 | 0
safety-[ | none : 2L1T safety stock | RMU | ROH | DF240603003 | Blind Rivet (φ3.2*7) | 146 | 146 | 0 | 6100K013 | R55-P-1-K013_SEP | inventory | 2025-10-28 | DFE-LV |  | JD01-Jeddah Central Warehouse | 2026-12-31 | 2026-12-17 | 0
safety-[ | none : 2L1T safety stock | RMU | ROH | DF209001751 | Buckle A104 Stainless Steel Single hole φ12 | 1186 | 392 | 794 | 6100K013 | 1-1-1-1 | consumption | 2025-09-21 | Outer Enclosure |  | JD01-Jeddah Central Warehouse | 2026-12-31 | 2026-12-17 | 0 | [5 empty] | Work in Process Material Issue | 7485820
safety-[ | none : 2L1T safety stock | RMU | ROH | DF209001751 | Buckle A104 Stainless Steel Single hole φ12 | 794 | 320 | 474 | 6100K013 | 1-1-1-1 | consumption | 2025-09-22 | Outer Enclosure |  | JD01-Jeddah Central Warehouse | 2026-12-31 | 2026-12-17 | 0 | [5 empty] | Work in Process Material Issue | 7513366
safety-[ | none : 2L1T safety stock | RMU | ROH | DF209001751 | Buckle A104 Stainless Steel Single hole φ12 | 474 | 474 | 0 | 6100K013 | 1-1-1-1 | consumption | 2025-09-24 | Outer Enclosure |  | JD01-Jeddah Central Warehouse | 2026-12-31 | 2026-12-17 | 0 | [5 empty] | Work in Process Material Issue | 7562534
safety-[ | none : 2L1T safety stock | RMU | ROH | 5ST.0818.0002 | Button protection cover | 5337 | 2358 | 2979 | 6100K013 | 1-1-1-1 | inventory | 2025-10-28 | DFE-Consumables |  | JD01-Jeddah Central Warehouse | 2026-12-31 | 2026-12-17 | 0
safety-[ | none : 2L1T safety stock | RMU | ROH | 5ST.0818.0002 | Button protection cover | 2979 | 711 | 2268 | 6100K013 | R59-P-1-K013_SEP | inventory | 2025-10-28 | DFE-Consumables |  | JD01-Jeddah Central Warehouse | 2026-12-31 | 2026-12-17 | 0
safety-[ | none : 2L1T safety stock | RMU | ROH | 5ST.0818.0002 | Button protection cover | 2268 | 680 | 1588 | 6100K013 | BOX10-1-1-K013_SEP | inventory | 2025-10-28 | DFE-Consumables |  | JD01-Jeddah Central Warehouse | 2026-12-31 | 2026-12-17 | 0
safety-[ | none : 2L1T safety stock | RMU | ROH | 5ST.0818.0002 | Button protection cover | 1588 | 420 | 1168 | 6100KDP02 | BOX1-1-1-K013_SEP | inventory | 2025-10-28 | DFE-Consumables |  | JD01-Jeddah Central Warehouse | 2026-12-31 | 2026-12-17 | 0
safety-[ | none : 2L1T safety stock | RMU | ROH | 5ST.0818.0002 | Button protection cover | 1168 | 218 | 950 | 6100K013 | NEW.FLR-1-1-K013_SEP | inventory | 2025-10-28 | DFE-Consumables |  | JD01-Jeddah Central Warehouse | 2026-12-31 | 2026-12-17 | 0
safety-[ | none : 2L1T safety stock | RMU | ROH | 5ST.0818.0002 | Button protection cover | 950 | 950 | 0 | 6100K013 | 1-1-1-1 | consumption | 2025-10-16 | DFE-Consumables |  | JD01-Jeddah Central Warehouse | 2026-12-31 | 2026-12-17 | 0 | [5 empty] | Work in Process Pick | 8149420
safety-[ | none : 2L1T safety stock | RMU | ROH | 8DF-580-0046 | C-A Phase Bus | 1186 | 571 | 615 | 6100K013 | 1-1-1-1 | consumption | 2025-09-21 | DFE-Gas Tank |  | JD01-Jeddah Central Warehouse | 2026-12-31 | 2026-12-17 | 0 | [5 empty] | Work in Process Material Issue | 7452536
safety-[ | none : 2L1T safety stock | RMU | ROH | 8DF-580-0046 | C-A Phase Bus | 615 | 224 | 391 | 6100K013 | BOX92-1-1-K013_SEP | consumption | 2025-10-23 | DFE-Gas Tank |  | JD01-Jeddah Central Warehouse | 2026-12-31 | 2026-12-17 | 0 | [5 empty] | Work in Process Pick | 8281274
safety-[ | none : 2L1T safety stock | RMU | ROH | 8DF-580-0046 | C-A Phase Bus | 391 | 391 | 0 | 6100KDP02 | PO-SEP-6034-[28] | GR_in_process | 2025-11-30 | DFE-Gas Tank |  | JD01-Jeddah Central Warehouse | 2026-12-31 | 2026-12-17 | 0 | Dongfang Electronics International Engineering Co. Ltd | 6100KDP02 // 2L1T SRMU Gas Tank Loose Material from DFE | 800 | 01-09-2025 | 01-09-2025 |  |  | PO-SEP-6034/DF250831-400-SEP
safety-[ | none : 2L1T safety stock | RMU | ROH | 8DF-580-0047 | C-A Phase Grounding Bar | 1186 | 571 | 615 | 6100K013 | 1-1-1-1 | consumption | 2025-09-21 | DFE-Gas Tank |  | JD01-Jeddah Central Warehouse | 2026-12-31 | 2026-12-17 | 0 | [5 empty] | Work in Process Material Issue | 7452539
safety-[ | none : 2L1T safety stock | RMU | ROH | 8DF-580-0047 | C-A Phase Grounding Bar | 615 | 224 | 391 | 6100K013 | BOX92-1-1-K013_SEP | consumption | 2025-10-23 | DFE-Gas Tank |  | JD01-Jeddah Central Warehouse | 2026-12-31 | 2026-12-17 | 0 | [5 empty] | Work in Process Pick | 8281277
safety-[ | none : 2L1T safety stock | RMU | ROH | 8DF-580-0047 | C-A Phase Grounding Bar | 391 | 391 | 0 | 6100KDP02 | PO-SEP-6034-[31] | GR_in_process | 2025-11-30 | DFE-Gas Tank |  | JD01-Jeddah Central Warehouse | 2026-12-31 | 2026-12-17 | 0 | Dongfang Electronics International Engineering Co. Ltd | 6100KDP02 // 2L1T SRMU Gas Tank Loose Material from DFE | 800 | 01-09-2025 | 01-09-2025 |  |  | PO-SEP-6034/DF250831-400-SEP
safety-[ | none : 2L1T safety stock | RMU | ROH | 8DF-580-0048 | C-B Phase Bus | 1186 | 571 | 615 | 6100K013 | 1-1-1-1 | consumption | 2025-09-21 | DFE-Gas Tank |  | JD01-Jeddah Central Warehouse | 2026-12-31 | 2026-12-17 | 0 | [5 empty] | Work in Process Material Issue | 7452537
safety-[ | none : 2L1T safety stock | RMU | ROH | 8DF-580-0048 | C-B Phase Bus | 615 | 224 | 391 | 6100K013 | BOX92-1-1-K013_SEP | consumption | 2025-10-23 | DFE-Gas Tank |  | JD01-Jeddah Central Warehouse | 2026-12-31 | 2026-12-17 | 0 | [5 empty] | Work in Process Pick | 8281280
safety-[ | none : 2L1T safety stock | RMU | ROH | 8DF-580-0048 | C-B Phase Bus | 391 | 391 | 0 | 6100KDP02 | PO-SEP-6034-[29] | GR_in_process | 2025-11-30 | DFE-Gas Tank |  | JD01-Jeddah Central Warehouse | 2026-12-31 | 2026-12-17 | 0 | Dongfang Electronics International Engineering Co. Ltd | 6100KDP02 // 2L1T SRMU Gas Tank Loose Material from DFE | 800 | 01-09-2025 | 01-09-2025 |  |  | PO-SEP-6034/DF250831-400-SEP
safety-[ | none : 2L1T safety stock | RMU | ROH | 8DF-580-0049 | C-B Phase Grounding Bar | 1186 | 571 | 615 | 6100K013 | 1-1-1-1 | consumption | 2025-09-21 | DFE-Gas Tank |  | JD01-Jeddah Central Warehouse | 2026-12-31 | 2026-12-17 | 0 | [5 empty] | Work in Process Material Issue | 7452540
safety-[ | none : 2L1T safety stock | RMU | ROH | 8DF-580-0049 | C-B Phase Grounding Bar | 615 | 224 | 391 | 6100K013 | BOX92-1-1-K013_SEP | consumption | 2025-10-23 | DFE-Gas Tank |  | JD01-Jeddah Central Warehouse | 2026-12-31 | 2026-12-17 | 0 | [5 empty] | Work in Process Pick | 8281283
safety-[ | none : 2L1T safety stock | RMU | ROH | 8DF-580-0049 | C-B Phase Grounding Bar | 391 | 391 | 0 | 6100KDP02 | PO-SEP-6034-[32] | GR_in_process | 2025-11-30 | DFE-Gas Tank |  | JD01-Jeddah Central Warehouse | 2026-12-31 | 2026-12-17 | 0 | Dongfang Electronics International Engineering Co. Ltd | 6100KDP02 // 2L1T SRMU Gas Tank Loose Material from DFE | 800 | 01-09-2025 | 01-09-2025 |  |  | PO-SEP-6034/DF250831-400-SEP
safety-[ | none : 2L1T safety stock | RMU | ROH | 8DF-580-0050 | C-C Phase Bus | 1186 | 571 | 615 | 6100K013 | 1-1-1-1 | consumption | 2025-09-21 | DFE-Gas Tank |  | JD01-Jeddah Central Warehouse | 2026-12-31 | 2026-12-17 | 0 | [5 empty] | Work in Process Material Issue | 7452538
safety-[ | none : 2L1T safety stock | RMU | ROH | 8DF-580-0050 | C-C Phase Bus | 615 | 224 | 391 | 6100K013 | BOX92-1-1-K013_SEP | consumption | 2025-10-23 | DFE-Gas Tank |  | JD01-Jeddah Central Warehouse | 2026-12-31 | 2026-12-17 | 0 | [5 empty] | Work in Process Pick | 8281286
safety-[ | none : 2L1T safety stock | RMU | ROH | 8DF-580-0050 | C-C Phase Bus | 391 | 391 | 0 | 6100KDP02 | PO-SEP-6034-[30] | GR_in_process | 2025-11-30 | DFE-Gas Tank |  | JD01-Jeddah Central Warehouse | 2026-12-31 | 2026-12-17 | 0 | Dongfang Electronics International Engineering Co. Ltd | 6100KDP02 // 2L1T SRMU Gas Tank Loose Material from DFE | 800 | 01-09-2025 | 01-09-2025 |  |  | PO-SEP-6034/DF250831-400-SEP
safety-[ | none : 2L1T safety stock | RMU | ROH | 8DF-580-0051 | C-C Phase Grounding Bar | 1186 | 571 | 615 | 6100K013 | 1-1-1-1 | consumption | 2025-09-21 | DFE-Gas Tank |  | JD01-Jeddah Central Warehouse | 2026-12-31 | 2026-12-17 | 0 | [5 empty] | Work in Process Material Issue | 7452541
safety-[ | none : 2L1T safety stock | RMU | ROH | 8DF-580-0051 | C-C Phase Grounding Bar | 615 | 224 | 391 | 6100K013 | BOX92-1-1-K013_SEP | consumption | 2025-10-23 | DFE-Gas Tank |  | JD01-Jeddah Central Warehouse | 2026-12-31 | 2026-12-17 | 0 | [5 empty] | Work in Process Pick | 8281289
safety-[ | none : 2L1T safety stock | RMU | ROH | 8DF-580-0051 | C-C Phase Grounding Bar | 391 | 391 | 0 | 6100KDP02 | PO-SEP-6034-[33] | GR_in_process | 2025-11-30 | DFE-Gas Tank |  | JD01-Jeddah Central Warehouse | 2026-12-31 | 2026-12-17 | 0 | Dongfang Electronics International Engineering Co. Ltd | 6100KDP02 // 2L1T SRMU Gas Tank Loose Material from DFE | 800 | 01-09-2025 | 01-09-2025 |  |  | PO-SEP-6034/DF250831-400-SEP
safety-[ | none : 2L1T safety stock | RMU | ROH | DF240510022 | Wire harness (black)BVR-1.5mm² | 15418 | 9920 | 5498 | free_stock | 1-1-1-1 | inventory | 2025-10-28 | DFE-LV |  | JD01-Jeddah Central Warehouse | 2026-12-31 | 2026-12-17 | 0
safety-[ | none : 2L1T safety stock | RMU | ROH | DF240510022 | Wire harness (black)BVR-1.5mm² | 5498 | 5498 | 0 | 6100K013 | NEW.FLR-1-1-K013_SEP | inventory | 2025-10-28 | DFE-LV |  | JD01-Jeddah Central Warehouse | 2026-12-31 | 2026-12-17 | 0
safety-[ | none : 2L1T safety stock | RMU | ROH | DF240510023 | Wire harness (black)BVR-2.5mm² | 1779 | 1779 | 0 | 6100K013 | R19-J-1-K013_SEP | inventory | 2025-10-28 | DFE-LV |  | JD01-Jeddah Central Warehouse | 2026-12-31 | 2026-12-17 | 0
safety-[ | none : 2L1T safety stock | RMU | ROH | DF240510024 | Wire harness (black)BVR-4.0mm² | 21348 | 13019.5 | 8328.5 | 6100K013 | 1-1-1-1 | inventory | 2025-10-28 | DFE-LV |  | JD01-Jeddah Central Warehouse | 2026-12-31 | 2026-12-17 | 0
safety-[ | none : 2L1T safety stock | RMU | ROH | DF240510024 | Wire harness (black)BVR-4.0mm² | 8328.5 | 4555 | 3773.5 | 6100K013 | NEW.FLR-1-1-K013_SEP | inventory | 2025-10-28 | DFE-LV |  | JD01-Jeddah Central Warehouse | 2026-12-31 | 2026-12-17 | 0
safety-[ | none : 2L1T safety stock | RMU | ROH | DF240510024 | Wire harness (black)BVR-4.0mm² | 3773.5 | 80 | 3693.5 | 6100K013 | R73-I-1-K013_SEP | inventory | 2025-10-28 | DFE-LV |  | JD01-Jeddah Central Warehouse | 2026-12-31 | 2026-12-17 | 0
safety-[ | none : 2L1T safety stock | RMU | ROH | DF240510024 | Wire harness (black)BVR-4.0mm² | 3693.5 | 3693.5 | 0 | 6100K013 | 1-1-1-1 | consumption | 2025-09-18 | DFE-LV |  | JD01-Jeddah Central Warehouse | 2026-12-31 | 2026-12-17 | 0 | [5 empty] | Work in Process Material Issue | 7408985
safety-[ | none : 2L1T safety stock | RMU | ROH | DF241126003 | Wire harness (Blue)BVR-1.5mm² | 34394 | 2794 | 31600 | 6100K013 | R19-A-1-K013_SEP | inventory | 2025-10-28 | DFE-LV |  | JD01-Jeddah Central Warehouse | 2026-12-31 | 2026-12-17 | 0
safety-[ | none : 2L1T safety stock | RMU | ROH | DF241126003 | Wire harness (Blue)BVR-1.5mm² | 31600 | 13920 | 17680 | 6100K013 | 1-1-1-1 | consumption | 2025-09-18 | DFE-LV |  | JD01-Jeddah Central Warehouse | 2026-12-31 | 2026-12-17 | 0 | [5 empty] | Work in Process Material Issue | 7409018
safety-[ | none : 2L1T safety stock | RMU | ROH | DF241126003 | Wire harness (Blue)BVR-1.5mm² | 17680 | 13920 | 3760 | 6100K013 | 1-1-1-1 | consumption | 2025-09-21 | DFE-LV |  | JD01-Jeddah Central Warehouse | 2026-12-31 | 2026-12-17 | 0 | [5 empty] | Work in Process Material Issue | 7480570
safety-[ | none : 2L1T safety stock | RMU | ROH | DF241126003 | Wire harness (Blue)BVR-1.5mm² | 3760 | 3760 | 0 | 6100K013 | R19-A-1-K013_SEP | consumption | 2025-10-21 | DFE-LV |  | JD01-Jeddah Central Warehouse | 2026-12-31 | 2026-12-17 | 0 | [5 empty] | Work in Process Pick | 8236619
safety-[ | none : 2L1T safety stock | RMU | ROH | DF250303002 | Wire harness (Blue)BVR-4.0mm² | 4744 | 710 | 4034 | 6100K013 | NEW.FLR-1-1-K013_SEP | inventory | 2025-10-28 | DFE-LV |  | JD01-Jeddah Central Warehouse | 2026-12-31 | 2026-12-17 | 0
safety-[ | none : 2L1T safety stock | RMU | ROH | DF250303002 | Wire harness (Blue)BVR-4.0mm² | 4034 | 462 | 3572 | free_stock | 1-1-1-1 | inventory | 2025-10-28 | DFE-LV |  | JD01-Jeddah Central Warehouse | 2026-12-31 | 2026-12-17 | 0
safety-[ | none : 2L1T safety stock | RMU | ROH | DF250303002 | Wire harness (Blue)BVR-4.0mm² | 3572 | 172 | 3400 | free_stock | R19-J-1-K013_SEP | inventory | 2025-10-28 | DFE-LV |  | JD01-Jeddah Central Warehouse | 2026-12-31 | 2026-12-17 | 0
safety-[ | none : 2L1T safety stock | RMU | ROH | DF250303002 | Wire harness (Blue)BVR-4.0mm² | 3400 | 3400 | 0 | 6100K013 | 1-1-1-1 | consumption | 2025-09-18 | DFE-LV |  | JD01-Jeddah Central Warehouse | 2026-12-31 | 2026-12-17 | 0 | [5 empty] | Work in Process Material Issue | 7417754
safety-[ | none : 2L1T safety stock | RMU | ROH | DF241126004 | Wire harness (grey)BVR-1.5mm² | 139948 | 39000 | 100948 | 6100K013 | R14-K-1-K013_SEP | inventory | 2025-10-28 | DFE-LV |  | JD01-Jeddah Central Warehouse | 2026-12-31 | 2026-12-17 | 0
safety-[ | none : 2L1T safety stock | RMU | ROH | DF241126004 | Wire harness (grey)BVR-1.5mm² | 100948 | 39000 | 61948 | 6100K013 | R17-K-1-K013_SEP | inventory | 2025-10-28 | DFE-LV |  | JD01-Jeddah Central Warehouse | 2026-12-31 | 2026-12-17 | 0
safety-[ | none : 2L1T safety stock | RMU | ROH | DF241126004 | Wire harness (grey)BVR-1.5mm² | 61948 | 39000 | 22948 | 6100K013 | R57-P-1-K013_SEP | inventory | 2025-10-28 | DFE-LV |  | JD01-Jeddah Central Warehouse | 2026-12-31 | 2026-12-17 | 0
safety-[ | none : 2L1T safety stock | RMU | ROH | DF241126004 | Wire harness (grey)BVR-1.5mm² | 22948 | 22948 | 0 | 6100K013 | R57-Q-1-1 | inventory | 2025-10-28 | DFE-LV |  | JD01-Jeddah Central Warehouse | 2026-12-31 | 2026-12-17 | 0
safety-[ | none : 2L1T safety stock | RMU | ROH | DF241126008 | Wire harness (grey)BVR-2.5mm² | 19569 | 4360 | 15209 | 6100K013 | NEW.FLR-1-1-K013_SEP | inventory | 2025-10-28 | DFE-LV |  | JD01-Jeddah Central Warehouse | 2026-12-31 | 2026-12-17 | 0
safety-[ | none : 2L1T safety stock | RMU | ROH | DF241126008 | Wire harness (grey)BVR-2.5mm² | 15209 | 1176 | 14033 | 6100K013 | R67-B-1-K013_SEP | inventory | 2025-10-28 | DFE-LV |  | JD01-Jeddah Central Warehouse | 2026-12-31 | 2026-12-17 | 0
safety-[ | none : 2L1T safety stock | RMU | ROH | DF241126008 | Wire harness (grey)BVR-2.5mm² | 14033 | 14 | 14019 | 6100K013 | R18-A-1-K013_SEP | inventory | 2025-10-28 | DFE-LV |  | JD01-Jeddah Central Warehouse | 2026-12-31 | 2026-12-17 | 0
safety-[ | none : 2L1T safety stock | RMU | ROH | DF241126008 | Wire harness (grey)BVR-2.5mm² | 14019 | 10680 | 3339 | 6100K013 | 1-1-1-1 | consumption | 2025-09-18 | DFE-LV |  | JD01-Jeddah Central Warehouse | 2026-12-31 | 2026-12-17 | 0 | [5 empty] | Work in Process Material Issue | 7409021
safety-[ | none : 2L1T safety stock | RMU | ROH | DF241126008 | Wire harness (grey)BVR-2.5mm² | 3339 | 2000 | 1339 | 6100K013 | R67-B-1-K013_SEP | consumption | 2025-10-19 | DFE-LV |  | JD01-Jeddah Central Warehouse | 2026-12-31 | 2026-12-17 | 0 | [5 empty] | Work in Process Pick | 8178518
safety-[ | none : 2L1T safety stock | RMU | ROH | DF241126008 | Wire harness (grey)BVR-2.5mm² | 1339 | 1339 | 0 | 6100K013 | 1-1-1-1 | consumption | 2025-09-21 | DFE-LV |  | JD01-Jeddah Central Warehouse | 2026-12-31 | 2026-12-17 | 0 | [5 empty] | Work in Process Material Issue | 7480573
safety-[ | none : 2L1T safety stock | RMU | ROH | DF241126001 | Wire harness (Red)BVR-1.5mm² | 5337 | 2490 | 2847 | 6100K013 | R18-J-1-K013_SEP | inventory | 2025-10-28 | DFE-LV |  | JD01-Jeddah Central Warehouse | 2026-12-31 | 2026-12-17 | 0
safety-[ | none : 2L1T safety stock | RMU | ROH | DF241126001 | Wire harness (Red)BVR-1.5mm² | 2847 | 1335 | 1512 | 6100K013 | R57-H-1-K013_SEP | inventory | 2025-10-28 | DFE-LV |  | JD01-Jeddah Central Warehouse | 2026-12-31 | 2026-12-17 | 0
safety-[ | none : 2L1T safety stock | RMU | ROH | DF241126001 | Wire harness (Red)BVR-1.5mm² | 1512 | 690 | 822 | 6100K013 | NEW.FLR-1-1-K013_SEP | inventory | 2025-10-28 | DFE-LV |  | JD01-Jeddah Central Warehouse | 2026-12-31 | 2026-12-17 | 0
safety-[ | none : 2L1T safety stock | RMU | ROH | DF241126001 | Wire harness (Red)BVR-1.5mm² | 822 | 27 | 795 | 6100K013 | 1-1-1-1 | inventory | 2025-10-28 | DFE-LV |  | JD01-Jeddah Central Warehouse | 2026-12-31 | 2026-12-17 | 0
safety-[ | none : 2L1T safety stock | RMU | ROH | DF241126001 | Wire harness (Red)BVR-1.5mm² | 795 | 795 | 0 | 6100K013 | 1-1-1-1 | consumption | 2025-09-18 | DFE-LV |  | JD01-Jeddah Central Warehouse | 2026-12-31 | 2026-12-17 | 0 | [5 empty] | Work in Process Material Issue | 7409016
safety-[ | none : 2L1T safety stock | RMU | ROH | DF241126005 | Wire harness (Red)BVR-2.5mm² | 1779 | 1779 | 0 | 6100K013 | R18-A-1-K013_SEP | inventory | 2025-10-28 | DFE-LV |  | JD01-Jeddah Central Warehouse | 2026-12-31 | 2026-12-17 | 0
safety-[ | none : 2L1T safety stock | RMU | ROH | DF241126009 | Wire harness (Red)BVR-4.0mm² | 7709 | 3099 | 4610 | 6100K013 | 1-1-1-1 | inventory | 2025-10-28 | DFE-LV |  | JD01-Jeddah Central Warehouse | 2026-12-31 | 2026-12-17 | 0
safety-[ | none : 2L1T safety stock | RMU | ROH | DF241126009 | Wire harness (Red)BVR-4.0mm² | 4610 | 3090 | 1520 | 6100K013 | R67-B-1-K013_SEP | inventory | 2025-10-28 | DFE-LV |  | JD01-Jeddah Central Warehouse | 2026-12-31 | 2026-12-17 | 0
safety-[ | none : 2L1T safety stock | RMU | ROH | DF241126009 | Wire harness (Red)BVR-4.0mm² | 1520 | 1520 | 0 | 6100K013 | R19-K-1-K013_SEP | inventory | 2025-10-28 | DFE-LV |  | JD01-Jeddah Central Warehouse | 2026-12-31 | 2026-12-17 | 0
safety-[ | none : 2L1T safety stock | RMU | ROH | DF241126002 | Wire harness (Yellow)BVR-1.5mm² | 5337 | 2067 | 3270 | 6100K013 | 1-1-1-1 | inventory | 2025-10-28 | DFE-LV |  | JD01-Jeddah Central Warehouse | 2026-12-31 | 2026-12-17 | 0
safety-[ | none : 2L1T safety stock | RMU | ROH | DF241126002 | Wire harness (Yellow)BVR-1.5mm² | 3270 | 1335 | 1935 | 6100K013 | R57-H-1-K013_SEP | inventory | 2025-10-28 | DFE-LV |  | JD01-Jeddah Central Warehouse | 2026-12-31 | 2026-12-17 | 0
safety-[ | none : 2L1T safety stock | RMU | ROH | DF241126002 | Wire harness (Yellow)BVR-1.5mm² | 1935 | 690 | 1245 | 6100K013 | NEW.FLR-1-1-K013_SEP | inventory | 2025-10-28 | DFE-LV |  | JD01-Jeddah Central Warehouse | 2026-12-31 | 2026-12-17 | 0
safety-[ | none : 2L1T safety stock | RMU | ROH | DF241126002 | Wire harness (Yellow)BVR-1.5mm² | 1245 | 450 | 795 | 6100K013 | R18-J-1-K013_SEP | inventory | 2025-10-28 | DFE-LV |  | JD01-Jeddah Central Warehouse | 2026-12-31 | 2026-12-17 | 0
safety-[ | none : 2L1T safety stock | RMU | ROH | DF241126002 | Wire harness (Yellow)BVR-1.5mm² | 795 | 795 | 0 | 6100K013 | 1-1-1-1 | consumption | 2025-09-18 | DFE-LV |  | JD01-Jeddah Central Warehouse | 2026-12-31 | 2026-12-17 | 0 | [5 empty] | Work in Process Material Issue | 7409017
safety-[ | none : 2L1T safety stock | RMU | ROH | DF250303001 | Wire harness (Yellow)BVR-4.0mm² | 4744 | 710 | 4034 | 6100K013 | NEW.FLR-1-1-K013_SEP | inventory | 2025-10-28 | DFE-LV |  | JD01-Jeddah Central Warehouse | 2026-12-31 | 2026-12-17 | 0
safety-[ | none : 2L1T safety stock | RMU | ROH | DF250303001 | Wire harness (Yellow)BVR-4.0mm² | 4034 | 634 | 3400 | free_stock | R67-B-1-K013_SEP | inventory | 2025-10-28 | DFE-LV |  | JD01-Jeddah Central Warehouse | 2026-12-31 | 2026-12-17 | 0
safety-[ | none : 2L1T safety stock | RMU | ROH | DF250303001 | Wire harness (Yellow)BVR-4.0mm² | 3400 | 3400 | 0 | 6100K013 | 1-1-1-1 | consumption | 2025-09-18 | DFE-LV |  | JD01-Jeddah Central Warehouse | 2026-12-31 | 2026-12-17 | 0 | [5 empty] | Work in Process Material Issue | 7417753
safety-[ | none : 2L1T safety stock | RMU | ROH | DF240510039 | CT+ECT (75A/1A+75A/225mV) | 1779 | 743 | 1036 | 6100K013 | 1-1-1-1 | consumption | 2025-09-17 | SEP |  | JD01-Jeddah Central Warehouse | 2026-12-31 | 2026-12-17 | 0 | [5 empty] | Work in Process Material Issue | 7370411
safety-[ | none : 2L1T safety stock | RMU | ROH | DF240510039 | CT+ECT (75A/1A+75A/225mV) | 1036 | 720 | 316 | 6100K013 | 1-1-1-1 | consumption | 2025-09-18 | SEP |  | JD01-Jeddah Central Warehouse | 2026-12-31 | 2026-12-17 | 0 | [5 empty] | Work in Process Material Issue | 7402093
safety-[ | none : 2L1T safety stock | RMU | ROH | DF240510039 | CT+ECT (75A/1A+75A/225mV) | 316 | 316 | 0 | 6100K013 | 1-1-1-1 | consumption | 2025-09-22 | SEP |  | JD01-Jeddah Central Warehouse | 2026-12-31 | 2026-12-17 | 0 | [5 empty] | Work in Process Material Issue | 7503151
safety-[ | none : 2L1T safety stock | RMU | HALB | 8DF.0818.0006 | CV Bonding Bar M410 | 1779 | 609 | 1170 | 6100K013 | 1-1-1-1 | consumption | 2025-09-21 | DFE-Gas Tank |  | JD01-Jeddah Central Warehouse | 2026-12-31 | 2026-12-17 | 0 | [5 empty] | Work in Process Material Issue | 7452545
safety-[ | none : 2L1T safety stock | RMU | HALB | 8DF.0818.0006 | CV Bonding Bar M410 | 1170 | 336 | 834 | 6100K013 | BOX92-1-1-K013_SEP | consumption | 2025-10-23 | DFE-Gas Tank |  | JD01-Jeddah Central Warehouse | 2026-12-31 | 2026-12-17 | 0 | [5 empty] | Work in Process Pick | 8272285
safety-[ | none : 2L1T safety stock | RMU | HALB | 8DF.0818.0006 | CV Bonding Bar M410 | 834 | 834 | 0 | 6100KDP02 | PO-SEP-6034-[23] | GR_in_process | 2025-11-30 | DFE-Gas Tank |  | JD01-Jeddah Central Warehouse | 2026-12-31 | 2026-12-17 | 0 | Dongfang Electronics International Engineering Co. Ltd | 6100KDP02 // 2L1T SRMU Gas Tank Loose Material from DFE | 1200 | 01-09-2025 | 01-09-2025 |  |  | PO-SEP-6034/DF250831-400-SEP
safety-[ | none : 2L1T safety stock | RMU | ROH | 8DF.0815.0153 | CVC Common Enclosure Bottom Bar | 1186 | 736 | 450 | 6100K013 | 1-1-1-1 | consumption | 2025-09-14 | DFE-Gas Tank |  | JD01-Jeddah Central Warehouse | 2026-12-31 | 2026-12-17 | 0 | [5 empty] | Work in Process Material Issue | 7272402
safety-[ | none : 2L1T safety stock | RMU | ROH | 8DF.0815.0153 | CVC Common Enclosure Bottom Bar | 450 | 224 | 226 | 6100K013 | BOX92-1-1-K013_SEP | consumption | 2025-10-23 | DFE-Gas Tank |  | JD01-Jeddah Central Warehouse | 2026-12-31 | 2026-12-17 | 0 | [5 empty] | Work in Process Pick | 8281117
safety-[ | none : 2L1T safety stock | RMU | ROH | 8DF.0815.0153 | CVC Common Enclosure Bottom Bar | 226 | 226 | 0 | 6100KDP02 | PO-SEP-6034-[72] | GR_in_process | 2025-11-30 | DFE-Gas Tank |  | JD01-Jeddah Central Warehouse | 2026-12-31 | 2026-12-17 | 0 | Dongfang Electronics International Engineering Co. Ltd | 6100KDP02 // 2L1T SRMU Gas Tank Loose Material from DFE | 800 | 01-09-2025 | 01-09-2025 |  |  | PO-SEP-6034/DF250831-400-SEP
safety-[ | none : 2L1T safety stock | RMU | ROH | 8DF.0818.0001 | CVC Front Plate | 593 | 193 | 400 | 6100K013 | 1-1-1-1 | consumption | 2025-09-14 | DFE-Gas Tank |  | JD01-Jeddah Central Warehouse | 2026-12-31 | 2026-12-17 | 0 | [5 empty] | Work in Process Material Issue | 7272401
safety-[ | none : 2L1T safety stock | RMU | ROH | 8DF.0818.0001 | CVC Front Plate | 400 | 112 | 288 | 6100K013 | BOX92-1-1-K013_SEP | consumption | 2025-10-23 | DFE-Gas Tank |  | JD01-Jeddah Central Warehouse | 2026-12-31 | 2026-12-17 | 0 | [5 empty] | Work in Process Pick | 8272276
safety-[ | none : 2L1T safety stock | RMU | ROH | 8DF.0818.0001 | CVC Front Plate | 288 | 288 | 0 | 6100KDP02 | PO-SEP-6034-[71] | GR_in_process | 2025-11-30 | DFE-Gas Tank |  | JD01-Jeddah Central Warehouse | 2026-12-31 | 2026-12-17 | 0 | Dongfang Electronics International Engineering Co. Ltd | 6100KDP02 // 2L1T SRMU Gas Tank Loose Material from DFE | 400 | 01-09-2025 | 01-09-2025 |  |  | PO-SEP-6034/DF250831-400-SEP
safety-[ | none : 2L1T safety stock | RMU | ROH | 8DF.0818.0003 | CVC Rear Plate | 593 | 193 | 400 | 6100K013 | 1-1-1-1 | consumption | 2025-09-21 | DFE-Gas Tank |  | JD01-Jeddah Central Warehouse | 2026-12-31 | 2026-12-17 | 0 | [5 empty] | Work in Process Material Issue | 7449944
safety-[ | none : 2L1T safety stock | RMU | ROH | 8DF.0818.0003 | CVC Rear Plate | 400 | 112 | 288 | 6100K013 | BOX92-1-1-K013_SEP | consumption | 2025-10-23 | DFE-Gas Tank |  | JD01-Jeddah Central Warehouse | 2026-12-31 | 2026-12-17 | 0 | [5 empty] | Work in Process Pick | 8272282
safety-[ | none : 2L1T safety stock | RMU | ROH | 8DF.0818.0003 | CVC Rear Plate | 288 | 288 | 0 | 6100KDP02 | PO-SEP-6034-[85] | GR_in_process | 2025-11-30 | DFE-Gas Tank |  | JD01-Jeddah Central Warehouse | 2026-12-31 | 2026-12-17 | 0 | Dongfang Electronics International Engineering Co. Ltd | 6100KDP02 // 2L1T SRMU Gas Tank Loose Material from DFE | 400 | 01-09-2025 | 01-09-2025 |  |  | PO-SEP-6034/DF250831-400-SEP
safety-[ | none : 2L1T safety stock | RMU | ROH | 8DF.0818.0002 | CVC Side Plate | 1186 | 826 | 360 | 6100K013 | 1-1-1-1 | consumption | 2025-09-14 | DFE-Gas Tank |  | JD01-Jeddah Central Warehouse | 2026-12-31 | 2026-12-17 | 0 | [5 empty] | Work in Process Material Issue | 7272400
safety-[ | none : 2L1T safety stock | RMU | ROH | 8DF.0818.0002 | CVC Side Plate | 360 | 224 | 136 | 6100K013 | BOX92-1-1-K013_SEP | consumption | 2025-10-23 | DFE-Gas Tank |  | JD01-Jeddah Central Warehouse | 2026-12-31 | 2026-12-17 | 0 | [5 empty] | Work in Process Pick | 8272279
safety-[ | none : 2L1T safety stock | RMU | ROH | 8DF.0818.0002 | CVC Side Plate | 136 | 136 | 0 | 6100KDP02 | PO-SEP-6034-[82] | GR_in_process | 2025-11-30 | DFE-Gas Tank |  | JD01-Jeddah Central Warehouse | 2026-12-31 | 2026-12-17 | 0 | Dongfang Electronics International Engineering Co. Ltd | 6100KDP02 // 2L1T SRMU Gas Tank Loose Material from DFE | 800 | 01-09-2025 | 01-09-2025 |  |  | PO-SEP-6034/DF250831-400-SEP
safety-[ | none : 2L1T safety stock | RMU | ROH | 8DF-217-0004 | Cable door guide sleeve | 3558 | 838 | 2720 | 6100K013 | 1-1-1-1 | consumption | 2025-09-18 | SEP |  | JD01-Jeddah Central Warehouse | 2026-12-31 | 2026-12-17 | 0 | [5 empty] | Work in Process Material Issue | 7406400
safety-[ | none : 2L1T safety stock | RMU | ROH | 8DF-217-0004 | Cable door guide sleeve | 2720 | 960 | 1760 | 6100K013 | 1-1-1-1 | consumption | 2025-09-21 | SEP |  | JD01-Jeddah Central Warehouse | 2026-12-31 | 2026-12-17 | 0 | [5 empty] | Work in Process Material Issue | 7476751
safety-[ | none : 2L1T safety stock | RMU | ROH | 8DF-217-0004 | Cable door guide sleeve | 1760 | 1760 | 0 | 6100K013 | 1-1-1-1 | consumption | 2025-09-24 | SEP |  | JD01-Jeddah Central Warehouse | 2026-12-31 | 2026-12-17 | 0 | [5 empty] | Work in Process Material Issue | 7564950
safety-[ | none : 2L1T safety stock | RMU | ROH | 8DF.0818.1093 | Cable room insulation board 1 | 3558 | 838 | 2720 | 6100K013 | 1-1-1-1 | consumption | 2025-09-18 | DFE-Consumables |  | JD01-Jeddah Central Warehouse | 2026-12-31 | 2026-12-17 | 0 | [5 empty] | Work in Process Material Issue | 7406396
safety-[ | none : 2L1T safety stock | RMU | ROH | 8DF.0818.1093 | Cable room insulation board 1 | 2720 | 960 | 1760 | 6100K013 | 1-1-1-1 | consumption | 2025-09-21 | DFE-Consumables |  | JD01-Jeddah Central Warehouse | 2026-12-31 | 2026-12-17 | 0 | [5 empty] | Work in Process Material Issue | 7476747
safety-[ | none : 2L1T safety stock | RMU | ROH | 8DF.0818.1093 | Cable room insulation board 1 | 1760 | 1760 | 0 | 6100K013 | 1-1-1-1 | consumption | 2025-09-24 | DFE-Consumables |  | JD01-Jeddah Central Warehouse | 2026-12-31 | 2026-12-17 | 0 | [5 empty] | Work in Process Material Issue | 7564946
safety-[ | none : 2L1T safety stock | RMU | ROH | DF240603045 | Charge indicator (DXN-T-FD/17.5) | 1779 | 334 | 1445 | 6100K013 | 1-1-1-1 | consumption | 2025-09-21 | DFE-Consumables |  | JD01-Jeddah Central Warehouse | 2026-12-31 | 2026-12-17 | 0 | [5 empty] | Work in Process Material Issue | 7476703
safety-[ | none : 2L1T safety stock | RMU | ROH | DF240603045 | Charge indicator (DXN-T-FD/17.5) | 1445 | 1000 | 445 | 6100K013 | 1-1-1-1 | consumption | 2025-09-24 | DFE-Consumables |  | JD01-Jeddah Central Warehouse | 2026-12-31 | 2026-12-17 | 0 | [5 empty] | Work in Process Material Issue | 7564869
safety-[ | none : 2L1T safety stock | RMU | ROH | DF240603045 | Charge indicator (DXN-T-FD/17.5) | 445 | 180 | 265 | 6100K013 | 1-1-1-1 | consumption | 2025-09-25 | DFE-Consumables |  | JD01-Jeddah Central Warehouse | 2026-12-31 | 2026-12-17 | 0 | [5 empty] | Work in Process Material Issue | 7587845
safety-[ | none : 2L1T safety stock | RMU | ROH | DF240603045 | Charge indicator (DXN-T-FD/17.5) | 265 | 265 | 0 | 6100K013 | 1-1-1-1 | consumption | 2025-10-26 | DFE-Consumables |  | JD01-Jeddah Central Warehouse | 2026-12-31 | 2026-12-17 | 0 | [5 empty] | Work in Process Material Issue | 8335162
safety-[ | none : 2L1T safety stock | RMU | ROH | 8DF.0818.1049 | Circuit Breaker Indicator | 593 | 423 | 170 | 6100K013 | 1-1-1-1 | consumption | 2025-09-21 | DFE-Gas Tank |  | JD01-Jeddah Central Warehouse | 2026-12-31 | 2026-12-17 | 0 | [5 empty] | Work in Process Material Issue | 7452534
safety-[ | none : 2L1T safety stock | RMU | ROH | 8DF.0818.1049 | Circuit Breaker Indicator | 170 | 112 | 58 | 6100K013 | BOX92-1-1-K013_SEP | consumption | 2025-10-23 | DFE-Gas Tank |  | JD01-Jeddah Central Warehouse | 2026-12-31 | 2026-12-17 | 0 | [5 empty] | Work in Process Pick | 8281268
safety-[ | none : 2L1T safety stock | RMU | ROH | 8DF.0818.1049 | Circuit Breaker Indicator | 58 | 58 | 0 | 6100KDP02 | PO-SEP-6034-[26] | GR_in_process | 2025-11-30 | DFE-Gas Tank |  | JD01-Jeddah Central Warehouse | 2026-12-31 | 2026-12-17 | 0 | Dongfang Electronics International Engineering Co. Ltd | 6100KDP02 // 2L1T SRMU Gas Tank Loose Material from DFE | 400 | 01-09-2025 | 01-09-2025 |  |  | PO-SEP-6034/DF250831-400-SEP
safety-[ | none : 2L1T safety stock | RMU | ROH | 5DF.0815.0201 | Circuit Breaker Mechanism | 593 | 423 | 170 | 6100K013 | 1-1-1-1 | consumption | 2025-09-21 | DFE-Gas Tank |  | JD01-Jeddah Central Warehouse | 2026-12-31 | 2026-12-17 | 0 | [5 empty] | Work in Process Material Issue | 7452524
safety-[ | none : 2L1T safety stock | RMU | ROH | 5DF.0815.0201 | Circuit Breaker Mechanism | 170 | 112 | 58 | 6100K013 | BOX92-1-1-K013_SEP | consumption | 2025-10-23 | DFE-Gas Tank |  | JD01-Jeddah Central Warehouse | 2026-12-31 | 2026-12-17 | 0 | [5 empty] | Work in Process Pick | 8281159
safety-[ | none : 2L1T safety stock | RMU | ROH | 5DF.0815.0201 | Circuit Breaker Mechanism | 58 | 58 | 0 | 6100KDP02 | PO-SEP-6034-[11] | GR_in_process | 2025-11-30 | DFE-Gas Tank |  | JD01-Jeddah Central Warehouse | 2026-12-31 | 2026-12-17 | 0 | Dongfang Electronics International Engineering Co. Ltd | 6100KDP02 // 2L1T SRMU Gas Tank Loose Material from DFE | 400 | 01-09-2025 | 01-09-2025 |  |  | PO-SEP-6034/DF250831-400-SEP
safety-[ | none : 2L1T safety stock | RMU | ROH | DF240424003 | Circuit Breaker Mechanism Mechanical Interlocking | 593 | 423 | 170 | 6100K013 | 1-1-1-1 | consumption | 2025-09-21 | DFE-Gas Tank |  | JD01-Jeddah Central Warehouse | 2026-12-31 | 2026-12-17 | 0 | [5 empty] | Work in Process Material Issue | 7452526
safety-[ | none : 2L1T safety stock | RMU | ROH | DF240424003 | Circuit Breaker Mechanism Mechanical Interlocking | 170 | 112 | 58 | 6100K013 | BOX92-1-1-K013_SEP | consumption | 2025-10-23 | DFE-Gas Tank |  | JD01-Jeddah Central Warehouse | 2026-12-31 | 2026-12-17 | 0 | [5 empty] | Work in Process Pick | 8281180
safety-[ | none : 2L1T safety stock | RMU | ROH | DF240424003 | Circuit Breaker Mechanism Mechanical Interlocking | 58 | 58 | 0 | 6100KDP02 | PO-SEP-6034-[13] | GR_in_process | 2025-11-30 | DFE-Gas Tank |  | JD01-Jeddah Central Warehouse | 2026-12-31 | 2026-12-17 | 0 | Dongfang Electronics International Engineering Co. Ltd | 6100KDP02 // 2L1T SRMU Gas Tank Loose Material from DFE | 400 | 01-09-2025 | 01-09-2025 |  |  | PO-SEP-6034/DF250831-400-SEP
safety-[ | none : 2L1T safety stock | RMU | ROH | DF240424004 | Circuit Breaker Mechanism Mounting Assembly | 593 | 423 | 170 | 6100K013 | 1-1-1-1 | consumption | 2025-09-21 | DFE-Gas Tank |  | JD01-Jeddah Central Warehouse | 2026-12-31 | 2026-12-17 | 0 | [5 empty] | Work in Process Material Issue | 7452527
safety-[ | none : 2L1T safety stock | RMU | ROH | DF240424004 | Circuit Breaker Mechanism Mounting Assembly | 170 | 112 | 58 | 6100K013 | BOX92-1-1-K013_SEP | consumption | 2025-10-23 | DFE-Gas Tank |  | JD01-Jeddah Central Warehouse | 2026-12-31 | 2026-12-17 | 0 | [5 empty] | Work in Process Pick | 8281183
safety-[ | none : 2L1T safety stock | RMU | ROH | DF240424004 | Circuit Breaker Mechanism Mounting Assembly | 58 | 58 | 0 | 6100KDP02 | PO-SEP-6034-[14] | GR_in_process | 2025-11-30 | DFE-Gas Tank |  | JD01-Jeddah Central Warehouse | 2026-12-31 | 2026-12-17 | 0 | Dongfang Electronics International Engineering Co. Ltd | 6100KDP02 // 2L1T SRMU Gas Tank Loose Material from DFE | 400 | 01-09-2025 | 01-09-2025 |  |  | PO-SEP-6034/DF250831-400-SEP
safety-[ | none : 2L1T safety stock | RMU | ROH | DF241118002 | Close button indicator light | 1779 | 1308 | 471 | 6100K013 | 1-1-1-1 | consumption | 2025-09-18 | DFE-LV |  | JD01-Jeddah Central Warehouse | 2026-12-31 | 2026-12-17 | 0 | [5 empty] | Work in Process Material Issue | 7402126
safety-[ | none : 2L1T safety stock | RMU | ROH | DF241118002 | Close button indicator light | 471 | 120 | 351 | 6100KDP02 | PO-SEP-6055-[150] | GR_in_process | 2025-11-10 | DFE-LV |  | JD01-Jeddah Central Warehouse | 2026-12-31 | 2026-12-17 | 0 | Dongfang Electronics International Engineering Co. Ltd | 6100KDP02 // 2L2T SRMU LV Compartment Purchase Parts from DFE for 30 Units | 120 | 20-08-2025 | 20-08-2025 |  |  | PO-6055/DF250812-30-SEP Yantai
safety-[ | none : 2L1T safety stock | RMU | ROH | DF241126027 | Cold pressed terminal O-shaped RV1.25-4 (RED) | 5930 | 5930 | 0 | 6100K013 | BOX12-1-1-K013_SEP | inventory | 2025-10-28 | DFE-LV |  | JD01-Jeddah Central Warehouse | 2026-12-31 | 2026-12-17 | 0
safety-[ | none : 2L1T safety stock | RMU | ROH | DF240612124 | Cold pressed terminal U-shaped SV1.25-4 (RED) | 47440 | 20770 | 26670 | 6100K013 | PLT2-1-1-K013_SEP | inventory | 2025-10-28 | DFE-LV |  | JD01-Jeddah Central Warehouse | 2026-12-31 | 2026-12-17 | 0
safety-[ | none : 2L1T safety stock | RMU | ROH | DF240612124 | Cold pressed terminal U-shaped SV1.25-4 (RED) | 26670 | 12210 | 14460 | 6100K013 | BOX5-1-1-K013_SEP | inventory | 2025-10-28 | DFE-LV |  | JD01-Jeddah Central Warehouse | 2026-12-31 | 2026-12-17 | 0
safety-[ | none : 2L1T safety stock | RMU | ROH | DF240612124 | Cold pressed terminal U-shaped SV1.25-4 (RED) | 14460 | 6280 | 8180 | 6100K013 | 1-1-1-1 | inventory | 2025-10-28 | DFE-LV |  | JD01-Jeddah Central Warehouse | 2026-12-31 | 2026-12-17 | 0
safety-[ | none : 2L1T safety stock | RMU | ROH | DF240612124 | Cold pressed terminal U-shaped SV1.25-4 (RED) | 8180 | 3630 | 4550 | 6100KDP02 | BOX1-1-1-K013_SEP | inventory | 2025-10-28 | DFE-LV |  | JD01-Jeddah Central Warehouse | 2026-12-31 | 2026-12-17 | 0
safety-[ | none : 2L1T safety stock | RMU | ROH | DF240612124 | Cold pressed terminal U-shaped SV1.25-4 (RED) | 4550 | 200 | 4350 | 6100K013 | R61-J-1-KDP2_SEP | inventory | 2025-10-28 | DFE-LV |  | JD01-Jeddah Central Warehouse | 2026-12-31 | 2026-12-17 | 0
safety-[ | none : 2L1T safety stock | RMU | ROH | DF240612124 | Cold pressed terminal U-shaped SV1.25-4 (RED) | 4350 | 4350 | 0 | 6100K013 | 1-1-1-1 | consumption | 2025-09-18 | DFE-LV |  | JD01-Jeddah Central Warehouse | 2026-12-31 | 2026-12-17 | 0 | [5 empty] | Work in Process Material Issue | 7409014
safety-[ | none : 2L1T safety stock | RMU | ROH | DF240612127 | Cold pressed terminal plug-in type FRD1.25-156 (RED) | 1186 | 1186 | 0 | 6100K013 | 1-1-1-1 | inventory | 2025-10-28 | DFE-LV |  | JD01-Jeddah Central Warehouse | 2026-12-31 | 2026-12-17 | 0
safety-[ | none : 2L1T safety stock | RMU | ROH | DF240612128 | Cold pressed terminal plug-in type MPD1.25-156 (RED) | 1186 | 1186 | 0 | 6100K013 | 1-1-1-1 | inventory | 2025-10-28 | DFE-LV |  | JD01-Jeddah Central Warehouse | 2026-12-31 | 2026-12-17 | 0
safety-[ | none : 2L1T safety stock | RMU | ROH | DF240612126 | Cold pressed terminal strip type DBV1.25-10 (RED) | 22534 | 5139 | 17395 | 6100K013 | 1-1-1-1 | inventory | 2025-10-28 | DFE-LV |  | JD01-Jeddah Central Warehouse | 2026-12-31 | 2026-12-17 | 0
safety-[ | none : 2L1T safety stock | RMU | ROH | DF240612126 | Cold pressed terminal strip type DBV1.25-10 (RED) | 17395 | 4725 | 12670 | 6100K013 | BOX5-1-1-K013_SEP | inventory | 2025-10-28 | DFE-LV |  | JD01-Jeddah Central Warehouse | 2026-12-31 | 2026-12-17 | 0
safety-[ | none : 2L1T safety stock | RMU | ROH | DF240612126 | Cold pressed terminal strip type DBV1.25-10 (RED) | 12670 | 1680 | 10990 | 6100KDP02 | BOX1-1-1-K013_SEP | inventory | 2025-10-28 | DFE-LV |  | JD01-Jeddah Central Warehouse | 2026-12-31 | 2026-12-17 | 0
safety-[ | none : 2L1T safety stock | RMU | ROH | DF240612126 | Cold pressed terminal strip type DBV1.25-10 (RED) | 10990 | 20 | 10970 | 6100K013 | R61-J-1-KDP2_SEP | inventory | 2025-10-28 | DFE-LV |  | JD01-Jeddah Central Warehouse | 2026-12-31 | 2026-12-17 | 0
safety-[ | none : 2L1T safety stock | RMU | ROH | DF240612126 | Cold pressed terminal strip type DBV1.25-10 (RED) | 10970 | 9120 | 1850 | 6100K013 | 1-1-1-1 | consumption | 2025-09-18 | DFE-LV |  | JD01-Jeddah Central Warehouse | 2026-12-31 | 2026-12-17 | 0 | [5 empty] | Work in Process Material Issue | 7409013
safety-[ | none : 2L1T safety stock | RMU | ROH | DF240612126 | Cold pressed terminal strip type DBV1.25-10 (RED) | 1850 | 1850 | 0 | 6100K013 | 1-1-1-1 | consumption | 2025-09-21 | DFE-LV |  | JD01-Jeddah Central Warehouse | 2026-12-31 | 2026-12-17 | 0 | [5 empty] | Work in Process Material Issue | 7480565
safety-[ | none : 2L1T safety stock | RMU | ROH | 8DF.0815.0157 | Common Enclosure Roof Bar | 1779 | 994 | 785 | 6100K013 | 1-1-1-1 | consumption | 2025-09-21 | DFE-Gas Tank |  | JD01-Jeddah Central Warehouse | 2026-12-31 | 2026-12-17 | 0 | [5 empty] | Work in Process Material Issue | 7449945
safety-[ | none : 2L1T safety stock | RMU | ROH | 8DF.0815.0157 | Common Enclosure Roof Bar | 785 | 336 | 449 | 6100K013 | BOX92-1-1-K013_SEP | consumption | 2025-10-23 | DFE-Gas Tank |  | JD01-Jeddah Central Warehouse | 2026-12-31 | 2026-12-17 | 0 | [5 empty] | Work in Process Pick | 8281126
safety-[ | none : 2L1T safety stock | RMU | ROH | 8DF.0815.0157 | Common Enclosure Roof Bar | 449 | 449 | 0 | 6100KDP02 | PO-SEP-6034-[86] | GR_in_process | 2025-11-30 | DFE-Gas Tank |  | JD01-Jeddah Central Warehouse | 2026-12-31 | 2026-12-17 | 0 | Dongfang Electronics International Engineering Co. Ltd | 6100KDP02 // 2L1T SRMU Gas Tank Loose Material from DFE | 1200 | 01-09-2025 | 01-09-2025 |  |  | PO-SEP-6034/DF250831-400-SEP
safety-[ | none : 2L1T safety stock | RMU | ROH | 208004917 | Router (IR302) | 593 | 77 | 516 | 6100K013 | 1-1-1-1 | consumption | 2025-09-15 | DFE-LV |  | JD01-Jeddah Central Warehouse | 2026-12-31 | 2026-12-17 | 0 | [5 empty] | Work in Process Material Issue | 7323496
safety-[ | none : 2L1T safety stock | RMU | ROH | 208004917 | Router (IR302) | 516 | 240 | 276 | 6100K013 | 1-1-1-1 | consumption | 2025-09-18 | DFE-LV |  | JD01-Jeddah Central Warehouse | 2026-12-31 | 2026-12-17 | 0 | [5 empty] | Work in Process Material Issue | 7402143
safety-[ | none : 2L1T safety stock | RMU | ROH | 208004917 | Router (IR302) | 276 | 30 | 246 | 6100K008 | INC-1-1-K11B_SEP | consumption | 2025-10-23 | DFE-LV |  | JD01-Jeddah Central Warehouse | 2026-12-31 | 2026-12-17 | 0 | [5 empty] | Work in Process Pick | 8272234
safety-[ | none : 2L1T safety stock | RMU | ROH | 208004917 | Router (IR302) | 246 | 73 | 173 | 6100K006 | 1-1-1-1 | consumption | 2025-10-25 | DFE-LV |  | JD01-Jeddah Central Warehouse | 2026-12-31 | 2026-12-17 | 0 | [5 empty] | Work in Process Material Issue | 8296734
safety-[ | none : 2L1T safety stock | RMU | ROH | 208004917 | Router (IR302) | 173 | 19 | 154 | 6100K006 | 1-1-1-1 | consumption | 2025-10-25 | DFE-LV |  | JD01-Jeddah Central Warehouse | 2026-12-31 | 2026-12-17 | 0 | [5 empty] | Work in Process Material Issue | 8298540
safety-[ | none : 2L1T safety stock | RMU | ROH | 208004917 | Router (IR302) | 154 | 30 | 124 | 6100KDP02 | PO-SEP-6055-[158] | GR_in_process | 2025-11-10 | DFE-LV |  | JD01-Jeddah Central Warehouse | 2026-12-31 | 2026-12-17 | 0 | Dongfang Electronics International Engineering Co. Ltd | 6100KDP02 // 2L2T SRMU LV Compartment Purchase Parts from DFE for 30 Units | 30 | 20-08-2025 | 20-08-2025 |  |  | PO-6055/DF250812-30-SEP Yantai
safety-[ | none : 2L1T safety stock | RMU | ROH | RMU000000217 | Module, Communication, 4G, Ord: IR302-LQ28, with Mushroom Antenna ¦ 208004917 ¦ China Inhand | 124 | 124 | 0 | 6100KDP02 | PO-SEP-8114-[2] | GR_in_process | 2025-11-30 | DFE-LV | Automated: Replaced 208004917 by RMU000000217. | JD01-Jeddah Central Warehouse | 2026-12-31 | 2026-12-17 | 0 | AMMARTECH Contracting & Smart Solutions | 6100KDP02 // 3L 355 Units Amar tech Scope Items | 355 | 08-10-2025 | 08-10-2025 |  |  | PO-SEP-8114/APAC-AMM2025092401
safety-[ | none : 2L1T safety stock | RMU | ROH | 8DF.0818.1292 | Copper sets | 1186 | 1186 | 0 | 6100K013 | R61-A-1-K013_SEP | inventory | 2025-10-28 | SEP |  | JD01-Jeddah Central Warehouse | 2026-12-31 | 2026-12-17 | 0
safety-[ | none : 2L1T safety stock | RMU | ROH | DF240603008 | Cross recessed pan head screw M6*20 | 17790 | 340 | 17450 | 6100K013 | 1-1-1-1 | consumption | 2025-09-18 | SEP |  | JD01-Jeddah Central Warehouse | 2026-12-31 | 2026-12-17 | 0 | [5 empty] | Work in Process Material Issue | 7408945
safety-[ | none : 2L1T safety stock | RMU | ROH | DF240603008 | Cross recessed pan head screw M6*20 | 17450 | 4800 | 12650 | 6100K013 | 1-1-1-1 | consumption | 2025-09-21 | SEP |  | JD01-Jeddah Central Warehouse | 2026-12-31 | 2026-12-17 | 0 | [5 empty] | Work in Process Material Issue | 7476695
safety-[ | none : 2L1T safety stock | RMU | ROH | DF240603008 | Cross recessed pan head screw M6*20 | 12650 | 10000 | 2650 | 6100K013 | 1-1-1-1 | consumption | 2025-09-24 | SEP |  | JD01-Jeddah Central Warehouse | 2026-12-31 | 2026-12-17 | 0 | [5 empty] | Work in Process Material Issue | 7564862
safety-[ | none : 2L1T safety stock | RMU | ROH | DF240603008 | Cross recessed pan head screw M6*20 | 2650 | 600 | 2050 | 6100K013 | 1-1-1-1 | consumption | 2025-09-25 | SEP |  | JD01-Jeddah Central Warehouse | 2026-12-31 | 2026-12-17 | 0 | [5 empty] | Work in Process Material Issue | 7587838
safety-[ | none : 2L1T safety stock | RMU | ROH | DF240603008 | Cross recessed pan head screw M6*20 | 2050 | 2050 | 0 | 6100K013 | 1-1-1-1 | consumption | 2025-10-26 | SEP |  | JD01-Jeddah Central Warehouse | 2026-12-31 | 2026-12-17 | 0 | [5 empty] | Work in Process Material Issue | 8335155
safety-[ | none : 2L1T safety stock | RMU | ROH | DF240907004 | Cross recessed pan head screws M3*12 | 2372 | 2372 | 0 | 6100K013 | PLT1-1-1-K013_SEP | inventory | 2025-10-28 | Outer Enclosure |  | JD01-Jeddah Central Warehouse | 2026-12-31 | 2026-12-17 | 0
safety-[ | none : 2L1T safety stock | RMU | ROH | DF240510002 | Cross recessed pan head screw M4 * 12 | 4744 | 1820 | 2924 | 6100K013 | 1-1-1-1 | consumption | 2025-09-24 | DFE-LV |  | JD01-Jeddah Central Warehouse | 2026-12-31 | 2026-12-17 | 0 | [5 empty] | Work in Process Material Issue | 7564880
safety-[ | none : 2L1T safety stock | RMU | ROH | DF240510002 | Cross recessed pan head screw M4 * 12 | 2924 | 1460 | 1464 | 6100K013 | 1-1-1-1 | consumption | 2025-09-25 | DFE-LV |  | JD01-Jeddah Central Warehouse | 2026-12-31 | 2026-12-17 | 0 | [5 empty] | Work in Process Material Issue | 7587857
safety-[ | none : 2L1T safety stock | RMU | ROH | DF240510002 | Cross recessed pan head screw M4 * 12 | 1464 | 1464 | 0 | 6100K013 | 1-1-1-1 | consumption | 2025-10-26 | DFE-LV |  | JD01-Jeddah Central Warehouse | 2026-12-31 | 2026-12-17 | 0 | [5 empty] | Work in Process Material Issue | 8335171
safety-[ | none : 2L1T safety stock | RMU | ROH | DF240510002 | Cross recessed pan head screw M4 * 12 | 4744 | 2536 | 2208 | 6100K013 | 1-1-1-1 | consumption | 2025-10-26 | SEP |  | JD01-Jeddah Central Warehouse | 2026-12-31 | 2026-12-17 | 0 | [5 empty] | Work in Process Material Issue | 8335171
safety-[ | none : 2L1T safety stock | RMU | ROH | DF240510004 | Cross recessed pan head screw M4*16 | 3558 | 17 | 3541 | 6100K013 | 1-1-1-1 | consumption | 2025-09-18 | DFE-LV |  | JD01-Jeddah Central Warehouse | 2026-12-31 | 2026-12-17 | 0 | [5 empty] | Work in Process Material Issue | 7399309
safety-[ | none : 2L1T safety stock | RMU | ROH | DF240510004 | Cross recessed pan head screw M4*16 | 3541 | 1060 | 2481 | 6100K013 | 1-1-1-1 | consumption | 2025-09-25 | DFE-LV |  | JD01-Jeddah Central Warehouse | 2026-12-31 | 2026-12-17 | 0 | [5 empty] | Work in Process Material Issue | 7587858
safety-[ | none : 2L1T safety stock | RMU | ROH | DF240510004 | Cross recessed pan head screw M4*16 | 2481 | 1500 | 981 | 6100K013 | 1-1-1-1 | consumption | 2025-10-26 | DFE-LV |  | JD01-Jeddah Central Warehouse | 2026-12-31 | 2026-12-17 | 0 | [5 empty] | Work in Process Material Issue | 8335172
safety-[ | none : 2L1T safety stock | RMU | ROH | DF240510005 | Cross recessed pan head screw M4*30 | 2372 | 884 | 1488 | 6100K013 | 1-1-1-1 | consumption | 2025-09-18 | DFE-LV |  | JD01-Jeddah Central Warehouse | 2026-12-31 | 2026-12-17 | 0 | [5 empty] | Work in Process Material Issue | 7399320
safety-[ | none : 2L1T safety stock | RMU | ROH | DF240510005 | Cross recessed pan head screw M4*30 | 1488 | 360 | 1128 | 6100K013 | 1-1-1-1 | consumption | 2025-09-25 | DFE-LV |  | JD01-Jeddah Central Warehouse | 2026-12-31 | 2026-12-17 | 0 | [5 empty] | Work in Process Material Issue | 7587870
safety-[ | none : 2L1T safety stock | RMU | ROH | DF240510005 | Cross recessed pan head screw M4*30 | 1128 | 1000 | 128 | 6100K013 | 1-1-1-1 | consumption | 2025-10-26 | DFE-LV |  | JD01-Jeddah Central Warehouse | 2026-12-31 | 2026-12-17 | 0 | [5 empty] | Work in Process Material Issue | 8335185
safety-[ | none : 2L1T safety stock | RMU | ROH | DF240103074 | M4*12 Cross recessed pan head triangular tooth self-tapping self-drilling screw galvanized | 1186 | 996 | 190 | 6100K013 | 1-1-1-1 | inventory | 2025-10-28 | Outer Enclosure |  | JD01-Jeddah Central Warehouse | 2026-12-31 | 2026-12-17 | 0
safety-[ | none : 2L1T safety stock | RMU | ROH | DF240103074 | M4*12 Cross recessed pan head triangular tooth self-tapping self-drilling screw galvanized | 190 | 190 | 0 | 6100K013 | R55-Q-1-K013_SEP | inventory | 2025-10-28 | Outer Enclosure |  | JD01-Jeddah Central Warehouse | 2026-12-31 | 2026-12-17 | 0
safety-[ | none : 2L1T safety stock | RMU | ROH | DF240510001 | Cross recessed self-tapping locking screw M4*12 | 16604 | 138 | 16466 | 6100K013 | 1-1-1-1 | consumption | 2025-10-16 | DFE-LV |  | JD01-Jeddah Central Warehouse | 2026-12-31 | 2026-12-17 | 0 | [5 empty] | Work in Process Pick | 8149484
safety-[ | none : 2L1T safety stock | RMU | ROH | DF240510001 | Cross recessed self-tapping locking screw M4*12 | 16466 | 7440 | 9026 | 6100K013 | 1-1-1-1 | consumption | 2025-09-18 | DFE-LV |  | JD01-Jeddah Central Warehouse | 2026-12-31 | 2026-12-17 | 0 | [5 empty] | Work in Process Material Issue | 7399319
safety-[ | none : 2L1T safety stock | RMU | ROH | DF240510001 | Cross recessed self-tapping locking screw M4*12 | 9026 | 2480 | 6546 | 6100K013 | 1-1-1-1 | consumption | 2025-09-25 | DFE-LV |  | JD01-Jeddah Central Warehouse | 2026-12-31 | 2026-12-17 | 0 | [5 empty] | Work in Process Material Issue | 7587869
safety-[ | none : 2L1T safety stock | RMU | ROH | DF240510001 | Cross recessed self-tapping locking screw M4*12 | 6546 | 6546 | 0 | 6100K013 | 1-1-1-1 | consumption | 2025-10-26 | DFE-LV |  | JD01-Jeddah Central Warehouse | 2026-12-31 | 2026-12-17 | 0 | [5 empty] | Work in Process Material Issue | 8335184
safety-[ | none : 2L1T safety stock | RMU | ROH | DF240603047 | M5 * 12 cross groove pan head triangular self tapping screw | 2372 | 2372 | 0 | 6100K013 | 1-1-1-1 | consumption | 2025-09-18 | Outer Enclosure |  | JD01-Jeddah Central Warehouse | 2026-12-31 | 2026-12-17 | 0 | [5 empty] | Work in Process Material Issue | 7406378
safety-[ | none : 2L1T safety stock | RMU | ROH | DF240603047 | Cross recessed self-tapping screw M5*12 | 23127 | 4869 | 18258 | 6100K013 | 1-1-1-1 | consumption | 2025-09-18 | SEP |  | JD01-Jeddah Central Warehouse | 2026-12-31 | 2026-12-17 | 0 | [5 empty] | Work in Process Material Issue | 7406378
safety-[ | none : 2L1T safety stock | RMU | ROH | DF240603047 | Cross recessed self-tapping screw M5*12 | 18258 | 13000 | 5258 | 6100K013 | 1-1-1-1 | consumption | 2025-09-24 | SEP |  | JD01-Jeddah Central Warehouse | 2026-12-31 | 2026-12-17 | 0 | [5 empty] | Work in Process Material Issue | 7564915
safety-[ | none : 2L1T safety stock | RMU | ROH | DF240603047 | Cross recessed self-tapping screw M5*12 | 5258 | 1000 | 4258 | 6100K013 | 1-1-1-1 | consumption | 2025-09-24 | SEP |  | JD01-Jeddah Central Warehouse | 2026-12-31 | 2026-12-17 | 0 | [5 empty] | Work in Process Material Issue | 7562502
safety-[ | none : 2L1T safety stock | RMU | ROH | DF240603047 | Cross recessed self-tapping screw M5*12 | 4258 | 2340 | 1918 | 6100K013 | 1-1-1-1 | consumption | 2025-09-25 | SEP |  | JD01-Jeddah Central Warehouse | 2026-12-31 | 2026-12-17 | 0 | [5 empty] | Work in Process Material Issue | 7587894
safety-[ | none : 2L1T safety stock | RMU | ROH | DF240603047 | Cross recessed self-tapping screw M5*12 | 1918 | 1000 | 918 | 6100K013 | 1-1-1-1 | consumption | 2025-09-25 | SEP |  | JD01-Jeddah Central Warehouse | 2026-12-31 | 2026-12-17 | 0 | [5 empty] | Work in Process Material Issue | 7581631
safety-[ | none : 2L1T safety stock | RMU | ROH | DF240603047 | Cross recessed self-tapping screw M5*12 | 918 | 240 | 678 | 6100K013 | 1-1-1-1 | consumption | 2025-09-25 | SEP |  | JD01-Jeddah Central Warehouse | 2026-12-31 | 2026-12-17 | 0 | [5 empty] | Work in Process Material Issue | 7591031
safety-[ | none : 2L1T safety stock | RMU | ROH | DF240603047 | Cross recessed self-tapping screw M5*12 | 678 | 168 | 510 | 6100K015 | 1-1-1-1 | consumption | 2025-09-25 | SEP |  | JD01-Jeddah Central Warehouse | 2026-12-31 | 2026-12-17 | 0 | [5 empty] | Work in Process Material Issue | 7592464
safety-[ | none : 2L1T safety stock | RMU | ROH | DF240603047 | Cross recessed self-tapping screw M5*12 | 510 | 510 | 0 | 6100K013 | 1-1-1-1 | consumption | 2025-10-26 | SEP |  | JD01-Jeddah Central Warehouse | 2026-12-31 | 2026-12-17 | 0 | [5 empty] | Work in Process Material Issue | 8335204
safety-[ | none : 2L1T safety stock | RMU | ROH | DF240510027 | Rail | 741.25 | 540 | 201.25 | 6100K013 | 1-1-1-1 | inventory | 2025-10-28 | DFE-LV |  | JD01-Jeddah Central Warehouse | 2026-12-31 | 2026-12-17 | 0
safety-[ | none : 2L1T safety stock | RMU | ROH | DF240510027 | Rail | 201.25 | 201.25 | 0 | 6100K013 | PLT7-1-1-K013_SEP | inventory | 2025-10-28 | DFE-LV |  | JD01-Jeddah Central Warehouse | 2026-12-31 | 2026-12-17 | 0
safety-[ | none : 2L1T safety stock | RMU | ROH | DF241118001 | Data acquisition module (LP-204) | 593 | 161 | 432 | 6100K013 | 1-1-1-1 | consumption | 2025-09-15 | DFE-LV |  | JD01-Jeddah Central Warehouse | 2026-12-31 | 2026-12-17 | 0 | [5 empty] | Work in Process Material Issue | 7323478
safety-[ | none : 2L1T safety stock | RMU | ROH | DF241118001 | Data acquisition module (LP-204) | 432 | 240 | 192 | 6100K013 | 1-1-1-1 | consumption | 2025-09-18 | DFE-LV |  | JD01-Jeddah Central Warehouse | 2026-12-31 | 2026-12-17 | 0 | [5 empty] | Work in Process Material Issue | 7402125
safety-[ | none : 2L1T safety stock | RMU | ROH | DF241118001 | Data acquisition module (LP-204) | 192 | 30 | 162 | 6100KDP02 | PO-SEP-6055-[147] | GR_in_process | 2025-11-10 | DFE-LV |  | JD01-Jeddah Central Warehouse | 2026-12-31 | 2026-12-17 | 0 | Dongfang Electronics International Engineering Co. Ltd | 6100KDP02 // 2L2T SRMU LV Compartment Purchase Parts from DFE for 30 Units | 30 | 20-08-2025 | 20-08-2025 |  |  | PO-6055/DF250812-30-SEP Yantai
safety-[ | none : 2L1T safety stock | RMU | ROH | DF240424026 | Desiccant | 593 | 258 | 335 | 6100K013 | 1-1-1-1 | consumption | 2025-09-21 | DFE-Gas Tank |  | JD01-Jeddah Central Warehouse | 2026-12-31 | 2026-12-17 | 0 | [5 empty] | Work in Process Material Issue | 7452516
safety-[ | none : 2L1T safety stock | RMU | ROH | DF240424026 | Desiccant | 335 | 112 | 223 | 6100K013 | BOX92-1-1-K013_SEP | consumption | 2025-10-23 | DFE-Gas Tank |  | JD01-Jeddah Central Warehouse | 2026-12-31 | 2026-12-17 | 0 | [5 empty] | Work in Process Pick | 8281226
safety-[ | none : 2L1T safety stock | RMU | ROH | DF240424026 | Desiccant | 223 | 223 | 0 | 6100KDP02 | PO-SEP-6034-[66] | GR_in_process | 2025-11-30 | DFE-Gas Tank |  | JD01-Jeddah Central Warehouse | 2026-12-31 | 2026-12-17 | 0 | Dongfang Electronics International Engineering Co. Ltd | 6100KDP02 // 2L1T SRMU Gas Tank Loose Material from DFE | 400 | 01-09-2025 | 01-09-2025 |  |  | PO-SEP-6034/DF250831-400-SEP
safety-[ | none : 2L1T safety stock | RMU | ROH | DF209001750 | Dixation Hook Q235A | 593 | 411 | 182 | 6100K013 | 1-1-1-1 | consumption | 2025-09-21 | Outer Enclosure |  | JD01-Jeddah Central Warehouse | 2026-12-31 | 2026-12-17 | 0 | [5 empty] | Work in Process Material Issue | 7485826
safety-[ | none : 2L1T safety stock | RMU | ROH | DF209001750 | Dixation Hook Q235A | 182 | 160 | 22 | 6100K013 | 1-1-1-1 | consumption | 2025-09-22 | Outer Enclosure |  | JD01-Jeddah Central Warehouse | 2026-12-31 | 2026-12-17 | 0 | [5 empty] | Work in Process Material Issue | 7513372
safety-[ | none : 2L1T safety stock | RMU | ROH | DF209001750 | Dixation Hook Q235A | 22 | 22 | 0 | 6100K013 | 1-1-1-1 | consumption | 2025-09-24 | Outer Enclosure |  | JD01-Jeddah Central Warehouse | 2026-12-31 | 2026-12-17 | 0 | [5 empty] | Work in Process Material Issue | 7562537
safety-[ | none : 2L1T safety stock | RMU | ROH | DF205041101 | Door Bolt 5 Inches Stainless steel | 1186 | 787 | 399 | 6100K013 | 1-1-1-1 | consumption | 2025-09-21 | Outer Enclosure |  | JD01-Jeddah Central Warehouse | 2026-12-31 | 2026-12-17 | 0 | [5 empty] | Work in Process Material Issue | 7485817
safety-[ | none : 2L1T safety stock | RMU | ROH | DF205041101 | Door Bolt 5 Inches Stainless steel | 399 | 320 | 79 | 6100K013 | 1-1-1-1 | consumption | 2025-09-22 | Outer Enclosure |  | JD01-Jeddah Central Warehouse | 2026-12-31 | 2026-12-17 | 0 | [5 empty] | Work in Process Material Issue | 7513363
safety-[ | none : 2L1T safety stock | RMU | ROH | DF205041101 | Door Bolt 5 Inches Stainless steel | 79 | 79 | 0 | 6100K013 | 1-1-1-1 | consumption | 2025-09-24 | Outer Enclosure |  | JD01-Jeddah Central Warehouse | 2026-12-31 | 2026-12-17 | 0 | [5 empty] | Work in Process Material Issue | 7562529
safety-[ | none : 2L1T safety stock | RMU | ROH | DF240603035 | Door lock (MS310 Hengzhu) | 1186 | 291 | 895 | 6100K013 | 1-1-1-1 | consumption | 2025-09-21 | DFE-Consumables |  | JD01-Jeddah Central Warehouse | 2026-12-31 | 2026-12-17 | 0 | [5 empty] | Work in Process Material Issue | 7476720
safety-[ | none : 2L1T safety stock | RMU | ROH | DF240603035 | Door lock (MS310 Hengzhu) | 895 | 750 | 145 | 6100K013 | 1-1-1-1 | consumption | 2025-09-24 | DFE-Consumables |  | JD01-Jeddah Central Warehouse | 2026-12-31 | 2026-12-17 | 0 | [5 empty] | Work in Process Material Issue | 7564898
safety-[ | none : 2L1T safety stock | RMU | ROH | DF240603035 | Door lock (MS310 Hengzhu) | 145 | 120 | 25 | 6100K013 | 1-1-1-1 | consumption | 2025-09-25 | DFE-Consumables |  | JD01-Jeddah Central Warehouse | 2026-12-31 | 2026-12-17 | 0 | [5 empty] | Work in Process Material Issue | 7587878
safety-[ | none : 2L1T safety stock | RMU | ROH | DF240603035 | Door lock (MS310 Hengzhu) | 25 | 25 | 0 | 6100K013 | 1-1-1-1 | consumption | 2025-10-26 | DFE-Consumables |  | JD01-Jeddah Central Warehouse | 2026-12-31 | 2026-12-17 | 0 | [5 empty] | Work in Process Material Issue | 8335192
safety-[ | none : 2L1T safety stock | RMU | ROH | 8DF.0818.1293 | Door stop guide sleeve | 1186 | 464 | 722 | 6100K013 | INC-1-1-K013_SEP | inventory | 2025-10-28 | SEP |  | JD01-Jeddah Central Warehouse | 2026-12-31 | 2026-12-17 | 0
safety-[ | none : 2L1T safety stock | RMU | ROH | 8DF.0818.1293 | Door stop guide sleeve | 722 | 456 | 266 | 6100K013 | R61-A-1-K013_SEP | inventory | 2025-10-28 | SEP |  | JD01-Jeddah Central Warehouse | 2026-12-31 | 2026-12-17 | 0
safety-[ | none : 2L1T safety stock | RMU | ROH | 8DF.0818.1293 | Door stop guide sleeve | 266 | 60 | 206 | 6100KDP02 | BOX1-1-1-K013_SEP | inventory | 2025-10-28 | SEP |  | JD01-Jeddah Central Warehouse | 2026-12-31 | 2026-12-17 | 0
safety-[ | none : 2L1T safety stock | RMU | ROH | 8DF.0818.1293 | Door stop guide sleeve | 206 | 206 | 0 | 6100K013 | 1-1-1-1 | consumption | 2025-11-09 | SEP |  | JD01-Jeddah Central Warehouse | 2026-12-31 | 2026-12-17 | 0 | [5 empty] | Work in Process Material Issue | 7226793
safety-[ | none : 2L1T safety stock | RMU | ROH | DF240612114 | Double line nasal canal type HTE1510(BLUE) | 593 | 593 | 0 | 6100K013 | PLT2-1-1-K013_SEP | inventory | 2025-10-28 | DFE-LV |  | JD01-Jeddah Central Warehouse | 2026-12-31 | 2026-12-17 | 0
safety-[ | none : 2L1T safety stock | RMU | ROH | DF240424025 | Dust-free Paper | 11860 | 5160 | 6700 | 6100K013 | 1-1-1-1 | consumption | 2025-09-21 | DFE-Gas Tank |  | JD01-Jeddah Central Warehouse | 2026-12-31 | 2026-12-17 | 0 | [5 empty] | Work in Process Material Issue | 7452515
safety-[ | none : 2L1T safety stock | RMU | ROH | DF240424025 | Dust-free Paper | 6700 | 2100 | 4600 | 6100K013 | BOX92-1-1-K013_SEP | consumption | 2025-10-23 | DFE-Gas Tank |  | JD01-Jeddah Central Warehouse | 2026-12-31 | 2026-12-17 | 0 | [5 empty] | Work in Process Pick | 8281223
safety-[ | none : 2L1T safety stock | RMU | ROH | DF240424025 | Dust-free Paper | 4600 | 4600 | 0 | 6100KDP02 | PO-SEP-6034-[65] | GR_in_process | 2025-11-30 | DFE-Gas Tank |  | JD01-Jeddah Central Warehouse | 2026-12-31 | 2026-12-17 | 0 | Dongfang Electronics International Engineering Co. Ltd | 6100KDP02 // 2L1T SRMU Gas Tank Loose Material from DFE | 8000 | 01-09-2025 | 01-09-2025 |  |  | PO-SEP-6034/DF250831-400-SEP
safety-[ | none : 2L1T safety stock | RMU | ROH | DF240510038 | ECT (400A/225mV) | 1779 | 107 | 1672 | 6100K013 | 1-1-1-1 | consumption | 2025-09-18 | SEP |  | JD01-Jeddah Central Warehouse | 2026-12-31 | 2026-12-17 | 0 | [5 empty] | Work in Process Material Issue | 7402092
safety-[ | none : 2L1T safety stock | RMU | ROH | DF240510038 | ECT (400A/225mV) | 1672 | 1500 | 172 | 6100K013 | 1-1-1-1 | consumption | 2025-09-22 | SEP |  | JD01-Jeddah Central Warehouse | 2026-12-31 | 2026-12-17 | 0 | [5 empty] | Work in Process Material Issue | 7503150
safety-[ | none : 2L1T safety stock | RMU | ROH | DF240510040 | EVT (13800/√3/3.25/√3) | 1779 | 542 | 1237 | 6100K013 | 1-1-1-1 | consumption | 2025-09-18 | SEP |  | JD01-Jeddah Central Warehouse | 2026-12-31 | 2026-12-17 | 0 | [5 empty] | Work in Process Material Issue | 7402094
safety-[ | none : 2L1T safety stock | RMU | ROH | DF240510040 | EVT (13800/√3/3.25/√3) | 1237 | 750 | 487 | 6100K013 | 1-1-1-1 | consumption | 2025-09-22 | SEP |  | JD01-Jeddah Central Warehouse | 2026-12-31 | 2026-12-17 | 0 | [5 empty] | Work in Process Material Issue | 7503152
safety-[ | none : 2L1T safety stock | RMU | ROH | DF240612005 | Wrapped mesh (black) φ30 | 415.1 | 45 | 370.1 | 6100KDP02 | BOX1-1-1-K013_SEP | inventory | 2025-10-28 | DFE-LV |  | JD01-Jeddah Central Warehouse | 2026-12-31 | 2026-12-17 | 0
safety-[ | none : 2L1T safety stock | RMU | ROH | DF240612005 | Wrapped mesh (black) φ30 | 370.1 | 44.5 | 325.6 | 6100K013 | PLT3-1-1-K013_SEP | inventory | 2025-10-28 | DFE-LV |  | JD01-Jeddah Central Warehouse | 2026-12-31 | 2026-12-17 | 0
safety-[ | none : 2L1T safety stock | RMU | ROH | DF240612005 | Wrapped mesh (black) φ30 | 325.6 | 36.6 | 289 | 6100K017 | R59-J-1-MVBM_SEP | inventory | 2025-10-28 | DFE-LV |  | JD01-Jeddah Central Warehouse | 2026-12-31 | 2026-12-17 | 0
safety-[ | none : 2L1T safety stock | RMU | ROH | DF240612005 | Wrapped mesh (black) φ30 | 289 | 27 | 262 | free_stock | NEW.FLR-1-1-K008_SEP | inventory | 2025-10-28 | DFE-LV |  | JD01-Jeddah Central Warehouse | 2026-12-31 | 2026-12-17 | 0
safety-[ | none : 2L1T safety stock | RMU | ROH | DF240612005 | Wrapped mesh (black) φ30 | 262 | 15 | 247 | free_stock | NEW.FLR-1-1-K11A_SEP | inventory | 2025-10-28 | DFE-LV |  | JD01-Jeddah Central Warehouse | 2026-12-31 | 2026-12-17 | 0
safety-[ | none : 2L1T safety stock | RMU | ROH | DF240612005 | Wrapped mesh (black) φ30 | 247 | 15 | 232 | free_stock | NEW.FLR-1-1-K12A_SEP | inventory | 2025-10-28 | DFE-LV |  | JD01-Jeddah Central Warehouse | 2026-12-31 | 2026-12-17 | 0
safety-[ | none : 2L1T safety stock | RMU | ROH | DF240612005 | Wrapped mesh (black) φ30 | 232 | 7.1 | 224.9 | 6100K013 | 1-1-1-1 | inventory | 2025-10-28 | DFE-LV |  | JD01-Jeddah Central Warehouse | 2026-12-31 | 2026-12-17 | 0
safety-[ | none : 2L1T safety stock | RMU | ROH | DF240612005 | Wrapped mesh (black) φ30 | 224.9 | 6 | 218.9 | 6100K012B | 1-1-1-1 | inventory | 2025-10-28 | DFE-LV |  | JD01-Jeddah Central Warehouse | 2026-12-31 | 2026-12-17 | 0
safety-[ | none : 2L1T safety stock | RMU | ROH | DF240612005 | Wrapped mesh (black) φ30 | 218.9 | 2 | 216.9 | free_stock | NEW.FLR-1-1-K010_SEP | inventory | 2025-10-28 | DFE-LV |  | JD01-Jeddah Central Warehouse | 2026-12-31 | 2026-12-17 | 0
safety-[ | none : 2L1T safety stock | RMU | ROH | DF240612005 | Wrapped mesh (black) φ30 | 216.9 | 2 | 214.9 | free_stock | NEW.FLR-1-1-K005_SEP | inventory | 2025-10-28 | DFE-LV |  | JD01-Jeddah Central Warehouse | 2026-12-31 | 2026-12-17 | 0
safety-[ | none : 2L1T safety stock | RMU | ROH | DF240612005 | Wrapped mesh (black) φ30 | 214.9 | 91 | 123.9 | 6100K012B | NEW.FLR-1-1-K017_SEP | consumption | 2025-10-13 | DFE-LV |  | JD01-Jeddah Central Warehouse | 2026-12-31 | 2026-12-17 | 0 | [5 empty] | Work in Process Pick | 8077393
safety-[ | none : 2L1T safety stock | RMU | ROH | DF240612005 | Wrapped mesh (black) φ30 | 123.9 | 6 | 117.9 | 6100K012B | 1-1-1-1 | consumption | 2025-10-13 | DFE-LV |  | JD01-Jeddah Central Warehouse | 2026-12-31 | 2026-12-17 | 0 | [5 empty] | Work in Process Pick | 8077396
safety-[ | none : 2L1T safety stock | RMU | ROH | DF240612005 | Wrapped mesh (black) φ30 | 117.9 | 117.9 | 0 | 6100K013 | 1-1-1-1 | consumption | 2025-09-15 | DFE-LV |  | JD01-Jeddah Central Warehouse | 2026-12-31 | 2026-12-17 | 0 | [5 empty] | Work in Process Material Issue | 7323467
safety-[ | none : 2L1T safety stock | RMU | ROH | DF240510006 | External hexagonal flange triangular thread self-tapping locking screws M6*12 | 16011 | 8947 | 7064 | 6100K013 | 1-1-1-1 | consumption | 2025-09-18 | Outer Enclosure |  | JD01-Jeddah Central Warehouse | 2026-12-31 | 2026-12-17 | 0 | [5 empty] | Work in Process Material Issue | 7399310
safety-[ | none : 2L1T safety stock | RMU | ROH | DF240510006 | External hexagonal flange triangular thread self-tapping locking screws M6*12 | 7064 | 3030 | 4034 | 6100K013 | 1-1-1-1 | consumption | 2025-09-18 | Outer Enclosure |  | JD01-Jeddah Central Warehouse | 2026-12-31 | 2026-12-17 | 0 | [5 empty] | Work in Process Material Issue | 7419906
safety-[ | none : 2L1T safety stock | RMU | ROH | DF240510006 | External hexagonal flange triangular thread self-tapping locking screws M6*12 | 4034 | 4034 | 0 | 6100K013 | 1-1-1-1 | consumption | 2025-09-24 | Outer Enclosure |  | JD01-Jeddah Central Warehouse | 2026-12-31 | 2026-12-17 | 0 | [5 empty] | Work in Process Material Issue | 7564881
safety-[ | none : 2L1T safety stock | RMU | ROH | DF240510006 | External hexagonal flange triangular thread self-tapping locking screw M6*12 | 16604 | 9000 | 7604 | 6100K013 | 1-1-1-1 | consumption | 2025-09-24 | DFE-LV |  | JD01-Jeddah Central Warehouse | 2026-12-31 | 2026-12-17 | 0 | [5 empty] | Work in Process Material Issue | 7562498
safety-[ | none : 2L1T safety stock | RMU | ROH | DF240510006 | External hexagonal flange triangular thread self-tapping locking screw M6*12 | 7604 | 5716 | 1888 | 6100K013 | 1-1-1-1 | consumption | 2025-09-24 | DFE-LV |  | JD01-Jeddah Central Warehouse | 2026-12-31 | 2026-12-17 | 0 | [5 empty] | Work in Process Material Issue | 7564881
safety-[ | none : 2L1T safety stock | RMU | ROH | DF240510006 | External hexagonal flange triangular thread self-tapping locking screw M6*12 | 1888 | 1888 | 0 | 6100K013 | 1-1-1-1 | consumption | 2025-09-25 | DFE-LV |  | JD01-Jeddah Central Warehouse | 2026-12-31 | 2026-12-17 | 0 | [5 empty] | Work in Process Material Issue | 7581626
safety-[ | none : 2L1T safety stock | RMU | ROH | DF240510006 | External hexagonal flange triangular thread self-tapping locking screw M6*12 | 19569 | 7112 | 12457 | 6100K013 | 1-1-1-1 | consumption | 2025-09-25 | SEP |  | JD01-Jeddah Central Warehouse | 2026-12-31 | 2026-12-17 | 0 | [5 empty] | Work in Process Material Issue | 7581626
safety-[ | none : 2L1T safety stock | RMU | ROH | DF240510006 | External hexagonal flange triangular thread self-tapping locking screw M6*12 | 12457 | 3660 | 8797 | 6100K013 | 1-1-1-1 | consumption | 2025-09-25 | SEP |  | JD01-Jeddah Central Warehouse | 2026-12-31 | 2026-12-17 | 0 | [5 empty] | Work in Process Material Issue | 7587859
safety-[ | none : 2L1T safety stock | RMU | ROH | DF240510006 | External hexagonal flange triangular thread self-tapping locking screw M6*12 | 8797 | 1620 | 7177 | 6100K013 | 1-1-1-1 | consumption | 2025-09-25 | SEP |  | JD01-Jeddah Central Warehouse | 2026-12-31 | 2026-12-17 | 0 | [5 empty] | Work in Process Material Issue | 7591026
safety-[ | none : 2L1T safety stock | RMU | ROH | DF240510006 | External hexagonal flange triangular thread self-tapping locking screw M6*12 | 7177 | 1512 | 5665 | 6100K015 | 1-1-1-1 | consumption | 2025-09-25 | SEP |  | JD01-Jeddah Central Warehouse | 2026-12-31 | 2026-12-17 | 0 | [5 empty] | Work in Process Material Issue | 7592460
safety-[ | none : 2L1T safety stock | RMU | ROH | DF240510006 | External hexagonal flange triangular thread self-tapping locking screw M6*12 | 5665 | 5665 | 0 | 6100K013 | 1-1-1-1 | consumption | 2025-10-26 | SEP |  | JD01-Jeddah Central Warehouse | 2026-12-31 | 2026-12-17 | 0 | [5 empty] | Work in Process Material Issue | 8335173
safety-[ | none : 2L1T safety stock | RMU | ROH | DF241126019 | 1.0 White Wire Gauge Tube 1.0mm² | 207.55 | 207.55 | 0 | 6100K013 | R19-S-1-K013_SEP | inventory | 2025-10-28 | DFE-LV |  | JD01-Jeddah Central Warehouse | 2026-12-31 | 2026-12-17 | 0
safety-[ | none : 2L1T safety stock | RMU | ROH | DF241126023 | 1.5 Red Wire Gauge Tube 1.5mm² | 88.95 | 88.95 | 0 | 6100K013 | R19-S-1-K013_SEP | inventory | 2025-10-28 | DFE-LV |  | JD01-Jeddah Central Warehouse | 2026-12-31 | 2026-12-17 | 0
safety-[ | none : 2L1T safety stock | RMU | ROH | DF241126020 | 1.5 White Wire Gauge Tube 1.5mm² | 6523 | 1631 | 4892 | 6100K013 | R20-B-1-K013_SEP | inventory | 2025-10-28 | DFE-LV |  | JD01-Jeddah Central Warehouse | 2026-12-31 | 2026-12-17 | 0
safety-[ | none : 2L1T safety stock | RMU | ROH | DF241126020 | 1.5 White Wire Gauge Tube 1.5mm² | 4892 | 2640 | 2252 | 6100K013 | 1-1-1-1 | consumption | 2025-09-15 | DFE-LV |  | JD01-Jeddah Central Warehouse | 2026-12-31 | 2026-12-17 | 0 | [5 empty] | Work in Process Material Issue | 7323472
safety-[ | none : 2L1T safety stock | RMU | ROH | DF241126020 | 1.5 White Wire Gauge Tube 1.5mm² | 2252 | 2252 | 0 | 6100K013 | 1-1-1-1 | consumption | 2025-09-18 | DFE-LV |  | JD01-Jeddah Central Warehouse | 2026-12-31 | 2026-12-17 | 0 | [5 empty] | Work in Process Material Issue | 7402119
safety-[ | none : 2L1T safety stock | RMU | ROH | DF241126024 | 2.5 Red Wire Gauge Tube 2.5mm² | 415.1 | 128.9 | 286.2 | 6100K013 | 1-1-1-1 | inventory | 2025-10-28 | DFE-LV |  | JD01-Jeddah Central Warehouse | 2026-12-31 | 2026-12-17 | 0
safety-[ | none : 2L1T safety stock | RMU | ROH | DF241126024 | 2.5 Red Wire Gauge Tube 2.5mm² | 286.2 | 168 | 118.2 | 6100K013 | 1-1-1-1 | consumption | 2025-09-15 | DFE-LV |  | JD01-Jeddah Central Warehouse | 2026-12-31 | 2026-12-17 | 0 | [5 empty] | Work in Process Material Issue | 7323476
safety-[ | none : 2L1T safety stock | RMU | ROH | DF241126024 | 2.5 Red Wire Gauge Tube 2.5mm² | 118.2 | 118.2 | 0 | 6100K013 | 1-1-1-1 | consumption | 2025-09-18 | DFE-LV |  | JD01-Jeddah Central Warehouse | 2026-12-31 | 2026-12-17 | 0 | [5 empty] | Work in Process Material Issue | 7402123
safety-[ | none : 2L1T safety stock | RMU | ROH | DF241126021 | 2.5 White Wire Gauge Tube 2.5mm² | 1097.05 | 1097.05 | 0 | 6100K013 | R19-S-1-K013_SEP | inventory | 2025-10-28 | DFE-LV |  | JD01-Jeddah Central Warehouse | 2026-12-31 | 2026-12-17 | 0
safety-[ | none : 2L1T safety stock | RMU | ROH | DF241126022 | 4.0 White Wire Gauge Tube 4.0mm² | 901.36 | 901.36 | 0 | 6100KDP02 | PO-SEP-6055-[130] | GR_in_process | 2025-11-10 | DFE-LV |  | JD01-Jeddah Central Warehouse | 2026-12-31 | 2026-12-17 | 0 | Dongfang Electronics International Engineering Co. Ltd | 6100KDP02 // 2L2T SRMU LV Compartment Purchase Parts from DFE for 30 Units | 76800 | 20-08-2025 | 20-08-2025 |  |  | PO-6055/DF250813-30-SEP Xiamen
safety-[ | none : 2L1T safety stock | RMU | ROH | 8DF-128-0009 | Fixed clamp | 593 | 196 | 397 | 6100K013 | 1-1-1-1 | consumption | 2025-09-17 | Outer Enclosure |  | JD01-Jeddah Central Warehouse | 2026-12-31 | 2026-12-17 | 0 | [5 empty] | Work in Process Material Issue | 7370461
safety-[ | none : 2L1T safety stock | RMU | ROH | 8DF-128-0009 | Fixed clamp | 397 | 160 | 237 | 6100K013 | 1-1-1-1 | consumption | 2025-09-22 | Outer Enclosure |  | JD01-Jeddah Central Warehouse | 2026-12-31 | 2026-12-17 | 0 | [5 empty] | Work in Process Material Issue | 7513374
safety-[ | none : 2L1T safety stock | RMU | ROH | 8DF-128-0009 | Fixed clamp | 237 | 237 | 0 | 6100K013 | 1-1-1-1 | consumption | 2025-09-24 | Outer Enclosure |  | JD01-Jeddah Central Warehouse | 2026-12-31 | 2026-12-17 | 0 | [5 empty] | Work in Process Material Issue | 7562541
safety-[ | none : 2L1T safety stock | RMU | ROH | 205036416 | Flat Washer φ4 | 10674 | 1516 | 9158 | 6100K013 | BOX12-1-1-K013_SEP | consumption | 2025-10-16 | DFE-LV |  | JD01-Jeddah Central Warehouse | 2026-12-31 | 2026-12-17 | 0 | [5 empty] | Work in Process Pick | 8149349
safety-[ | none : 2L1T safety stock | RMU | ROH | 205036416 | Flat Washer φ4 | 9158 | 156 | 9002 | 6100K013 | 1-1-1-1 | consumption | 2025-10-16 | DFE-LV |  | JD01-Jeddah Central Warehouse | 2026-12-31 | 2026-12-17 | 0 | [5 empty] | Work in Process Pick | 8149355
safety-[ | none : 2L1T safety stock | RMU | ROH | 205036416 | Flat Washer φ4 | 9002 | 60 | 8942 | 6100K013 | R54-I-1-K013_SEP | consumption | 2025-10-16 | DFE-LV |  | JD01-Jeddah Central Warehouse | 2026-12-31 | 2026-12-17 | 0 | [5 empty] | Work in Process Pick | 8149352
safety-[ | none : 2L1T safety stock | RMU | ROH | 205036416 | Flat Washer φ4 | 8942 | 4320 | 4622 | 6100K013 | 1-1-1-1 | consumption | 2025-09-18 | DFE-LV |  | JD01-Jeddah Central Warehouse | 2026-12-31 | 2026-12-17 | 0 | [5 empty] | Work in Process Material Issue | 7399306
safety-[ | none : 2L1T safety stock | RMU | ROH | 205036416 | Flat Washer φ4 | 4622 | 180 | 4442 | 6100K008 | R58-A-1-K11B_SEP | consumption | 2025-10-18 | DFE-LV |  | JD01-Jeddah Central Warehouse | 2026-12-31 | 2026-12-17 | 0 | [5 empty] | Work in Process Pick | 8161207
safety-[ | none : 2L1T safety stock | RMU | ROH | 205036416 | Flat Washer φ4 | 4442 | 1080 | 3362 | 6100K013 | 1-1-1-1 | consumption | 2025-09-25 | DFE-LV |  | JD01-Jeddah Central Warehouse | 2026-12-31 | 2026-12-17 | 0 | [5 empty] | Work in Process Material Issue | 7587850
safety-[ | none : 2L1T safety stock | RMU | ROH | 205036416 | Flat Washer φ4 | 3362 | 114 | 3248 | 6100K006 | 1-1-1-1 | consumption | 2025-10-25 | DFE-LV |  | JD01-Jeddah Central Warehouse | 2026-12-31 | 2026-12-17 | 0 | [5 empty] | Work in Process Material Issue | 8298390
safety-[ | none : 2L1T safety stock | RMU | ROH | 205036416 | Flat Washer φ4 | 3248 | 3248 | 0 | 6100K013 | 1-1-1-1 | consumption | 2025-10-26 | DFE-LV |  | JD01-Jeddah Central Warehouse | 2026-12-31 | 2026-12-17 | 0 | [5 empty] | Work in Process Material Issue | 8335164
safety-[ | none : 2L1T safety stock | RMU | ROH | 211001962 | Flat Washer φ6 | 8302 | 8302 | 0 | 6100K013 | 1-1-1-1 | consumption | 2025-09-21 | DFE-LV |  | JD01-Jeddah Central Warehouse | 2026-12-31 | 2026-12-17 | 0 | [5 empty] | Work in Process Material Issue | 7452551
safety-[ | none : 2L1T safety stock | RMU | ROH | 211001962 | φ6 Flap pad Stainless steel | 18976 | 7137 | 11839 | 6100K013 | 1-1-1-1 | consumption | 2025-09-21 | Outer Enclosure |  | JD01-Jeddah Central Warehouse | 2026-12-31 | 2026-12-17 | 0 | [5 empty] | Work in Process Material Issue | 7452551
safety-[ | none : 2L1T safety stock | RMU | ROH | 211001962 | φ6 Flap pad Stainless steel | 11839 | 9000 | 2839 | 6100K013 | 1-1-1-1 | consumption | 2025-09-24 | Outer Enclosure |  | JD01-Jeddah Central Warehouse | 2026-12-31 | 2026-12-17 | 0 | [5 empty] | Work in Process Material Issue | 7562519
safety-[ | none : 2L1T safety stock | RMU | ROH | 211001962 | φ6 Flap pad Stainless steel | 2839 | 2839 | 0 | 6100K013 | 1-1-1-1 | consumption | 2025-09-24 | Outer Enclosure |  | JD01-Jeddah Central Warehouse | 2026-12-31 | 2026-12-17 | 0 | [5 empty] | Work in Process Material Issue | 7564937
safety-[ | none : 2L1T safety stock | RMU | ROH | 211001962 | Flat Washer φ6 | 26092 | 2661 | 23431 | 6100K013 | 1-1-1-1 | consumption | 2025-09-24 | SEP |  | JD01-Jeddah Central Warehouse | 2026-12-31 | 2026-12-17 | 0 | [5 empty] | Work in Process Material Issue | 7564937
safety-[ | none : 2L1T safety stock | RMU | ROH | 211001962 | Flat Washer φ6 | 23431 | 10000 | 13431 | 6100K013 | 1-1-1-1 | consumption | 2025-09-25 | SEP |  | JD01-Jeddah Central Warehouse | 2026-12-31 | 2026-12-17 | 0 | [5 empty] | Work in Process Material Issue | 7591048
safety-[ | none : 2L1T safety stock | RMU | ROH | 211001962 | Flat Washer φ6 | 13431 | 9000 | 4431 | 6100K013 | 1-1-1-1 | consumption | 2025-09-25 | SEP |  | JD01-Jeddah Central Warehouse | 2026-12-31 | 2026-12-17 | 0 | [5 empty] | Work in Process Material Issue | 7581651
safety-[ | none : 2L1T safety stock | RMU | ROH | 211001962 | Flat Washer φ6 | 4431 | 3480 | 951 | 6100K013 | 1-1-1-1 | consumption | 2025-09-25 | SEP |  | JD01-Jeddah Central Warehouse | 2026-12-31 | 2026-12-17 | 0 | [5 empty] | Work in Process Material Issue | 7587916
safety-[ | none : 2L1T safety stock | RMU | ROH | 211001962 | Flat Washer φ6 | 951 | 951 | 0 | 6100K015 | 1-1-1-1 | consumption | 2025-09-25 | SEP |  | JD01-Jeddah Central Warehouse | 2026-12-31 | 2026-12-17 | 0 | [5 empty] | Work in Process Material Issue | 7592480
safety-[ | none : 2L1T safety stock | RMU | ROH | 205041921 | Flat Washer φ8 | 5930 | 5930 | 0 | 6100K013 | 1-1-1-1 | consumption | 2025-09-14 | SEP |  | JD01-Jeddah Central Warehouse | 2026-12-31 | 2026-12-17 | 0 | [5 empty] | Work in Process Material Issue | 7272394
safety-[ | none : 2L1T safety stock | RMU | ROH | 205041921 | Flat Washer φ8 | 40917 | 9717 | 31200 | 6100K013 | 1-1-1-1 | consumption | 2025-09-14 | DFE-Gas Tank |  | JD01-Jeddah Central Warehouse | 2026-12-31 | 2026-12-17 | 0 | [5 empty] | Work in Process Material Issue | 7272394
safety-[ | none : 2L1T safety stock | RMU | ROH | 205041921 | Flat Washer φ8 | 31200 | 3120 | 28080 | 6100K013 | BOX92-1-1-K013_SEP | consumption | 2025-10-16 | DFE-Gas Tank |  | JD01-Jeddah Central Warehouse | 2026-12-31 | 2026-12-17 | 0 | [5 empty] | Work in Process Pick | 8149378
safety-[ | none : 2L1T safety stock | RMU | ROH | 205041921 | Flat Washer φ8 | 28080 | 1600 | 26480 | 6100K013 | 1-1-1-1 | consumption | 2025-09-21 | DFE-Gas Tank |  | JD01-Jeddah Central Warehouse | 2026-12-31 | 2026-12-17 | 0 | [5 empty] | Work in Process Material Issue | 7476708
safety-[ | none : 2L1T safety stock | RMU | ROH | 205041921 | Flat Washer φ8 | 26480 | 7728 | 18752 | 6100K013 | BOX92-1-1-K013_SEP | consumption | 2025-10-23 | DFE-Gas Tank |  | JD01-Jeddah Central Warehouse | 2026-12-31 | 2026-12-17 | 0 | [5 empty] | Work in Process Pick | 8281144
safety-[ | none : 2L1T safety stock | RMU | ROH | 205041921 | Flat Washer φ8 | 18752 | 2100 | 16652 | 6100K013 | 1-1-1-1 | consumption | 2025-09-24 | DFE-Gas Tank |  | JD01-Jeddah Central Warehouse | 2026-12-31 | 2026-12-17 | 0 | [5 empty] | Work in Process Material Issue | 7564875
safety-[ | none : 2L1T safety stock | RMU | ROH | 205041921 | Flat Washer φ8 | 16652 | 720 | 15932 | 6100K013 | 1-1-1-1 | consumption | 2025-09-25 | DFE-Gas Tank |  | JD01-Jeddah Central Warehouse | 2026-12-31 | 2026-12-17 | 0 | [5 empty] | Work in Process Material Issue | 7587852
safety-[ | none : 2L1T safety stock | RMU | ROH | 205041921 | Flat Washer φ8 | 15932 | 3000 | 12932 | 6100K013 | 1-1-1-1 | consumption | 2025-10-26 | DFE-Gas Tank |  | JD01-Jeddah Central Warehouse | 2026-12-31 | 2026-12-17 | 0 | [5 empty] | Work in Process Material Issue | 8335166
safety-[ | none : 2L1T safety stock | RMU | ROH | 205041921 | Flat Washer φ8 | 12932 | 12932 | 0 | 6100KDP02 | PO-SEP-6034-[46] | GR_in_process | 2025-11-30 | DFE-Gas Tank |  | JD01-Jeddah Central Warehouse | 2026-12-31 | 2026-12-17 | 0 | Dongfang Electronics International Engineering Co. Ltd | 6100KDP02 // 2L1T SRMU Gas Tank Loose Material from DFE | 27600 | 01-09-2025 | 01-09-2025 |  |  | PO-SEP-6034/DF250831-400-SEP
safety-[ | none : 2L1T safety stock | RMU | ROH | DF240907005 | Flat Washers φ3 | 2372 | 702 | 1670 | 6100K013 | 1-1-1-1 | consumption | 2025-09-17 | Outer Enclosure |  | JD01-Jeddah Central Warehouse | 2026-12-31 | 2026-12-17 | 0 | [5 empty] | Work in Process Material Issue | 7370419
safety-[ | none : 2L1T safety stock | RMU | ROH | DF240907005 | Flat Washers φ3 | 1670 | 1670 | 0 | 6100K013 | 1-1-1-1 | consumption | 2025-09-18 | Outer Enclosure |  | JD01-Jeddah Central Warehouse | 2026-12-31 | 2026-12-17 | 0 | [5 empty] | Work in Process Material Issue | 7399326
safety-[ | none : 2L1T safety stock | RMU | ROH | DF240907005 | Flat Washer φ3 | 4744 | 730 | 4014 | 6100K013 | 1-1-1-1 | consumption | 2025-09-18 | DFE-LV |  | JD01-Jeddah Central Warehouse | 2026-12-31 | 2026-12-17 | 0 | [5 empty] | Work in Process Material Issue | 7399326
safety-[ | none : 2L1T safety stock | RMU | ROH | DF240907005 | Flat Washer φ3 | 4014 | 480 | 3534 | 6100K008 | R58-A-1-K12B_SEP | consumption | 2025-10-18 | DFE-LV |  | JD01-Jeddah Central Warehouse | 2026-12-31 | 2026-12-17 | 0 | [5 empty] | Work in Process Pick | 8161216
safety-[ | none : 2L1T safety stock | RMU | ROH | DF240907005 | Flat Washer φ3 | 3534 | 1000 | 2534 | 6100K013 | 1-1-1-1 | consumption | 2025-09-24 | DFE-LV |  | JD01-Jeddah Central Warehouse | 2026-12-31 | 2026-12-17 | 0 | [5 empty] | Work in Process Material Issue | 7562504
safety-[ | none : 2L1T safety stock | RMU | ROH | DF240907005 | Flat Washer φ3 | 2534 | 1000 | 1534 | 6100K013 | 1-1-1-1 | consumption | 2025-09-25 | DFE-LV |  | JD01-Jeddah Central Warehouse | 2026-12-31 | 2026-12-17 | 0 | [5 empty] | Work in Process Material Issue | 7581636
safety-[ | none : 2L1T safety stock | RMU | ROH | DF240907005 | Flat Washer φ3 | 1534 | 480 | 1054 | 6100K013 | 1-1-1-1 | consumption | 2025-09-25 | DFE-LV |  | JD01-Jeddah Central Warehouse | 2026-12-31 | 2026-12-17 | 0 | [5 empty] | Work in Process Material Issue | 7587905
safety-[ | none : 2L1T safety stock | RMU | ROH | DF240907005 | Flat Washer φ3 | 1054 | 240 | 814 | 6100K013 | 1-1-1-1 | consumption | 2025-09-25 | DFE-LV |  | JD01-Jeddah Central Warehouse | 2026-12-31 | 2026-12-17 | 0 | [5 empty] | Work in Process Material Issue | 7591033
safety-[ | none : 2L1T safety stock | RMU | ROH | DF240907005 | Flat Washer φ3 | 814 | 168 | 646 | 6100K015 | 1-1-1-1 | consumption | 2025-09-25 | DFE-LV |  | JD01-Jeddah Central Warehouse | 2026-12-31 | 2026-12-17 | 0 | [5 empty] | Work in Process Material Issue | 7592466
safety-[ | none : 2L1T safety stock | RMU | ROH | DF240907005 | Flat Washer φ3 | 646 | 646 | 0 | 6100K006 | 1-1-1-1 | consumption | 2025-10-25 | DFE-LV |  | JD01-Jeddah Central Warehouse | 2026-12-31 | 2026-12-17 | 0 | [5 empty] | Work in Process Material Issue | 8296192
safety-[ | none : 2L1T safety stock | RMU | ROH | 205004178 | ø10 Flat pad Stainless steel | 593 | 593 | 0 | 6100K013 | R55-I-1-K013_SEP | inventory | 2025-10-28 | Outer Enclosure |  | JD01-Jeddah Central Warehouse | 2026-12-31 | 2026-12-17 | 0
safety-[ | none : 2L1T safety stock | RMU | ROH | DF240603022 | Flat Washer φ10 | 26092 | 482 | 25610 | 6100K013 | 1-1-1-1 | consumption | 2025-09-18 | SEP |  | JD01-Jeddah Central Warehouse | 2026-12-31 | 2026-12-17 | 0 | [5 empty] | Work in Process Material Issue | 7408973
safety-[ | none : 2L1T safety stock | RMU | ROH | DF240603022 | Flat Washer φ10 | 25610 | 7040 | 18570 | 6100K013 | 1-1-1-1 | consumption | 2025-09-21 | SEP |  | JD01-Jeddah Central Warehouse | 2026-12-31 | 2026-12-17 | 0 | [5 empty] | Work in Process Material Issue | 7476727
safety-[ | none : 2L1T safety stock | RMU | ROH | DF240603022 | Flat Washer φ10 | 18570 | 14000 | 4570 | 6100K013 | 1-1-1-1 | consumption | 2025-09-24 | SEP |  | JD01-Jeddah Central Warehouse | 2026-12-31 | 2026-12-17 | 0 | [5 empty] | Work in Process Material Issue | 7564906
safety-[ | none : 2L1T safety stock | RMU | ROH | DF240603022 | Flat Washer φ10 | 4570 | 2450 | 2120 | 6100K013 | 1-1-1-1 | consumption | 2025-09-25 | SEP |  | JD01-Jeddah Central Warehouse | 2026-12-31 | 2026-12-17 | 0 | [5 empty] | Work in Process Material Issue | 7587886
safety-[ | none : 2L1T safety stock | RMU | ROH | DF240603022 | Flat Washer φ10 | 2120 | 2120 | 0 | 6100K013 | 1-1-1-1 | consumption | 2025-10-26 | SEP |  | JD01-Jeddah Central Warehouse | 2026-12-31 | 2026-12-17 | 0 | [5 empty] | Work in Process Material Issue | 8335198
safety-[ | none : 2L1T safety stock | RMU | ROH | DF240603012 | Flat Washer φ12 | 1186 | 281 | 905 | 6100K013 | 1-1-1-1 | consumption | 2025-09-21 | SEP |  | JD01-Jeddah Central Warehouse | 2026-12-31 | 2026-12-17 | 0 | [5 empty] | Work in Process Material Issue | 7476716
safety-[ | none : 2L1T safety stock | RMU | ROH | DF240603012 | Flat Washer φ12 | 905 | 500 | 405 | 6100K013 | 1-1-1-1 | consumption | 2025-09-24 | SEP |  | JD01-Jeddah Central Warehouse | 2026-12-31 | 2026-12-17 | 0 | [5 empty] | Work in Process Material Issue | 7564894
safety-[ | none : 2L1T safety stock | RMU | ROH | DF240603012 | Flat Washer φ12 | 405 | 405 | 0 | 6100K013 | 1-1-1-1 | consumption | 2025-09-25 | SEP |  | JD01-Jeddah Central Warehouse | 2026-12-31 | 2026-12-17 | 0 | [5 empty] | Work in Process Material Issue | 7581628
safety-[ | none : 2L1T safety stock | RMU | ROH | DF240603005 | Cross groove countersunk head screw M3*6 | 21348 | 1248 | 20100 | 6100K013 | 1-1-1-1 | consumption | 2025-09-18 | SEP |  | JD01-Jeddah Central Warehouse | 2026-12-31 | 2026-12-17 | 0 | [5 empty] | Work in Process Material Issue | 7419891
safety-[ | none : 2L1T safety stock | RMU | ROH | DF240603005 | Cross groove countersunk head screw M3*6 | 20100 | 5760 | 14340 | 6100K013 | 1-1-1-1 | consumption | 2025-09-21 | SEP |  | JD01-Jeddah Central Warehouse | 2026-12-31 | 2026-12-17 | 0 | [5 empty] | Work in Process Material Issue | 7476694
safety-[ | none : 2L1T safety stock | RMU | ROH | DF240603005 | Cross groove countersunk head screw M3*6 | 14340 | 11000 | 3340 | 6100K013 | 1-1-1-1 | consumption | 2025-09-24 | SEP |  | JD01-Jeddah Central Warehouse | 2026-12-31 | 2026-12-17 | 0 | [5 empty] | Work in Process Material Issue | 7564861
safety-[ | none : 2L1T safety stock | RMU | ROH | DF240603005 | Cross groove countersunk head screw M3*6 | 3340 | 2160 | 1180 | 6100K013 | 1-1-1-1 | consumption | 2025-09-25 | SEP |  | JD01-Jeddah Central Warehouse | 2026-12-31 | 2026-12-17 | 0 | [5 empty] | Work in Process Material Issue | 7587837
safety-[ | none : 2L1T safety stock | RMU | ROH | DF240603005 | Cross groove countersunk head screw M3*6 | 1180 | 1180 | 0 | 6100K013 | 1-1-1-1 | consumption | 2025-10-26 | SEP |  | JD01-Jeddah Central Warehouse | 2026-12-31 | 2026-12-17 | 0 | [5 empty] | Work in Process Material Issue | 8335154
safety-[ | none : 2L1T safety stock | RMU | ROH | 8DF.0818.0009 | Front Reinforcing Rib | 2372 | 1322 | 1050 | 6100K013 | 1-1-1-1 | consumption | 2025-09-14 | DFE-Gas Tank |  | JD01-Jeddah Central Warehouse | 2026-12-31 | 2026-12-17 | 0 | [5 empty] | Work in Process Material Issue | 7272405
safety-[ | none : 2L1T safety stock | RMU | ROH | 8DF.0818.0009 | Front Reinforcing Rib | 1050 | 448 | 602 | 6100K013 | BOX92-1-1-K013_SEP | consumption | 2025-10-23 | DFE-Gas Tank |  | JD01-Jeddah Central Warehouse | 2026-12-31 | 2026-12-17 | 0 | [5 empty] | Work in Process Pick | 8281171
safety-[ | none : 2L1T safety stock | RMU | ROH | 8DF.0818.0009 | Front Reinforcing Rib | 602 | 602 | 0 | 6100KDP02 | PO-SEP-6034-[76] | GR_in_process | 2025-11-30 | DFE-Gas Tank |  | JD01-Jeddah Central Warehouse | 2026-12-31 | 2026-12-17 | 0 | Dongfang Electronics International Engineering Co. Ltd | 6100KDP02 // 2L1T SRMU Gas Tank Loose Material from DFE | 1600 | 01-09-2025 | 01-09-2025 |  |  | PO-SEP-6034/DF250831-400-SEP
safety-[ | none : 2L1T safety stock | RMU | ROH | DF240612001 | Grounding wire (yellow green) BVR-2.5mm² | 14825 | 7575 | 7250 | 6100K013 | 1-1-1-1 | inventory | 2025-10-28 | DFE-LV |  | JD01-Jeddah Central Warehouse | 2026-12-31 | 2026-12-17 | 0
safety-[ | none : 2L1T safety stock | RMU | ROH | DF240612001 | Grounding wire (yellow green) BVR-2.5mm² | 7250 | 2150 | 5100 | 6100K013 | R57-H-1-K013_SEP | inventory | 2025-10-28 | DFE-LV |  | JD01-Jeddah Central Warehouse | 2026-12-31 | 2026-12-17 | 0
safety-[ | none : 2L1T safety stock | RMU | ROH | DF240612001 | Grounding wire (yellow green) BVR-2.5mm² | 5100 | 1960 | 3140 | 6100K013 | R19-A-1-K013_SEP | inventory | 2025-10-28 | DFE-LV |  | JD01-Jeddah Central Warehouse | 2026-12-31 | 2026-12-17 | 0
safety-[ | none : 2L1T safety stock | RMU | ROH | DF240612001 | Grounding wire (yellow green) BVR-2.5mm² | 3140 | 3140 | 0 | 6100K013 | 1-1-1-1 | consumption | 2025-09-18 | DFE-LV |  | JD01-Jeddah Central Warehouse | 2026-12-31 | 2026-12-17 | 0 | [5 empty] | Work in Process Material Issue | 7408980
safety-[ | none : 2L1T safety stock | RMU | HALB | 8DF.0818.0008A | Gas Tank Ground Bar A | 1186 | 606 | 580 | 6100K013 | 1-1-1-1 | consumption | 2025-09-21 | DFE-Gas Tank |  | JD01-Jeddah Central Warehouse | 2026-12-31 | 2026-12-17 | 0 | [5 empty] | Work in Process Material Issue | 7452546
safety-[ | none : 2L1T safety stock | RMU | HALB | 8DF.0818.0008A | Gas Tank Ground Bar A | 580 | 224 | 356 | 6100K013 | BOX92-1-1-K013_SEP | consumption | 2025-10-23 | DFE-Gas Tank |  | JD01-Jeddah Central Warehouse | 2026-12-31 | 2026-12-17 | 0 | [5 empty] | Work in Process Pick | 8272291
safety-[ | none : 2L1T safety stock | RMU | HALB | 8DF.0818.0008A | Gas Tank Ground Bar A | 356 | 356 | 0 | 6100KDP02 | PO-SEP-6034-[24] | GR_in_process | 2025-11-30 | DFE-Gas Tank |  | JD01-Jeddah Central Warehouse | 2026-12-31 | 2026-12-17 | 0 | Dongfang Electronics International Engineering Co. Ltd | 6100KDP02 // 2L1T SRMU Gas Tank Loose Material from DFE | 800 | 01-09-2025 | 01-09-2025 |  |  | PO-SEP-6034/DF250831-400-SEP
safety-[ | none : 2L1T safety stock | RMU | HALB | 8DF.0818.0008B | Gas Tank Ground Bar B | 1186 | 826 | 360 | 6100K013 | 1-1-1-1 | consumption | 2025-09-21 | DFE-Gas Tank |  | JD01-Jeddah Central Warehouse | 2026-12-31 | 2026-12-17 | 0 | [5 empty] | Work in Process Material Issue | 7452547
safety-[ | none : 2L1T safety stock | RMU | HALB | 8DF.0818.0008B | Gas Tank Ground Bar B | 360 | 224 | 136 | 6100K013 | BOX92-1-1-K013_SEP | consumption | 2025-10-23 | DFE-Gas Tank |  | JD01-Jeddah Central Warehouse | 2026-12-31 | 2026-12-17 | 0 | [5 empty] | Work in Process Pick | 8272294
safety-[ | none : 2L1T safety stock | RMU | HALB | 8DF.0818.0008B | Gas Tank Ground Bar B | 136 | 136 | 0 | 6100KDP02 | PO-SEP-6034-[25] | GR_in_process | 2025-11-30 | DFE-Gas Tank |  | JD01-Jeddah Central Warehouse | 2026-12-31 | 2026-12-17 | 0 | Dongfang Electronics International Engineering Co. Ltd | 6100KDP02 // 2L1T SRMU Gas Tank Loose Material from DFE | 800 | 01-09-2025 | 01-09-2025 |  |  | PO-SEP-6034/DF250831-400-SEP
safety-[ | none : 2L1T safety stock | RMU | ROH | DF240603037 | Gland M30*1.5 | 2965 | 600 | 2365 | 6100K013 | 1-1-1-1 | consumption | 2025-09-18 | SEP |  | JD01-Jeddah Central Warehouse | 2026-12-31 | 2026-12-17 | 0 | [5 empty] | Work in Process Material Issue | 7408978
safety-[ | none : 2L1T safety stock | RMU | ROH | DF240603037 | Gland M30*1.5 | 2365 | 395 | 1970 | 6100K013 | 1-1-1-1 | consumption | 2025-09-18 | SEP |  | JD01-Jeddah Central Warehouse | 2026-12-31 | 2026-12-17 | 0 | [5 empty] | Work in Process Material Issue | 7419930
safety-[ | none : 2L1T safety stock | RMU | ROH | DF240603037 | Gland M30*1.5 | 1970 | 800 | 1170 | 6100K013 | 1-1-1-1 | consumption | 2025-09-21 | SEP |  | JD01-Jeddah Central Warehouse | 2026-12-31 | 2026-12-17 | 0 | [5 empty] | Work in Process Material Issue | 7476732
safety-[ | none : 2L1T safety stock | RMU | ROH | DF240603037 | Gland M30*1.5 | 1170 | 630 | 540 | 6100K013 | 1-1-1-1 | consumption | 2025-09-24 | SEP |  | JD01-Jeddah Central Warehouse | 2026-12-31 | 2026-12-17 | 0 | [5 empty] | Work in Process Material Issue | 7564913
safety-[ | none : 2L1T safety stock | RMU | ROH | DF240603037 | Gland M30*1.5 | 540 | 300 | 240 | 6100K013 | 1-1-1-1 | consumption | 2025-09-25 | SEP |  | JD01-Jeddah Central Warehouse | 2026-12-31 | 2026-12-17 | 0 | [5 empty] | Work in Process Material Issue | 7587892
safety-[ | none : 2L1T safety stock | RMU | ROH | DF240603037 | Gland M30*1.5 | 240 | 240 | 0 | 6100K013 | 1-1-1-1 | consumption | 2025-10-26 | SEP |  | JD01-Jeddah Central Warehouse | 2026-12-31 | 2026-12-17 | 0 | [5 empty] | Work in Process Material Issue | 8335202
safety-[ | none : 2L1T safety stock | RMU | ROH | DF240603038 | Gland M40*1.5 | 2372 | 1200 | 1172 | 6100K013 | 1-1-1-1 | consumption | 2025-09-18 | SEP |  | JD01-Jeddah Central Warehouse | 2026-12-31 | 2026-12-17 | 0 | [5 empty] | Work in Process Material Issue | 7408979
safety-[ | none : 2L1T safety stock | RMU | ROH | DF240603038 | Gland M40*1.5 | 1172 | 462 | 710 | 6100K013 | 1-1-1-1 | consumption | 2025-09-18 | SEP |  | JD01-Jeddah Central Warehouse | 2026-12-31 | 2026-12-17 | 0 | [5 empty] | Work in Process Material Issue | 7419931
safety-[ | none : 2L1T safety stock | RMU | ROH | DF240603038 | Gland M40*1.5 | 710 | 640 | 70 | 6100K013 | 1-1-1-1 | consumption | 2025-09-21 | SEP |  | JD01-Jeddah Central Warehouse | 2026-12-31 | 2026-12-17 | 0 | [5 empty] | Work in Process Material Issue | 7476733
safety-[ | none : 2L1T safety stock | RMU | ROH | DF240603038 | Gland M40*1.5 | 70 | 70 | 0 | 6100K013 | 1-1-1-1 | consumption | 2025-09-24 | SEP |  | JD01-Jeddah Central Warehouse | 2026-12-31 | 2026-12-17 | 0 | [5 empty] | Work in Process Material Issue | 7564914
safety-[ | none : 2L1T safety stock | RMU | ROH | 8DF.0816.1200 | Grounding identification 1 φ12 | 593 | 48 | 545 | 6100K013 | 1-1-1-1 | consumption | 2025-09-18 | DFE-Consumables |  | JD01-Jeddah Central Warehouse | 2026-12-31 | 2026-12-17 | 0 | [5 empty] | Work in Process Material Issue | 7408957
safety-[ | none : 2L1T safety stock | RMU | ROH | 8DF.0816.1200 | Grounding identification 1 φ12 | 545 | 160 | 385 | 6100K013 | 1-1-1-1 | consumption | 2025-09-21 | DFE-Consumables |  | JD01-Jeddah Central Warehouse | 2026-12-31 | 2026-12-17 | 0 | [5 empty] | Work in Process Material Issue | 7476712
safety-[ | none : 2L1T safety stock | RMU | ROH | 8DF.0816.1200 | Grounding identification 1 φ12 | 385 | 250 | 135 | 6100K013 | 1-1-1-1 | consumption | 2025-09-24 | DFE-Consumables |  | JD01-Jeddah Central Warehouse | 2026-12-31 | 2026-12-17 | 0 | [5 empty] | Work in Process Material Issue | 7564888
safety-[ | none : 2L1T safety stock | RMU | ROH | 8DF.0816.1200 | Grounding identification 1 φ12 | 135 | 60 | 75 | 6100K013 | 1-1-1-1 | consumption | 2025-09-25 | DFE-Consumables |  | JD01-Jeddah Central Warehouse | 2026-12-31 | 2026-12-17 | 0 | [5 empty] | Work in Process Material Issue | 7587867
safety-[ | none : 2L1T safety stock | RMU | ROH | 8DF.0816.1200 | Grounding identification 1 φ12 | 75 | 75 | 0 | 6100K013 | 1-1-1-1 | consumption | 2025-10-26 | DFE-Consumables |  | JD01-Jeddah Central Warehouse | 2026-12-31 | 2026-12-17 | 0 | [5 empty] | Work in Process Material Issue | 8335182
safety-[ | none : 2L1T safety stock | RMU | HALB | 8DF.0815.0132 | Grounding Bar 1 | 1186 | 571 | 615 | 6100K013 | 1-1-1-1 | consumption | 2025-09-21 | DFE-Gas Tank |  | JD01-Jeddah Central Warehouse | 2026-12-31 | 2026-12-17 | 0 | [5 empty] | Work in Process Material Issue | 7452543
safety-[ | none : 2L1T safety stock | RMU | HALB | 8DF.0815.0132 | Grounding Bar 1 | 615 | 224 | 391 | 6100K013 | BOX92-1-1-K013_SEP | consumption | 2025-10-23 | DFE-Gas Tank |  | JD01-Jeddah Central Warehouse | 2026-12-31 | 2026-12-17 | 0 | [5 empty] | Work in Process Pick | 8281114
safety-[ | none : 2L1T safety stock | RMU | HALB | 8DF.0815.0132 | Grounding Bar 1 | 391 | 391 | 0 | 6100KDP02 | PO-SEP-6034-[5] | GR_in_process | 2025-11-30 | DFE-Gas Tank |  | JD01-Jeddah Central Warehouse | 2026-12-31 | 2026-12-17 | 0 | Dongfang Electronics International Engineering Co. Ltd | 6100KDP02 // 2L1T SRMU Gas Tank Loose Material from DFE | 800 | 01-09-2025 | 01-09-2025 |  |  | PO-SEP-6034/DF250831-400-SEP
safety-[ | none : 2L1T safety stock | RMU | ROH | DF240610001 | Grounding box twist lock (38*27) | 1186 | 480 | 706 | 6100K013 | 1-1-1-1 | consumption | 2025-09-18 | DFE-Consumables |  | JD01-Jeddah Central Warehouse | 2026-12-31 | 2026-12-17 | 0 | [5 empty] | Work in Process Material Issue | 7419901
safety-[ | none : 2L1T safety stock | RMU | ROH | DF240610001 | Grounding box twist lock (38*27) | 706 | 21 | 685 | 6100K013 | 1-1-1-1 | consumption | 2025-09-18 | DFE-Consumables |  | JD01-Jeddah Central Warehouse | 2026-12-31 | 2026-12-17 | 0 | [5 empty] | Work in Process Material Issue | 7408955
safety-[ | none : 2L1T safety stock | RMU | ROH | DF240610001 | Grounding box twist lock (38*27) | 685 | 320 | 365 | 6100K013 | 1-1-1-1 | consumption | 2025-09-21 | DFE-Consumables |  | JD01-Jeddah Central Warehouse | 2026-12-31 | 2026-12-17 | 0 | [5 empty] | Work in Process Material Issue | 7476706
safety-[ | none : 2L1T safety stock | RMU | ROH | DF240610001 | Grounding box twist lock (38*27) | 365 | 365 | 0 | 6100K013 | 1-1-1-1 | consumption | 2025-09-24 | DFE-Consumables |  | JD01-Jeddah Central Warehouse | 2026-12-31 | 2026-12-17 | 0 | [5 empty] | Work in Process Material Issue | 7564872
safety-[ | none : 2L1T safety stock | RMU | ROH | 8DF.0816.1201 | Grounding identification 2 φ10 | 1779 | 420 | 1359 | 6100K013 | BOX42-1-1-K013_SEP | inventory | 2025-10-28 | DFE-Consumables |  | JD01-Jeddah Central Warehouse | 2026-12-31 | 2026-12-17 | 0
safety-[ | none : 2L1T safety stock | RMU | ROH | 8DF.0816.1201 | Grounding identification 2 φ10 | 1359 | 338 | 1021 | 6100K013 | 1-1-1-1 | inventory | 2025-10-28 | DFE-Consumables |  | JD01-Jeddah Central Warehouse | 2026-12-31 | 2026-12-17 | 0
safety-[ | none : 2L1T safety stock | RMU | ROH | 8DF.0816.1201 | Grounding identification 2 φ10 | 1021 | 90 | 931 | 6100KDP02 | BOX1-1-1-K013_SEP | inventory | 2025-10-28 | DFE-Consumables |  | JD01-Jeddah Central Warehouse | 2026-12-31 | 2026-12-17 | 0
safety-[ | none : 2L1T safety stock | RMU | ROH | 8DF.0816.1201 | Grounding identification 2 φ10 | 931 | 30 | 901 | 6100KDP02 | BOX6-1-1-K013_SEP | inventory | 2025-10-28 | DFE-Consumables |  | JD01-Jeddah Central Warehouse | 2026-12-31 | 2026-12-17 | 0
safety-[ | none : 2L1T safety stock | RMU | ROH | 8DF.0816.1201 | Grounding identification 2 φ10 | 901 | 420 | 481 | 6100KDP02 | BOX42-1-1-K013_SEP | consumption | 2025-10-13 | DFE-Consumables |  | JD01-Jeddah Central Warehouse | 2026-12-31 | 2026-12-17 | 0 | [5 empty] | Project Transfer | 8080813
safety-[ | none : 2L1T safety stock | RMU | ROH | 8DF.0816.1201 | Grounding identification 2 φ10 | 481 | 481 | 0 | 6100K013 | BOX92-1-1-K013_SEP | consumption | 2025-10-16 | DFE-Consumables |  | JD01-Jeddah Central Warehouse | 2026-12-31 | 2026-12-17 | 0 | [5 empty] | Work in Process Pick | 8149426
safety-[ | none : 2L1T safety stock | RMU | ROH | 8DF.0816.1201 | Grounding identification 2 φ10 | 1779 | 216 | 1563 | 6100K013 | 1-1-1-1 | consumption | 2025-10-16 | DFE-Gas Tank |  | JD01-Jeddah Central Warehouse | 2026-12-31 | 2026-12-17 | 0 | [5 empty] | Work in Process Pick | 8149429
safety-[ | none : 2L1T safety stock | RMU | ROH | 8DF.0816.1201 | Grounding identification 2 φ10 | 1563 | 83 | 1480 | 6100K013 | BOX92-1-1-K013_SEP | consumption | 2025-10-16 | DFE-Gas Tank |  | JD01-Jeddah Central Warehouse | 2026-12-31 | 2026-12-17 | 0 | [5 empty] | Work in Process Pick | 8149426
safety-[ | none : 2L1T safety stock | RMU | ROH | 8DF.0816.1201 | Grounding identification 2 φ10 | 1480 | 1480 | 0 | 6100K013 | 1-1-1-1 | consumption | 2025-09-21 | DFE-Gas Tank |  | JD01-Jeddah Central Warehouse | 2026-12-31 | 2026-12-17 | 0 | [5 empty] | Work in Process Material Issue | 7452557
safety-[ | none : 2L1T safety stock | RMU | ROH | 8DF.0816.1202 | Grounding identification 3 φ6 | 1186 | 651 | 535 | 6100K013 | 1-1-1-1 | inventory | 2025-10-28 | DFE-Consumables |  | JD01-Jeddah Central Warehouse | 2026-12-31 | 2026-12-17 | 0
safety-[ | none : 2L1T safety stock | RMU | ROH | 8DF.0816.1202 | Grounding identification 3 φ6 | 535 | 210 | 325 | 6100KDP02 | BOX1-1-1-K013_SEP | inventory | 2025-10-28 | DFE-Consumables |  | JD01-Jeddah Central Warehouse | 2026-12-31 | 2026-12-17 | 0
safety-[ | none : 2L1T safety stock | RMU | ROH | 8DF.0816.1202 | Grounding identification 3 φ6 | 325 | 52 | 273 | 6100K013 | R60-B-1-K013_SEP | inventory | 2025-10-28 | DFE-Consumables |  | JD01-Jeddah Central Warehouse | 2026-12-31 | 2026-12-17 | 0
safety-[ | none : 2L1T safety stock | RMU | ROH | 8DF.0816.1202 | Grounding identification 3 φ6 | 273 | 40 | 233 | 6100K013 | R61-G-1-KDP2_SEP | inventory | 2025-10-28 | DFE-Consumables |  | JD01-Jeddah Central Warehouse | 2026-12-31 | 2026-12-17 | 0
safety-[ | none : 2L1T safety stock | RMU | ROH | 8DF.0816.1202 | Grounding identification 3 φ6 | 233 | 233 | 0 | 6100K013 | 1-1-1-1 | consumption | 2025-11-09 | DFE-Consumables |  | JD01-Jeddah Central Warehouse | 2026-12-31 | 2026-12-17 | 0 | [5 empty] | Work in Process Material Issue | 7227569
safety-[ | none : 2L1T safety stock | RMU | ROH | 8DF.0816.1202 | Grounding identification 3 φ6 | 3558 | 1927 | 1631 | 6100K013 | 1-1-1-1 | consumption | 2025-11-09 | DFE-LV |  | JD01-Jeddah Central Warehouse | 2026-12-31 | 2026-12-17 | 0 | [5 empty] | Work in Process Material Issue | 7227569
safety-[ | none : 2L1T safety stock | RMU | ROH | 8DF.0816.1202 | Grounding identification 3 φ6 | 1631 | 1300 | 331 | 6100K013 | 1-1-1-1 | consumption | 2025-10-16 | DFE-LV |  | JD01-Jeddah Central Warehouse | 2026-12-31 | 2026-12-17 | 0 | [5 empty] | Work in Process Pick | 8149432
safety-[ | none : 2L1T safety stock | RMU | ROH | 8DF.0816.1202 | Grounding identification 3 φ6 | 331 | 331 | 0 | 6100K013 | 1-1-1-1 | consumption | 2025-09-18 | DFE-LV |  | JD01-Jeddah Central Warehouse | 2026-12-31 | 2026-12-17 | 0 | [5 empty] | Work in Process Material Issue | 7399307
safety-[ | none : 2L1T safety stock | RMU | ROH | DF241124001 | Grub Screw M6*16 | 7116 | 2056 | 5060 | 6100K013 | 1-1-1-1 | consumption | 2025-10-16 | SEP |  | JD01-Jeddah Central Warehouse | 2026-12-31 | 2026-12-17 | 0 | [5 empty] | Work in Process Pick | 8151122
safety-[ | none : 2L1T safety stock | RMU | ROH | DF241124001 | Grub Screw M6*16 | 5060 | 5060 | 0 | 6100K013 | 1-1-1-1 | consumption | 2025-09-18 | SEP |  | JD01-Jeddah Central Warehouse | 2026-12-31 | 2026-12-17 | 0 | [5 empty] | Work in Process Material Issue | 7406385
safety-[ | none : 2L1T safety stock | RMU | ROH | DF240603015 | Hexagonal thin nut M3*1.65 | 21348 | 3928 | 17420 | 6100K013 | 1-1-1-1 | consumption | 2025-09-21 | SEP |  | JD01-Jeddah Central Warehouse | 2026-12-31 | 2026-12-17 | 0 | [5 empty] | Work in Process Material Issue | 7476696
safety-[ | none : 2L1T safety stock | RMU | ROH | DF240603015 | Hexagonal thin nut M3*1.65 | 17420 | 11000 | 6420 | 6100K013 | 1-1-1-1 | consumption | 2025-09-24 | SEP |  | JD01-Jeddah Central Warehouse | 2026-12-31 | 2026-12-17 | 0 | [5 empty] | Work in Process Material Issue | 7564863
safety-[ | none : 2L1T safety stock | RMU | ROH | DF240603015 | Hexagonal thin nut M3*1.65 | 6420 | 3000 | 3420 | 6100K013 | 1-1-1-1 | consumption | 2025-09-25 | SEP |  | JD01-Jeddah Central Warehouse | 2026-12-31 | 2026-12-17 | 0 | [5 empty] | Work in Process Material Issue | 7581623
safety-[ | none : 2L1T safety stock | RMU | ROH | DF240603015 | Hexagonal thin nut M3*1.65 | 3420 | 2160 | 1260 | 6100K013 | 1-1-1-1 | consumption | 2025-09-25 | SEP |  | JD01-Jeddah Central Warehouse | 2026-12-31 | 2026-12-17 | 0 | [5 empty] | Work in Process Material Issue | 7587839
safety-[ | none : 2L1T safety stock | RMU | ROH | DF240603015 | Hexagonal thin nut M3*1.65 | 1260 | 1260 | 0 | 6100K013 | 1-1-1-1 | consumption | 2025-10-26 | SEP |  | JD01-Jeddah Central Warehouse | 2026-12-31 | 2026-12-17 | 0 | [5 empty] | Work in Process Material Issue | 8335156
safety-[ | none : 2L1T safety stock | RMU | ROH | DF240424009 | Hexagonal half round head combination screw M6 * 25 | 32022 | 17892 | 14130 | 6100K013 | 1-1-1-1 | consumption | 2025-09-21 | DFE-Gas Tank |  | JD01-Jeddah Central Warehouse | 2026-12-31 | 2026-12-17 | 0 | [5 empty] | Work in Process Material Issue | 7452504
safety-[ | none : 2L1T safety stock | RMU | ROH | DF240424009 | Hexagonal half round head combination screw M6 * 25 | 14130 | 6048 | 8082 | 6100K013 | BOX92-1-1-K013_SEP | consumption | 2025-10-23 | DFE-Gas Tank |  | JD01-Jeddah Central Warehouse | 2026-12-31 | 2026-12-17 | 0 | [5 empty] | Work in Process Pick | 8281195
safety-[ | none : 2L1T safety stock | RMU | ROH | DF240424009 | Hexagonal half round head combination screw M6 * 25 | 8082 | 8082 | 0 | 6100KDP02 | PO-SEP-6034-[43] | GR_in_process | 2025-11-30 | DFE-Gas Tank |  | JD01-Jeddah Central Warehouse | 2026-12-31 | 2026-12-17 | 0 | Dongfang Electronics International Engineering Co. Ltd | 6100KDP02 // 2L1T SRMU Gas Tank Loose Material from DFE | 21600 | 01-09-2025 | 01-09-2025 |  |  | PO-SEP-6034/DF250831-400-SEP
safety-[ | none : 2L1T safety stock | RMU | ROH | DF241123002 | Half round head hexagon socket bolt M6*40 | 3558 | 58 | 3500 | 6100K013 | 1-1-1-1 | consumption | 2025-09-18 | SEP |  | JD01-Jeddah Central Warehouse | 2026-12-31 | 2026-12-17 | 0 | [5 empty] | Work in Process Material Issue | 7406387
safety-[ | none : 2L1T safety stock | RMU | ROH | DF241123002 | Half round head hexagon socket bolt M6*40 | 3500 | 960 | 2540 | 6100K013 | 1-1-1-1 | consumption | 2025-09-21 | SEP |  | JD01-Jeddah Central Warehouse | 2026-12-31 | 2026-12-17 | 0 | [5 empty] | Work in Process Material Issue | 7476739
safety-[ | none : 2L1T safety stock | RMU | ROH | DF241123002 | Half round head hexagon socket bolt M6*40 | 2540 | 2000 | 540 | 6100K013 | 1-1-1-1 | consumption | 2025-09-24 | SEP |  | JD01-Jeddah Central Warehouse | 2026-12-31 | 2026-12-17 | 0 | [5 empty] | Work in Process Material Issue | 7564931
safety-[ | none : 2L1T safety stock | RMU | ROH | DF241123002 | Half round head hexagon socket bolt M6*40 | 540 | 360 | 180 | 6100K013 | 1-1-1-1 | consumption | 2025-09-25 | SEP |  | JD01-Jeddah Central Warehouse | 2026-12-31 | 2026-12-17 | 0 | [5 empty] | Work in Process Material Issue | 7587903
safety-[ | none : 2L1T safety stock | RMU | ROH | DF241123002 | Half round head hexagon socket bolt M6*40 | 180 | 180 | 0 | 6100K013 | 1-1-1-1 | consumption | 2025-10-26 | SEP |  | JD01-Jeddah Central Warehouse | 2026-12-31 | 2026-12-17 | 0 | [5 empty] | Work in Process Material Issue | 8335214
safety-[ | none : 2L1T safety stock | RMU | ROH | DF240424016 | Hexagon Socket Head Cap Screw M10*30 | 3558 | 1248 | 2310 | 6100K013 | 1-1-1-1 | consumption | 2025-09-21 | DFE-Gas Tank |  | JD01-Jeddah Central Warehouse | 2026-12-31 | 2026-12-17 | 0 | [5 empty] | Work in Process Material Issue | 7452510
safety-[ | none : 2L1T safety stock | RMU | ROH | DF240424016 | Hexagon Socket Head Cap Screw M10*30 | 2310 | 672 | 1638 | 6100K013 | BOX92-1-1-K013_SEP | consumption | 2025-10-23 | DFE-Gas Tank |  | JD01-Jeddah Central Warehouse | 2026-12-31 | 2026-12-17 | 0 | [5 empty] | Work in Process Pick | 8281213
safety-[ | none : 2L1T safety stock | RMU | ROH | DF240424016 | Hexagon Socket Head Cap Screw M10*30 | 1638 | 1638 | 0 | 6100KDP02 | PO-SEP-6034-[54] | GR_in_process | 2025-11-30 | DFE-Gas Tank |  | JD01-Jeddah Central Warehouse | 2026-12-31 | 2026-12-17 | 0 | Dongfang Electronics International Engineering Co. Ltd | 6100KDP02 // 2L1T SRMU Gas Tank Loose Material from DFE | 2400 | 01-09-2025 | 01-09-2025 |  |  | PO-SEP-6034/DF250831-400-SEP
safety-[ | none : 2L1T safety stock | RMU | ROH | DF240603018 | Hex Bolt M10*110 | 3558 | 708 | 2850 | 6100K013 | 1-1-1-1 | consumption | 2025-09-18 | SEP |  | JD01-Jeddah Central Warehouse | 2026-12-31 | 2026-12-17 | 0 | [5 empty] | Work in Process Material Issue | 7406374
safety-[ | none : 2L1T safety stock | RMU | ROH | DF240603018 | Hex Bolt M10*110 | 2850 | 960 | 1890 | 6100K013 | 1-1-1-1 | consumption | 2025-09-21 | SEP |  | JD01-Jeddah Central Warehouse | 2026-12-31 | 2026-12-17 | 0 | [5 empty] | Work in Process Material Issue | 7476722
safety-[ | none : 2L1T safety stock | RMU | ROH | DF240603018 | Hex Bolt M10*110 | 1890 | 1890 | 0 | 6100K013 | 1-1-1-1 | consumption | 2025-09-24 | SEP |  | JD01-Jeddah Central Warehouse | 2026-12-31 | 2026-12-17 | 0 | [5 empty] | Work in Process Material Issue | 7564901
safety-[ | none : 2L1T safety stock | RMU | ROH | DF240603020 | Hex Bolt M10*35 | 13046 | 246 | 12800 | 6100K013 | 1-1-1-1 | consumption | 2025-09-18 | SEP |  | JD01-Jeddah Central Warehouse | 2026-12-31 | 2026-12-17 | 0 | [5 empty] | Work in Process Material Issue | 7408970
safety-[ | none : 2L1T safety stock | RMU | ROH | DF240603020 | Hex Bolt M10*35 | 12800 | 3520 | 9280 | 6100K013 | 1-1-1-1 | consumption | 2025-09-21 | SEP |  | JD01-Jeddah Central Warehouse | 2026-12-31 | 2026-12-17 | 0 | [5 empty] | Work in Process Material Issue | 7476724
safety-[ | none : 2L1T safety stock | RMU | ROH | DF240603020 | Hex Bolt M10*35 | 9280 | 7000 | 2280 | 6100K013 | 1-1-1-1 | consumption | 2025-09-24 | SEP |  | JD01-Jeddah Central Warehouse | 2026-12-31 | 2026-12-17 | 0 | [5 empty] | Work in Process Material Issue | 7564903
safety-[ | none : 2L1T safety stock | RMU | ROH | DF240603020 | Hex Bolt M10*35 | 2280 | 1220 | 1060 | 6100K013 | 1-1-1-1 | consumption | 2025-09-25 | SEP |  | JD01-Jeddah Central Warehouse | 2026-12-31 | 2026-12-17 | 0 | [5 empty] | Work in Process Material Issue | 7587883
safety-[ | none : 2L1T safety stock | RMU | ROH | DF240603020 | Hex Bolt M10*35 | 1060 | 1060 | 0 | 6100K013 | 1-1-1-1 | consumption | 2025-10-26 | SEP |  | JD01-Jeddah Central Warehouse | 2026-12-31 | 2026-12-17 | 0 | [5 empty] | Work in Process Material Issue | 8335195
safety-[ | none : 2L1T safety stock | RMU | ROH | DF240603017 | Hex Bolt M10*80 | 1186 | 382 | 804 | 6100K013 | 1-1-1-1 | consumption | 2025-09-18 | SEP |  | JD01-Jeddah Central Warehouse | 2026-12-31 | 2026-12-17 | 0 | [5 empty] | Work in Process Material Issue | 7419919
safety-[ | none : 2L1T safety stock | RMU | ROH | DF240603017 | Hex Bolt M10*80 | 804 | 320 | 484 | 6100K013 | 1-1-1-1 | consumption | 2025-09-21 | SEP |  | JD01-Jeddah Central Warehouse | 2026-12-31 | 2026-12-17 | 0 | [5 empty] | Work in Process Material Issue | 7476721
safety-[ | none : 2L1T safety stock | RMU | ROH | DF240603017 | Hex Bolt M10*80 | 484 | 484 | 0 | 6100K013 | 1-1-1-1 | consumption | 2025-09-24 | SEP |  | JD01-Jeddah Central Warehouse | 2026-12-31 | 2026-12-17 | 0 | [5 empty] | Work in Process Material Issue | 7564900
safety-[ | none : 2L1T safety stock | RMU | ROH | DF240603009 | Hex Bolt M12*30 | 593 | 78 | 515 | 6100K013 | 1-1-1-1 | consumption | 2025-09-18 | SEP |  | JD01-Jeddah Central Warehouse | 2026-12-31 | 2026-12-17 | 0 | [5 empty] | Work in Process Material Issue | 7408960
safety-[ | none : 2L1T safety stock | RMU | ROH | DF240603009 | Hex Bolt M12*30 | 515 | 160 | 355 | 6100K013 | 1-1-1-1 | consumption | 2025-09-21 | SEP |  | JD01-Jeddah Central Warehouse | 2026-12-31 | 2026-12-17 | 0 | [5 empty] | Work in Process Material Issue | 7476713
safety-[ | none : 2L1T safety stock | RMU | ROH | DF240603009 | Hex Bolt M12*30 | 355 | 250 | 105 | 6100K013 | 1-1-1-1 | consumption | 2025-09-24 | SEP |  | JD01-Jeddah Central Warehouse | 2026-12-31 | 2026-12-17 | 0 | [5 empty] | Work in Process Material Issue | 7564891
safety-[ | none : 2L1T safety stock | RMU | ROH | DF240603009 | Hex Bolt M12*30 | 105 | 30 | 75 | 6100K013 | 1-1-1-1 | consumption | 2025-09-25 | SEP |  | JD01-Jeddah Central Warehouse | 2026-12-31 | 2026-12-17 | 0 | [5 empty] | Work in Process Material Issue | 7587871
safety-[ | none : 2L1T safety stock | RMU | ROH | DF240603009 | Hex Bolt M12*30 | 75 | 75 | 0 | 6100K013 | 1-1-1-1 | consumption | 2025-10-26 | SEP |  | JD01-Jeddah Central Warehouse | 2026-12-31 | 2026-12-17 | 0 | [5 empty] | Work in Process Material Issue | 8335186
safety-[ | none : 2L1T safety stock | RMU | ROH | DF240603016 | Hex Bolt M8*20 | 3558 | 320 | 3238 | 6100K013 | 1-1-1-1 | consumption | 2025-09-18 | SEP |  | JD01-Jeddah Central Warehouse | 2026-12-31 | 2026-12-17 | 0 | [5 empty] | Work in Process Material Issue | 7406372
safety-[ | none : 2L1T safety stock | RMU | ROH | DF240603016 | Hex Bolt M8*20 | 3238 | 960 | 2278 | 6100K013 | 1-1-1-1 | consumption | 2025-09-21 | SEP |  | JD01-Jeddah Central Warehouse | 2026-12-31 | 2026-12-17 | 0 | [5 empty] | Work in Process Material Issue | 7476697
safety-[ | none : 2L1T safety stock | RMU | ROH | DF240603016 | Hex Bolt M8*20 | 2278 | 1500 | 778 | 6100K013 | 1-1-1-1 | consumption | 2025-09-24 | SEP |  | JD01-Jeddah Central Warehouse | 2026-12-31 | 2026-12-17 | 0 | [5 empty] | Work in Process Material Issue | 7564864
safety-[ | none : 2L1T safety stock | RMU | ROH | DF240603016 | Hex Bolt M8*20 | 778 | 360 | 418 | 6100K013 | 1-1-1-1 | consumption | 2025-09-25 | SEP |  | JD01-Jeddah Central Warehouse | 2026-12-31 | 2026-12-17 | 0 | [5 empty] | Work in Process Material Issue | 7587840
safety-[ | none : 2L1T safety stock | RMU | ROH | DF240603016 | Hex Bolt M8*20 | 418 | 418 | 0 | 6100K013 | 1-1-1-1 | consumption | 2025-10-26 | SEP |  | JD01-Jeddah Central Warehouse | 2026-12-31 | 2026-12-17 | 0 | [5 empty] | Work in Process Material Issue | 8335157
safety-[ | none : 2L1T safety stock | RMU | ROH | DF241128002 | Hex Nut M4 | 1186 | 74 | 1112 | 6100K013 | BOX12-1-1-K013_SEP | consumption | 2025-10-15 | DFE-LV |  | JD01-Jeddah Central Warehouse | 2026-12-31 | 2026-12-17 | 0 | [5 empty] | Work in Process Pick | 8116044
safety-[ | none : 2L1T safety stock | RMU | ROH | DF241128002 | Hex Nut M4 | 1112 | 520 | 592 | 6100K013 | BOX12-1-1-K013_SEP | consumption | 2025-10-16 | DFE-LV |  | JD01-Jeddah Central Warehouse | 2026-12-31 | 2026-12-17 | 0 | [5 empty] | Work in Process Pick | 8151143
safety-[ | none : 2L1T safety stock | RMU | ROH | DF241128002 | Hex Nut M4 | 592 | 480 | 112 | 6100K013 | 1-1-1-1 | consumption | 2025-09-18 | DFE-LV |  | JD01-Jeddah Central Warehouse | 2026-12-31 | 2026-12-17 | 0 | [5 empty] | Work in Process Material Issue | 7399329
safety-[ | none : 2L1T safety stock | RMU | ROH | DF241128002 | Hex Nut M4 | 112 | 112 | 0 | 6100K008 | R58-A-1-K12B_SEP | consumption | 2025-10-18 | DFE-LV |  | JD01-Jeddah Central Warehouse | 2026-12-31 | 2026-12-17 | 0 | [5 empty] | Work in Process Pick | 8161222
safety-[ | none : 2L1T safety stock | RMU | ROH | 205042585 | Hex Nut M8 | 13639 | 13428 | 211 | 6100K013 | 1-1-1-1 | consumption | 2025-09-14 | SEP |  | JD01-Jeddah Central Warehouse | 2026-12-31 | 2026-12-17 | 0 | [5 empty] | Work in Process Material Issue | 7272395
safety-[ | none : 2L1T safety stock | RMU | ROH | 205042585 | Hex Nut M8 | 211 | 211 | 0 | 6100K013 | BOX92-1-1-K013_SEP | consumption | 2025-10-16 | SEP |  | JD01-Jeddah Central Warehouse | 2026-12-31 | 2026-12-17 | 0 | [5 empty] | Work in Process Pick | 8149387
safety-[ | none : 2L1T safety stock | RMU | ROH | 205042585 | Hex Nut M8 | 43289 | 5187 | 38102 | 6100K013 | BOX92-1-1-K013_SEP | consumption | 2025-10-16 | DFE-Gas Tank |  | JD01-Jeddah Central Warehouse | 2026-12-31 | 2026-12-17 | 0 | [5 empty] | Work in Process Pick | 8149387
safety-[ | none : 2L1T safety stock | RMU | ROH | 205042585 | Hex Nut M8 | 38102 | 582 | 37520 | 6100K013 | 1-1-1-1 | consumption | 2025-10-16 | DFE-Gas Tank |  | JD01-Jeddah Central Warehouse | 2026-12-31 | 2026-12-17 | 0 | [5 empty] | Work in Process Pick | 8149390
safety-[ | none : 2L1T safety stock | RMU | ROH | 205042585 | Hex Nut M8 | 37520 | 4240 | 33280 | 6100K013 | 1-1-1-1 | consumption | 2025-09-18 | DFE-Gas Tank |  | JD01-Jeddah Central Warehouse | 2026-12-31 | 2026-12-17 | 0 | [5 empty] | Work in Process Material Issue | 7419904
safety-[ | none : 2L1T safety stock | RMU | ROH | 205042585 | Hex Nut M8 | 33280 | 3680 | 29600 | 6100K013 | 1-1-1-1 | consumption | 2025-09-21 | DFE-Gas Tank |  | JD01-Jeddah Central Warehouse | 2026-12-31 | 2026-12-17 | 0 | [5 empty] | Work in Process Material Issue | 7476710
safety-[ | none : 2L1T safety stock | RMU | ROH | 205042585 | Hex Nut M8 | 29600 | 8176 | 21424 | 6100K013 | BOX92-1-1-K013_SEP | consumption | 2025-10-23 | DFE-Gas Tank |  | JD01-Jeddah Central Warehouse | 2026-12-31 | 2026-12-17 | 0 | [5 empty] | Work in Process Pick | 8281150
safety-[ | none : 2L1T safety stock | RMU | ROH | 205042585 | Hex Nut M8 | 21424 | 5750 | 15674 | 6100K013 | 1-1-1-1 | consumption | 2025-09-24 | DFE-Gas Tank |  | JD01-Jeddah Central Warehouse | 2026-12-31 | 2026-12-17 | 0 | [5 empty] | Work in Process Material Issue | 7564877
safety-[ | none : 2L1T safety stock | RMU | ROH | 205042585 | Hex Nut M8 | 15674 | 1380 | 14294 | 6100K013 | 1-1-1-1 | consumption | 2025-09-25 | DFE-Gas Tank |  | JD01-Jeddah Central Warehouse | 2026-12-31 | 2026-12-17 | 0 | [5 empty] | Work in Process Material Issue | 7587854
safety-[ | none : 2L1T safety stock | RMU | ROH | 205042585 | Hex Nut M8 | 14294 | 5750 | 8544 | 6100K013 | 1-1-1-1 | consumption | 2025-10-26 | DFE-Gas Tank |  | JD01-Jeddah Central Warehouse | 2026-12-31 | 2026-12-17 | 0 | [5 empty] | Work in Process Material Issue | 8335168
safety-[ | none : 2L1T safety stock | RMU | ROH | 205042585 | Hex Nut M8 | 8544 | 8544 | 0 | 6100KDP02 | PO-SEP-6034-[48] | GR_in_process | 2025-11-30 | DFE-Gas Tank |  | JD01-Jeddah Central Warehouse | 2026-12-31 | 2026-12-17 | 0 | Dongfang Electronics International Engineering Co. Ltd | 6100KDP02 // 2L1T SRMU Gas Tank Loose Material from DFE | 29200 | 01-09-2025 | 01-09-2025 |  |  | PO-SEP-6034/DF250831-400-SEP
safety-[ | none : 2L1T safety stock | RMU | ROH | DF240603023 | Hex Nut M10 | 13046 | 1426 | 11620 | 6100K013 | 1-1-1-1 | consumption | 2025-09-18 | SEP |  | JD01-Jeddah Central Warehouse | 2026-12-31 | 2026-12-17 | 0 | [5 empty] | Work in Process Material Issue | 7408974
safety-[ | none : 2L1T safety stock | RMU | ROH | DF240603023 | Hex Nut M10 | 11620 | 3520 | 8100 | 6100K013 | 1-1-1-1 | consumption | 2025-09-21 | SEP |  | JD01-Jeddah Central Warehouse | 2026-12-31 | 2026-12-17 | 0 | [5 empty] | Work in Process Material Issue | 7476728
safety-[ | none : 2L1T safety stock | RMU | ROH | DF240603023 | Hex Nut M10 | 8100 | 5720 | 2380 | 6100K013 | 1-1-1-1 | consumption | 2025-09-24 | SEP |  | JD01-Jeddah Central Warehouse | 2026-12-31 | 2026-12-17 | 0 | [5 empty] | Work in Process Material Issue | 7564907
safety-[ | none : 2L1T safety stock | RMU | ROH | DF240603023 | Hex Nut M10 | 2380 | 1320 | 1060 | 6100K013 | 1-1-1-1 | consumption | 2025-09-25 | SEP |  | JD01-Jeddah Central Warehouse | 2026-12-31 | 2026-12-17 | 0 | [5 empty] | Work in Process Material Issue | 7587887
safety-[ | none : 2L1T safety stock | RMU | ROH | DF240603023 | Hex Nut M10 | 1060 | 1060 | 0 | 6100K013 | 1-1-1-1 | consumption | 2025-10-26 | SEP |  | JD01-Jeddah Central Warehouse | 2026-12-31 | 2026-12-17 | 0 | [5 empty] | Work in Process Material Issue | 8335199
safety-[ | none : 2L1T safety stock | RMU | ROH | DF240603014 | Hex Nut M12 | 593 | 48 | 545 | 6100K013 | 1-1-1-1 | consumption | 2025-09-18 | SEP |  | JD01-Jeddah Central Warehouse | 2026-12-31 | 2026-12-17 | 0 | [5 empty] | Work in Process Material Issue | 7419915
safety-[ | none : 2L1T safety stock | RMU | ROH | DF240603014 | Hex Nut M12 | 545 | 160 | 385 | 6100K013 | 1-1-1-1 | consumption | 2025-09-21 | SEP |  | JD01-Jeddah Central Warehouse | 2026-12-31 | 2026-12-17 | 0 | [5 empty] | Work in Process Material Issue | 7476718
safety-[ | none : 2L1T safety stock | RMU | ROH | DF240603014 | Hex Nut M12 | 385 | 250 | 135 | 6100K013 | 1-1-1-1 | consumption | 2025-09-24 | SEP |  | JD01-Jeddah Central Warehouse | 2026-12-31 | 2026-12-17 | 0 | [5 empty] | Work in Process Material Issue | 7564896
safety-[ | none : 2L1T safety stock | RMU | ROH | DF240603014 | Hex Nut M12 | 135 | 60 | 75 | 6100K013 | 1-1-1-1 | consumption | 2025-09-25 | SEP |  | JD01-Jeddah Central Warehouse | 2026-12-31 | 2026-12-17 | 0 | [5 empty] | Work in Process Material Issue | 7587876
safety-[ | none : 2L1T safety stock | RMU | ROH | DF240603014 | Hex Nut M12 | 75 | 75 | 0 | 6100K013 | 1-1-1-1 | consumption | 2025-10-26 | SEP |  | JD01-Jeddah Central Warehouse | 2026-12-31 | 2026-12-17 | 0 | [5 empty] | Work in Process Material Issue | 8335190
safety-[ | none : 2L1T safety stock | RMU | ROH | DF240424012 | Hexagon Socket Countersunk Head Screw M8*25 | 9488 | 5428 | 4060 | 6100K013 | 1-1-1-1 | consumption | 2025-09-21 | DFE-Gas Tank |  | JD01-Jeddah Central Warehouse | 2026-12-31 | 2026-12-17 | 0 | [5 empty] | Work in Process Material Issue | 7452506
safety-[ | none : 2L1T safety stock | RMU | ROH | DF240424012 | Hexagon Socket Countersunk Head Screw M8*25 | 4060 | 1792 | 2268 | 6100K013 | BOX92-1-1-K013_SEP | consumption | 2025-10-23 | DFE-Gas Tank |  | JD01-Jeddah Central Warehouse | 2026-12-31 | 2026-12-17 | 0 | [5 empty] | Work in Process Pick | 8281201
safety-[ | none : 2L1T safety stock | RMU | ROH | DF240424012 | Hexagon Socket Countersunk Head Screw M8*25 | 2268 | 2268 | 0 | 6100KDP02 | PO-SEP-6034-[50] | GR_in_process | 2025-11-30 | DFE-Gas Tank |  | JD01-Jeddah Central Warehouse | 2026-12-31 | 2026-12-17 | 0 | Dongfang Electronics International Engineering Co. Ltd | 6100KDP02 // 2L1T SRMU Gas Tank Loose Material from DFE | 6400 | 01-09-2025 | 01-09-2025 |  |  | PO-SEP-6034/DF250831-400-SEP
safety-[ | none : 2L1T safety stock | RMU | ROH | DF240424018 | Hexagon Socket Head Cap Screw M10*35 | 7116 | 3786 | 3330 | 6100K013 | 1-1-1-1 | consumption | 2025-09-21 | DFE-Gas Tank |  | JD01-Jeddah Central Warehouse | 2026-12-31 | 2026-12-17 | 0 | [5 empty] | Work in Process Material Issue | 7452513
safety-[ | none : 2L1T safety stock | RMU | ROH | DF240424018 | Hexagon Socket Head Cap Screw M10*35 | 3330 | 1344 | 1986 | 6100K013 | BOX92-1-1-K013_SEP | consumption | 2025-10-23 | DFE-Gas Tank |  | JD01-Jeddah Central Warehouse | 2026-12-31 | 2026-12-17 | 0 | [5 empty] | Work in Process Pick | 8281219
safety-[ | none : 2L1T safety stock | RMU | ROH | DF240424018 | Hexagon Socket Head Cap Screw M10*35 | 1986 | 1986 | 0 | 6100KDP02 | PO-SEP-6034-[59] | GR_in_process | 2025-11-30 | DFE-Gas Tank |  | JD01-Jeddah Central Warehouse | 2026-12-31 | 2026-12-17 | 0 | Dongfang Electronics International Engineering Co. Ltd | 6100KDP02 // 2L1T SRMU Gas Tank Loose Material from DFE | 4800 | 01-09-2025 | 01-09-2025 |  |  | PO-SEP-6034/DF250831-400-SEP
safety-[ | none : 2L1T safety stock | RMU | ROH | DF240424013 | Hexagon Socket Head Cap Screw M12*35 | 5337 | 2982 | 2355 | 6100K013 | 1-1-1-1 | consumption | 2025-09-21 | DFE-Gas Tank |  | JD01-Jeddah Central Warehouse | 2026-12-31 | 2026-12-17 | 0 | [5 empty] | Work in Process Material Issue | 7452507
safety-[ | none : 2L1T safety stock | RMU | ROH | DF240424013 | Hexagon Socket Head Cap Screw M12*35 | 2355 | 1008 | 1347 | 6100K013 | BOX92-1-1-K013_SEP | consumption | 2025-10-23 | DFE-Gas Tank |  | JD01-Jeddah Central Warehouse | 2026-12-31 | 2026-12-17 | 0 | [5 empty] | Work in Process Pick | 8281204
safety-[ | none : 2L1T safety stock | RMU | ROH | DF240424013 | Hexagon Socket Head Cap Screw M12*35 | 1347 | 1347 | 0 | 6100KDP02 | PO-SEP-6034-[51] | GR_in_process | 2025-11-30 | DFE-Gas Tank |  | JD01-Jeddah Central Warehouse | 2026-12-31 | 2026-12-17 | 0 | Dongfang Electronics International Engineering Co. Ltd | 6100KDP02 // 2L1T SRMU Gas Tank Loose Material from DFE | 3600 | 01-09-2025 | 01-09-2025 |  |  | PO-SEP-6034/DF250831-400-SEP
safety-[ | none : 2L1T safety stock | RMU | ROH | DF240603010 | Half round head hexagon combination screw M6 * 12 | 7116 | 1316 | 5800 | 6100K013 | 1-1-1-1 | consumption | 2025-09-21 | SEP |  | JD01-Jeddah Central Warehouse | 2026-12-31 | 2026-12-17 | 0 | [5 empty] | Work in Process Material Issue | 7476714
safety-[ | none : 2L1T safety stock | RMU | ROH | DF240603010 | Half round head hexagon combination screw M6 * 12 | 5800 | 3000 | 2800 | 6100K013 | 1-1-1-1 | consumption | 2025-09-24 | SEP |  | JD01-Jeddah Central Warehouse | 2026-12-31 | 2026-12-17 | 0 | [5 empty] | Work in Process Material Issue | 7564892
safety-[ | none : 2L1T safety stock | RMU | ROH | DF240603010 | Half round head hexagon combination screw M6 * 12 | 2800 | 480 | 2320 | 6100K013 | 1-1-1-1 | consumption | 2025-09-25 | SEP |  | JD01-Jeddah Central Warehouse | 2026-12-31 | 2026-12-17 | 0 | [5 empty] | Work in Process Material Issue | 7587872
safety-[ | none : 2L1T safety stock | RMU | ROH | DF240603010 | Half round head hexagon combination screw M6 * 12 | 2320 | 2320 | 0 | 6100K013 | 1-1-1-1 | consumption | 2025-10-26 | SEP |  | JD01-Jeddah Central Warehouse | 2026-12-31 | 2026-12-17 | 0 | [5 empty] | Work in Process Material Issue | 8335187
safety-[ | none : 2L1T safety stock | RMU | ROH | DF240603019 | Hexagonal Flange Triangular Thread Self-Tapping Screw M6*16 | 10674 | 2139 | 8535 | 6100K013 | 1-1-1-1 | consumption | 2025-09-18 | SEP |  | JD01-Jeddah Central Warehouse | 2026-12-31 | 2026-12-17 | 0 | [5 empty] | Work in Process Material Issue | 7408969
safety-[ | none : 2L1T safety stock | RMU | ROH | DF240603019 | Hexagonal Flange Triangular Thread Self-Tapping Screw M6*16 | 8535 | 2880 | 5655 | 6100K013 | 1-1-1-1 | consumption | 2025-09-21 | SEP |  | JD01-Jeddah Central Warehouse | 2026-12-31 | 2026-12-17 | 0 | [5 empty] | Work in Process Material Issue | 7476723
safety-[ | none : 2L1T safety stock | RMU | ROH | DF240603019 | Hexagonal Flange Triangular Thread Self-Tapping Screw M6*16 | 5655 | 5655 | 0 | 6100K013 | 1-1-1-1 | consumption | 2025-09-24 | SEP |  | JD01-Jeddah Central Warehouse | 2026-12-31 | 2026-12-17 | 0 | [5 empty] | Work in Process Material Issue | 7564902
safety-[ | none : 2L1T safety stock | RMU | ROH | DF240603036 | Hinge (F45) | 2372 | 562 | 1810 | 6100K013 | 1-1-1-1 | consumption | 2025-09-18 | DFE-Consumables |  | JD01-Jeddah Central Warehouse | 2026-12-31 | 2026-12-17 | 0 | [5 empty] | Work in Process Material Issue | 7408966
safety-[ | none : 2L1T safety stock | RMU | ROH | DF240603036 | Hinge (F45) | 1810 | 640 | 1170 | 6100K013 | 1-1-1-1 | consumption | 2025-09-21 | DFE-Consumables |  | JD01-Jeddah Central Warehouse | 2026-12-31 | 2026-12-17 | 0 | [5 empty] | Work in Process Material Issue | 7476719
safety-[ | none : 2L1T safety stock | RMU | ROH | DF240603036 | Hinge (F45) | 1170 | 880 | 290 | 6100K013 | 1-1-1-1 | consumption | 2025-09-24 | DFE-Consumables |  | JD01-Jeddah Central Warehouse | 2026-12-31 | 2026-12-17 | 0 | [5 empty] | Work in Process Material Issue | 7564897
safety-[ | none : 2L1T safety stock | RMU | ROH | DF240603036 | Hinge (F45) | 290 | 240 | 50 | 6100K013 | 1-1-1-1 | consumption | 2025-09-25 | DFE-Consumables |  | JD01-Jeddah Central Warehouse | 2026-12-31 | 2026-12-17 | 0 | [5 empty] | Work in Process Material Issue | 7587877
safety-[ | none : 2L1T safety stock | RMU | ROH | DF240603036 | Hinge (F45) | 50 | 50 | 0 | 6100K013 | 1-1-1-1 | consumption | 2025-10-26 | DFE-Consumables |  | JD01-Jeddah Central Warehouse | 2026-12-31 | 2026-12-17 | 0 | [5 empty] | Work in Process Material Issue | 8335191
safety-[ | none : 2L1T safety stock | RMU | ROH | DF250310001 | Hinge CL209-1 Stainless Steel | 2965 | 1230 | 1735 | 6100K013 | R54-H-1-K013_SEP | consumption | 2025-10-18 | Outer Enclosure |  | JD01-Jeddah Central Warehouse | 2026-12-31 | 2026-12-17 | 0 | [5 empty] | Work in Process Pick | 8162706
safety-[ | none : 2L1T safety stock | RMU | ROH | DF250310001 | Hinge CL209-1 Stainless Steel | 1735 | 800 | 935 | 6100K013 | 1-1-1-1 | consumption | 2025-09-22 | Outer Enclosure |  | JD01-Jeddah Central Warehouse | 2026-12-31 | 2026-12-17 | 0 | [5 empty] | Work in Process Material Issue | 7513373
safety-[ | none : 2L1T safety stock | RMU | ROH | DF250310001 | Hinge CL209-1 Stainless Steel | 935 | 935 | 0 | 6100K013 | 1-1-1-1 | consumption | 2025-09-24 | Outer Enclosure |  | JD01-Jeddah Central Warehouse | 2026-12-31 | 2026-12-17 | 0 | [5 empty] | Work in Process Material Issue | 7562540
safety-[ | none : 2L1T safety stock | RMU | ROH | DF240110374 | Hydraulic Rod 1000N;L=450 | 1186 | 13 | 1173 | 6100K013 | INC-1-1-K013_SEP | inventory | 2025-10-28 | Outer Enclosure |  | JD01-Jeddah Central Warehouse | 2026-12-31 | 2026-12-17 | 0
safety-[ | none : 2L1T safety stock | RMU | ROH | DF240110374 | Hydraulic Rod 1000N;L=450 | 1173 | 664 | 509 | 6100K013 | 1-1-1-1 | consumption | 2025-09-17 | Outer Enclosure |  | JD01-Jeddah Central Warehouse | 2026-12-31 | 2026-12-17 | 0 | [5 empty] | Work in Process Material Issue | 7370452
safety-[ | none : 2L1T safety stock | RMU | ROH | DF240110374 | Hydraulic Rod 1000N;L=450 | 509 | 509 | 0 | 6100K013 | 1-1-1-1 | consumption | 2025-09-21 | Outer Enclosure |  | JD01-Jeddah Central Warehouse | 2026-12-31 | 2026-12-17 | 0 | [5 empty] | Work in Process Material Issue | 7485824
safety-[ | none : 2L1T safety stock | RMU | ROH | 8DF.0818.0018 | Install the Stiffener in One Piece | 593 | 193 | 400 | 6100K013 | 1-1-1-1 | consumption | 2025-09-21 | DFE-Gas Tank |  | JD01-Jeddah Central Warehouse | 2026-12-31 | 2026-12-17 | 0 | [5 empty] | Work in Process Material Issue | 7452502
safety-[ | none : 2L1T safety stock | RMU | ROH | 8DF.0818.0018 | Install the Stiffener in One Piece | 400 | 112 | 288 | 6100K013 | BOX92-1-1-K013_SEP | consumption | 2025-10-23 | DFE-Gas Tank |  | JD01-Jeddah Central Warehouse | 2026-12-31 | 2026-12-17 | 0 | [5 empty] | Work in Process Pick | 8281265
safety-[ | none : 2L1T safety stock | RMU | ROH | 8DF.0818.0018 | Install the Stiffener in One Piece | 288 | 288 | 0 | 6100KDP02 | PO-SEP-6034-[38] | GR_in_process | 2025-11-30 | DFE-Gas Tank |  | JD01-Jeddah Central Warehouse | 2026-12-31 | 2026-12-17 | 0 | Dongfang Electronics International Engineering Co. Ltd | 6100KDP02 // 2L1T SRMU Gas Tank Loose Material from DFE | 400 | 01-09-2025 | 01-09-2025 |  |  | PO-SEP-6034/DF250831-400-SEP
safety-[ | none : 2L1T safety stock | RMU | HALB | 8DF.0815.1105 | Interlocking Plate 3 | 1186 | 500 | 686 | 6100K013 | 1-1-1-1 | consumption | 2025-10-26 | SEP |  | JD01-Jeddah Central Warehouse | 2026-12-31 | 2026-12-17 | 0 | [5 empty] | Work in Process Material Issue | 8335205
safety-[ | none : 2L1T safety stock | RMU | HALB | 8DF.0815.1105 | Interlocking Plate 3 | 686 | 16 | 670 | 6100K013 | BOX4-1-1-K013_SEP | consumption | 2025-10-26 | SEP |  | JD01-Jeddah Central Warehouse | 2026-12-31 | 2026-12-17 | 0 | [5 empty] | Work in Process Pick | 8332434
safety-[ | none : 2L1T safety stock | RMU | ROH | 8DF.LS01.0066 | Isolation Indicator | 1779 | 994 | 785 | 6100K013 | 1-1-1-1 | consumption | 2025-09-21 | DFE-Gas Tank |  | JD01-Jeddah Central Warehouse | 2026-12-31 | 2026-12-17 | 0 | [5 empty] | Work in Process Material Issue | 7452535
safety-[ | none : 2L1T safety stock | RMU | ROH | 8DF.LS01.0066 | Isolation Indicator | 785 | 336 | 449 | 6100K013 | BOX92-1-1-K013_SEP | consumption | 2025-10-23 | DFE-Gas Tank |  | JD01-Jeddah Central Warehouse | 2026-12-31 | 2026-12-17 | 0 | [5 empty] | Work in Process Pick | 8281271
safety-[ | none : 2L1T safety stock | RMU | ROH | 8DF.LS01.0066 | Isolation Indicator | 449 | 449 | 0 | 6100KDP02 | PO-SEP-6034-[27] | GR_in_process | 2025-11-30 | DFE-Gas Tank |  | JD01-Jeddah Central Warehouse | 2026-12-31 | 2026-12-17 | 0 | Dongfang Electronics International Engineering Co. Ltd | 6100KDP02 // 2L1T SRMU Gas Tank Loose Material from DFE | 1200 | 01-09-2025 | 01-09-2025 |  |  | PO-SEP-6034/DF250831-400-SEP
safety-[ | none : 2L1T safety stock | RMU | ROH | 5DF.0815.0203 | Isolation Switch Mechanism | 593 | 423 | 170 | 6100K013 | 1-1-1-1 | consumption | 2025-09-21 | DFE-Gas Tank |  | JD01-Jeddah Central Warehouse | 2026-12-31 | 2026-12-17 | 0 | [5 empty] | Work in Process Material Issue | 7452532
safety-[ | none : 2L1T safety stock | RMU | ROH | 5DF.0815.0203 | Isolation Switch Mechanism | 170 | 112 | 58 | 6100K013 | BOX92-1-1-K013_SEP | consumption | 2025-10-23 | DFE-Gas Tank |  | JD01-Jeddah Central Warehouse | 2026-12-31 | 2026-12-17 | 0 | [5 empty] | Work in Process Pick | 8281165
safety-[ | none : 2L1T safety stock | RMU | ROH | 5DF.0815.0203 | Isolation Switch Mechanism | 58 | 58 | 0 | 6100KDP02 | PO-SEP-6034-[19] | GR_in_process | 2025-11-30 | DFE-Gas Tank |  | JD01-Jeddah Central Warehouse | 2026-12-31 | 2026-12-17 | 0 | Dongfang Electronics International Engineering Co. Ltd | 6100KDP02 // 2L1T SRMU Gas Tank Loose Material from DFE | 400 | 01-09-2025 | 01-09-2025 |  |  | PO-SEP-6034/DF250831-400-SEP
safety-[ | none : 2L1T safety stock | RMU | ROH | DF240424007 | Isolation Switch Mechanism Mechanical Interlocking | 593 | 423 | 170 | 6100K013 | 1-1-1-1 | consumption | 2025-09-21 | DFE-Gas Tank |  | JD01-Jeddah Central Warehouse | 2026-12-31 | 2026-12-17 | 0 | [5 empty] | Work in Process Material Issue | 7452533
safety-[ | none : 2L1T safety stock | RMU | ROH | DF240424007 | Isolation Switch Mechanism Mechanical Interlocking | 170 | 112 | 58 | 6100K013 | BOX92-1-1-K013_SEP | consumption | 2025-10-23 | DFE-Gas Tank |  | JD01-Jeddah Central Warehouse | 2026-12-31 | 2026-12-17 | 0 | [5 empty] | Work in Process Pick | 8281192
safety-[ | none : 2L1T safety stock | RMU | ROH | DF240424007 | Isolation Switch Mechanism Mechanical Interlocking | 58 | 58 | 0 | 6100KDP02 | PO-SEP-6034-[20] | GR_in_process | 2025-11-30 | DFE-Gas Tank |  | JD01-Jeddah Central Warehouse | 2026-12-31 | 2026-12-17 | 0 | Dongfang Electronics International Engineering Co. Ltd | 6100KDP02 // 2L1T SRMU Gas Tank Loose Material from DFE | 400 | 01-09-2025 | 01-09-2025 |  |  | PO-SEP-6034/DF250831-400-SEP
safety-[ | none : 2L1T safety stock | RMU | ROH | DF211001965 | Large flat washer φ8-24 | 2372 | 2372 | 0 | 6100K013 | 1-1-1-1 | consumption | 2025-09-21 | DFE-Gas Tank |  | JD01-Jeddah Central Warehouse | 2026-12-31 | 2026-12-17 | 0 | [5 empty] | Work in Process Material Issue | 7452553
safety-[ | none : 2L1T safety stock | RMU | ROH | DF211001965 | Large flat washer φ8-24 | 17197 | 15176 | 2021 | 6100K013 | 1-1-1-1 | consumption | 2025-09-21 | SEP |  | JD01-Jeddah Central Warehouse | 2026-12-31 | 2026-12-17 | 0 | [5 empty] | Work in Process Material Issue | 7452553
safety-[ | none : 2L1T safety stock | RMU | ROH | DF211001965 | Large flat washer φ8-24 | 2021 | 2021 | 0 | 6100K013 | 1-1-1-1 | consumption | 2025-09-21 | SEP |  | JD01-Jeddah Central Warehouse | 2026-12-31 | 2026-12-17 | 0 | [5 empty] | Work in Process Material Issue | 7476743
safety-[ | none : 2L1T safety stock | RMU | ROH | DF240603013 | Large flat washer φ8-24 | 1186 | 540 | 646 | 6100K013 | 1-1-1-1 | consumption | 2025-09-18 | Outer Enclosure |  | JD01-Jeddah Central Warehouse | 2026-12-31 | 2026-12-17 | 0 | [5 empty] | Work in Process Material Issue | 7408964
safety-[ | none : 2L1T safety stock | RMU | ROH | DF240603013 | Large flat washer φ8-24 | 646 | 646 | 0 | 6100K013 | 1-1-1-1 | consumption | 2025-09-21 | Outer Enclosure |  | JD01-Jeddah Central Warehouse | 2026-12-31 | 2026-12-17 | 0 | [5 empty] | Work in Process Material Issue | 7476717
safety-[ | none : 2L1T safety stock | RMU | ROH | DF240603013 | Large flat washer φ8-24 | 6523 | 1114 | 5409 | 6100K013 | 1-1-1-1 | consumption | 2025-09-21 | SEP |  | JD01-Jeddah Central Warehouse | 2026-12-31 | 2026-12-17 | 0 | [5 empty] | Work in Process Material Issue | 7476717
safety-[ | none : 2L1T safety stock | RMU | ROH | DF240603013 | Large flat washer φ8-24 | 5409 | 2750 | 2659 | 6100K013 | 1-1-1-1 | consumption | 2025-09-24 | SEP |  | JD01-Jeddah Central Warehouse | 2026-12-31 | 2026-12-17 | 0 | [5 empty] | Work in Process Material Issue | 7564895
safety-[ | none : 2L1T safety stock | RMU | ROH | DF240603013 | Large flat washer φ8-24 | 2659 | 500 | 2159 | 6100K013 | 1-1-1-1 | consumption | 2025-09-24 | SEP |  | JD01-Jeddah Central Warehouse | 2026-12-31 | 2026-12-17 | 0 | [5 empty] | Work in Process Material Issue | 7562500
safety-[ | none : 2L1T safety stock | RMU | ROH | DF240603013 | Large flat washer φ8-24 | 2159 | 660 | 1499 | 6100K013 | 1-1-1-1 | consumption | 2025-09-25 | SEP |  | JD01-Jeddah Central Warehouse | 2026-12-31 | 2026-12-17 | 0 | [5 empty] | Work in Process Material Issue | 7587875
safety-[ | none : 2L1T safety stock | RMU | ROH | DF240603013 | Large flat washer φ8-24 | 1499 | 500 | 999 | 6100K013 | 1-1-1-1 | consumption | 2025-09-25 | SEP |  | JD01-Jeddah Central Warehouse | 2026-12-31 | 2026-12-17 | 0 | [5 empty] | Work in Process Material Issue | 7581629
safety-[ | none : 2L1T safety stock | RMU | ROH | DF240603013 | Large flat washer φ8-24 | 999 | 120 | 879 | 6100K013 | 1-1-1-1 | consumption | 2025-09-25 | SEP |  | JD01-Jeddah Central Warehouse | 2026-12-31 | 2026-12-17 | 0 | [5 empty] | Work in Process Material Issue | 7591028
safety-[ | none : 2L1T safety stock | RMU | ROH | DF240603013 | Large flat washer φ8-24 | 879 | 84 | 795 | 6100K015 | 1-1-1-1 | consumption | 2025-09-25 | SEP |  | JD01-Jeddah Central Warehouse | 2026-12-31 | 2026-12-17 | 0 | [5 empty] | Work in Process Material Issue | 7592462
safety-[ | none : 2L1T safety stock | RMU | ROH | DF240603013 | Large flat washer φ8-24 | 795 | 795 | 0 | 6100K013 | 1-1-1-1 | consumption | 2025-10-26 | SEP |  | JD01-Jeddah Central Warehouse | 2026-12-31 | 2026-12-17 | 0 | [5 empty] | Work in Process Material Issue | 8335189
safety-[ | none : 2L1T safety stock | RMU | ROH | DF240510050 | Lead crystal battery (6-CNFJ-24) | 1186 | 382 | 804 | 6100K013 | 1-1-1-1 | consumption | 2025-09-17 | DFE-LV |  | JD01-Jeddah Central Warehouse | 2026-12-31 | 2026-12-17 | 0 | [5 empty] | Work in Process Material Issue | 7370413
safety-[ | none : 2L1T safety stock | RMU | ROH | DF240510050 | Lead crystal battery (6-CNFJ-24) | 804 | 480 | 324 | 6100K013 | 1-1-1-1 | consumption | 2025-09-18 | DFE-LV |  | JD01-Jeddah Central Warehouse | 2026-12-31 | 2026-12-17 | 0 | [5 empty] | Work in Process Material Issue | 7402098
safety-[ | none : 2L1T safety stock | RMU | ROH | 8DF.0818.1052 | Left and right door hooks | 3558 | 838 | 2720 | 6100K013 | 1-1-1-1 | consumption | 2025-09-18 | SEP |  | JD01-Jeddah Central Warehouse | 2026-12-31 | 2026-12-17 | 0 | [5 empty] | Work in Process Material Issue | 7406397
safety-[ | none : 2L1T safety stock | RMU | ROH | 8DF.0818.1052 | Left and right door hooks | 2720 | 960 | 1760 | 6100K013 | 1-1-1-1 | consumption | 2025-09-21 | SEP |  | JD01-Jeddah Central Warehouse | 2026-12-31 | 2026-12-17 | 0 | [5 empty] | Work in Process Material Issue | 7476748
safety-[ | none : 2L1T safety stock | RMU | ROH | 8DF.0818.1052 | Left and right door hooks | 1760 | 1760 | 0 | 6100K013 | 1-1-1-1 | consumption | 2025-09-24 | SEP |  | JD01-Jeddah Central Warehouse | 2026-12-31 | 2026-12-17 | 0 | [5 empty] | Work in Process Material Issue | 7564947
safety-[ | none : 2L1T safety stock | RMU | ROH | 8DF.0816.2651 | Lifting Lug | 1186 | 516 | 670 | 6100K013 | 1-1-1-1 | consumption | 2025-09-14 | DFE-Gas Tank |  | JD01-Jeddah Central Warehouse | 2026-12-31 | 2026-12-17 | 0 | [5 empty] | Work in Process Material Issue | 7272397
safety-[ | none : 2L1T safety stock | RMU | ROH | 8DF.0816.2651 | Lifting Lug | 670 | 224 | 446 | 6100K013 | BOX92-1-1-K013_SEP | consumption | 2025-10-23 | DFE-Gas Tank |  | JD01-Jeddah Central Warehouse | 2026-12-31 | 2026-12-17 | 0 | [5 empty] | Work in Process Pick | 8272267
safety-[ | none : 2L1T safety stock | RMU | ROH | 8DF.0816.2651 | Lifting Lug | 446 | 446 | 0 | 6100KDP02 | PO-SEP-6034-[84] | GR_in_process | 2025-11-30 | DFE-Gas Tank |  | JD01-Jeddah Central Warehouse | 2026-12-31 | 2026-12-17 | 0 | Dongfang Electronics International Engineering Co. Ltd | 6100KDP02 // 2L1T SRMU Gas Tank Loose Material from DFE | 800 | 01-09-2025 | 01-09-2025 |  |  | PO-SEP-6034/DF250831-400-SEP
safety-[ | none : 2L1T safety stock | RMU | ROH | 8DF.0816.2652 | Lifting Lug Holder | 1186 | 516 | 670 | 6100K013 | 1-1-1-1 | consumption | 2025-09-14 | DFE-Gas Tank |  | JD01-Jeddah Central Warehouse | 2026-12-31 | 2026-12-17 | 0 | [5 empty] | Work in Process Material Issue | 7272398
safety-[ | none : 2L1T safety stock | RMU | ROH | 8DF.0816.2652 | Lifting Lug Holder | 670 | 224 | 446 | 6100K013 | BOX92-1-1-K013_SEP | consumption | 2025-10-23 | DFE-Gas Tank |  | JD01-Jeddah Central Warehouse | 2026-12-31 | 2026-12-17 | 0 | [5 empty] | Work in Process Pick | 8272270
safety-[ | none : 2L1T safety stock | RMU | ROH | 8DF.0816.2652 | Lifting Lug Holder | 446 | 446 | 0 | 6100KDP02 | PO-SEP-6034-[83] | GR_in_process | 2025-11-30 | DFE-Gas Tank |  | JD01-Jeddah Central Warehouse | 2026-12-31 | 2026-12-17 | 0 | Dongfang Electronics International Engineering Co. Ltd | 6100KDP02 // 2L1T SRMU Gas Tank Loose Material from DFE | 800 | 01-09-2025 | 01-09-2025 |  |  | PO-SEP-6034/DF250831-400-SEP
safety-[ | none : 2L1T safety stock | RMU | ROH | 8DF.0818.1139 | Lifting Lugs (05mm Stainless Steel-304) | 1186 | 875 | 311 | 6100K013 | 1-1-1-1 | consumption | 2025-09-21 | Outer Enclosure |  | JD01-Jeddah Central Warehouse | 2026-12-31 | 2026-12-17 | 0 | [5 empty] | Work in Process Material Issue | 7485825
safety-[ | none : 2L1T safety stock | RMU | ROH | 8DF.0818.1139 | Lifting Lugs (05mm Stainless Steel-304) | 311 | 311 | 0 | 6100K013 | 1-1-1-1 | consumption | 2025-09-22 | Outer Enclosure |  | JD01-Jeddah Central Warehouse | 2026-12-31 | 2026-12-17 | 0 | [5 empty] | Work in Process Material Issue | 7513371
safety-[ | none : 2L1T safety stock | RMU | ROH | DF240510045 | Limit switch (YBLX-ME/8112) | 1186 | 322 | 864 | 6100K013 | 1-1-1-1 | consumption | 2025-09-15 | DFE-LV |  | JD01-Jeddah Central Warehouse | 2026-12-31 | 2026-12-17 | 0 | [5 empty] | Work in Process Material Issue | 7323448
safety-[ | none : 2L1T safety stock | RMU | ROH | DF240510045 | Limit switch (YBLX-ME/8112) | 864 | 480 | 384 | 6100K013 | 1-1-1-1 | consumption | 2025-09-18 | DFE-LV |  | JD01-Jeddah Central Warehouse | 2026-12-31 | 2026-12-17 | 0 | [5 empty] | Work in Process Material Issue | 7402095
safety-[ | none : 2L1T safety stock | RMU | ROH | DF240510045 | Limit switch (YBLX-ME/8112) | 384 | 60 | 324 | 6100KDP02 | PO-SEP-6055-[143] | GR_in_process | 2025-11-10 | DFE-LV |  | JD01-Jeddah Central Warehouse | 2026-12-31 | 2026-12-17 | 0 | Dongfang Electronics International Engineering Co. Ltd | 6100KDP02 // 2L2T SRMU LV Compartment Purchase Parts from DFE for 30 Units | 60 | 20-08-2025 | 20-08-2025 |  |  | PO-6055/DF250812-30-SEP Yantai
safety-[ | none : 2L1T safety stock | RMU | HALB | 8DF.0818.1294 | Limiter holder | 1186 | 678 | 508 | 6100K013 | INC-1-1-K013_SEP | inventory | 2025-10-28 | SEP |  | JD01-Jeddah Central Warehouse | 2026-12-31 | 2026-12-17 | 0
safety-[ | none : 2L1T safety stock | RMU | HALB | 8DF.0818.1294 | Limiter holder | 508 | 508 | 0 | 6100K013 | R58-J-1-K013_SEP | inventory | 2025-10-28 | SEP |  | JD01-Jeddah Central Warehouse | 2026-12-31 | 2026-12-17 | 0
safety-[ | none : 2L1T safety stock | RMU | ROH | DF240424005 | Load Switch Mechanism Mechanical Interlocking | 1186 | 571 | 615 | 6100K013 | 1-1-1-1 | consumption | 2025-09-21 | DFE-Gas Tank |  | JD01-Jeddah Central Warehouse | 2026-12-31 | 2026-12-17 | 0 | [5 empty] | Work in Process Material Issue | 7452530
safety-[ | none : 2L1T safety stock | RMU | ROH | DF240424005 | Load Switch Mechanism Mechanical Interlocking | 615 | 224 | 391 | 6100K013 | BOX92-1-1-K013_SEP | consumption | 2025-10-23 | DFE-Gas Tank |  | JD01-Jeddah Central Warehouse | 2026-12-31 | 2026-12-17 | 0 | [5 empty] | Work in Process Pick | 8281186
safety-[ | none : 2L1T safety stock | RMU | ROH | DF240424005 | Load Switch Mechanism Mechanical Interlocking | 391 | 391 | 0 | 6100KDP02 | PO-SEP-6034-[17] | GR_in_process | 2025-11-30 | DFE-Gas Tank |  | JD01-Jeddah Central Warehouse | 2026-12-31 | 2026-12-17 | 0 | Dongfang Electronics International Engineering Co. Ltd | 6100KDP02 // 2L1T SRMU Gas Tank Loose Material from DFE | 800 | 01-09-2025 | 01-09-2025 |  |  | PO-SEP-6034/DF250831-400-SEP
safety-[ | none : 2L1T safety stock | RMU | ROH | DF240424006 | Load Switch Mechanism Mounting Assembly | 1779 | 34 | 1745 | 6100KDP02 | BOX42-1-1-K013_SEP | consumption | 2025-10-13 | DFE-Gas Tank |  | JD01-Jeddah Central Warehouse | 2026-12-31 | 2026-12-17 | 0 | [5 empty] | Project Transfer | 8080681
safety-[ | none : 2L1T safety stock | RMU | ROH | DF240424006 | Load Switch Mechanism Mounting Assembly | 1745 | 960 | 785 | 6100K013 | 1-1-1-1 | consumption | 2025-09-21 | DFE-Gas Tank |  | JD01-Jeddah Central Warehouse | 2026-12-31 | 2026-12-17 | 0 | [5 empty] | Work in Process Material Issue | 7452531
safety-[ | none : 2L1T safety stock | RMU | ROH | DF240424006 | Load Switch Mechanism Mounting Assembly | 785 | 336 | 449 | 6100K013 | BOX92-1-1-K013_SEP | consumption | 2025-10-23 | DFE-Gas Tank |  | JD01-Jeddah Central Warehouse | 2026-12-31 | 2026-12-17 | 0 | [5 empty] | Work in Process Pick | 8281189
safety-[ | none : 2L1T safety stock | RMU | ROH | DF240424006 | Load Switch Mechanism Mounting Assembly | 449 | 449 | 0 | 6100KDP02 | PO-SEP-6034-[18] | GR_in_process | 2025-11-30 | DFE-Gas Tank |  | JD01-Jeddah Central Warehouse | 2026-12-31 | 2026-12-17 | 0 | Dongfang Electronics International Engineering Co. Ltd | 6100KDP02 // 2L1T SRMU Gas Tank Loose Material from DFE | 1200 | 01-09-2025 | 01-09-2025 |  |  | PO-SEP-6034/DF250831-400-SEP
safety-[ | none : 2L1T safety stock | RMU | ROH | 5DF.0815.0202 | Load Switching Mechanism | 1186 | 571 | 615 | 6100K013 | 1-1-1-1 | consumption | 2025-09-21 | DFE-Gas Tank |  | JD01-Jeddah Central Warehouse | 2026-12-31 | 2026-12-17 | 0 | [5 empty] | Work in Process Material Issue | 7452528
safety-[ | none : 2L1T safety stock | RMU | ROH | 5DF.0815.0202 | Load Switching Mechanism | 615 | 224 | 391 | 6100K013 | BOX92-1-1-K013_SEP | consumption | 2025-10-23 | DFE-Gas Tank |  | JD01-Jeddah Central Warehouse | 2026-12-31 | 2026-12-17 | 0 | [5 empty] | Work in Process Pick | 8281162
safety-[ | none : 2L1T safety stock | RMU | ROH | 5DF.0815.0202 | Load Switching Mechanism | 391 | 391 | 0 | 6100KDP02 | PO-SEP-6034-[15] | GR_in_process | 2025-11-30 | DFE-Gas Tank |  | JD01-Jeddah Central Warehouse | 2026-12-31 | 2026-12-17 | 0 | Dongfang Electronics International Engineering Co. Ltd | 6100KDP02 // 2L1T SRMU Gas Tank Loose Material from DFE | 800 | 01-09-2025 | 01-09-2025 |  |  | PO-SEP-6034/DF250831-400-SEP
safety-[ | none : 2L1T safety stock | RMU | HALB | 8DF.0818.1046 | Lock Tongue | 1186 | 500 | 686 | 6100K013 | 1-1-1-1 | consumption | 2025-10-26 | SEP |  | JD01-Jeddah Central Warehouse | 2026-12-31 | 2026-12-17 | 0 | [5 empty] | Work in Process Material Issue | 8335206
safety-[ | none : 2L1T safety stock | RMU | HALB | 8DF.0818.1046 | Lock Tongue | 686 | 76 | 610 | 6100K013 | BOX6-1-1-K013_SEP | consumption | 2025-10-26 | SEP |  | JD01-Jeddah Central Warehouse | 2026-12-31 | 2026-12-17 | 0 | [5 empty] | Work in Process Pick | 8332431
safety-[ | none : 2L1T safety stock | RMU | ROH | DF241118005 | Low pressure lockout indicator light;Red | 593 | 401 | 192 | 6100K013 | 1-1-1-1 | consumption | 2025-09-18 | DFE-LV |  | JD01-Jeddah Central Warehouse | 2026-12-31 | 2026-12-17 | 0 | [5 empty] | Work in Process Material Issue | 7402131
safety-[ | none : 2L1T safety stock | RMU | ROH | DF241118005 | Low pressure lockout indicator light;Red | 192 | 30 | 162 | 6100KDP02 | PO-SEP-6055-[157] | GR_in_process | 2025-11-10 | DFE-LV |  | JD01-Jeddah Central Warehouse | 2026-12-31 | 2026-12-17 | 0 | Dongfang Electronics International Engineering Co. Ltd | 6100KDP02 // 2L2T SRMU LV Compartment Purchase Parts from DFE for 30 Units | 30 | 20-08-2025 | 20-08-2025 |  |  | PO-6055/DF250812-30-SEP Yantai
safety-[ | none : 2L1T safety stock | RMU | ROH | 8DF.0818.1054 | Lower door hook | 1779 | 419 | 1360 | 6100K013 | 1-1-1-1 | consumption | 2025-09-18 | SEP |  | JD01-Jeddah Central Warehouse | 2026-12-31 | 2026-12-17 | 0 | [5 empty] | Work in Process Material Issue | 7406398
safety-[ | none : 2L1T safety stock | RMU | ROH | 8DF.0818.1054 | Lower door hook | 1360 | 480 | 880 | 6100K013 | 1-1-1-1 | consumption | 2025-09-21 | SEP |  | JD01-Jeddah Central Warehouse | 2026-12-31 | 2026-12-17 | 0 | [5 empty] | Work in Process Material Issue | 7476749
safety-[ | none : 2L1T safety stock | RMU | ROH | 8DF.0818.1054 | Lower door hook | 880 | 880 | 0 | 6100K013 | 1-1-1-1 | consumption | 2025-09-24 | SEP |  | JD01-Jeddah Central Warehouse | 2026-12-31 | 2026-12-17 | 0 | [5 empty] | Work in Process Material Issue | 7564948
safety-[ | none : 2L1T safety stock | RMU | ROH | DF205039106 | M10 Hex nuts Stainless steel | 4744 | 4744 | 0 | 6100K013 | 1-1-1-1 | inventory | 2025-10-28 | Outer Enclosure |  | JD01-Jeddah Central Warehouse | 2026-12-31 | 2026-12-17 | 0
safety-[ | none : 2L1T safety stock | RMU | ROH | 211003152 | M10*30 Hex bolts Stainless steel | 4744 | 2271 | 2473 | 6100K013 | 1-1-1-1 | consumption | 2025-09-21 | Outer Enclosure |  | JD01-Jeddah Central Warehouse | 2026-12-31 | 2026-12-17 | 0 | [5 empty] | Work in Process Material Issue | 7485811
safety-[ | none : 2L1T safety stock | RMU | ROH | 211003152 | M10*30 Hex bolts Stainless steel | 2473 | 1280 | 1193 | 6100K013 | 1-1-1-1 | consumption | 2025-09-22 | Outer Enclosure |  | JD01-Jeddah Central Warehouse | 2026-12-31 | 2026-12-17 | 0 | [5 empty] | Work in Process Material Issue | 7513358
safety-[ | none : 2L1T safety stock | RMU | ROH | 211003152 | M10*30 Hex bolts Stainless steel | 1193 | 1193 | 0 | 6100K013 | 1-1-1-1 | consumption | 2025-09-24 | Outer Enclosure |  | JD01-Jeddah Central Warehouse | 2026-12-31 | 2026-12-17 | 0 | [5 empty] | Work in Process Material Issue | 7562524
safety-[ | none : 2L1T safety stock | RMU | ROH | DF240110367 | M12*110 Expansion bolt hot dip galvanized | 3558 | 1393 | 2165 | 6100K013 | 1-1-1-1 | consumption | 2025-09-21 | Outer Enclosure |  | JD01-Jeddah Central Warehouse | 2026-12-31 | 2026-12-17 | 0 | [5 empty] | Work in Process Material Issue | 7485812
safety-[ | none : 2L1T safety stock | RMU | ROH | DF240110367 | M12*110 Expansion bolt hot dip galvanized | 2165 | 960 | 1205 | 6100K013 | 1-1-1-1 | consumption | 2025-09-22 | Outer Enclosure |  | JD01-Jeddah Central Warehouse | 2026-12-31 | 2026-12-17 | 0 | [5 empty] | Work in Process Material Issue | 7513359
safety-[ | none : 2L1T safety stock | RMU | ROH | DF240110367 | M12*110 Expansion bolt hot dip galvanized | 1205 | 1205 | 0 | 6100K013 | 1-1-1-1 | consumption | 2025-09-24 | Outer Enclosure |  | JD01-Jeddah Central Warehouse | 2026-12-31 | 2026-12-17 | 0 | [5 empty] | Work in Process Material Issue | 7562525
safety-[ | none : 2L1T safety stock | RMU | ROH | DF240110385 | M24 Gran head nylon | 1779 | 372 | 1407 | 6100K013 | 1-1-1-1 | consumption | 2025-09-24 | Outer Enclosure |  | JD01-Jeddah Central Warehouse | 2026-12-31 | 2026-12-17 | 0 | [5 empty] | Work in Process Material Issue | 7562528
safety-[ | none : 2L1T safety stock | RMU | ROH | DF240110385 | M24 Gran head nylon | 1407 | 750 | 657 | 6100K013 | 1-1-1-1 | consumption | 2025-09-25 | Outer Enclosure |  | JD01-Jeddah Central Warehouse | 2026-12-31 | 2026-12-17 | 0 | [5 empty] | Work in Process Material Issue | 7581661
safety-[ | none : 2L1T safety stock | RMU | ROH | DF240110385 | M24 Gran head nylon | 657 | 180 | 477 | 6100K013 | 1-1-1-1 | consumption | 2025-09-25 | Outer Enclosure |  | JD01-Jeddah Central Warehouse | 2026-12-31 | 2026-12-17 | 0 | [5 empty] | Work in Process Material Issue | 7591057
safety-[ | none : 2L1T safety stock | RMU | ROH | DF240110385 | M24 Gran head nylon | 477 | 126 | 351 | 6100K015 | 1-1-1-1 | consumption | 2025-09-25 | Outer Enclosure |  | JD01-Jeddah Central Warehouse | 2026-12-31 | 2026-12-17 | 0 | [5 empty] | Work in Process Material Issue | 7592489
safety-[ | none : 2L1T safety stock | RMU | ROH | DF240110385 | M24 Gran head nylon | 351 | 351 | 0 | 6100K013 | 1-1-1-1 | consumption | 2025-10-26 | Outer Enclosure |  | JD01-Jeddah Central Warehouse | 2026-12-31 | 2026-12-17 | 0 | [5 empty] | Work in Process Material Issue | 8329492
safety-[ | none : 2L1T safety stock | RMU | ROH | 205040650 | M4 Hex Self-locking nuts Stainless steel | 11860 | 1200 | 10660 | 6100K013 | 1-1-1-1 | consumption | 2025-09-25 | Outer Enclosure |  | JD01-Jeddah Central Warehouse | 2026-12-31 | 2026-12-17 | 0 | [5 empty] | Work in Process Material Issue | 7591036
safety-[ | none : 2L1T safety stock | RMU | ROH | 205040650 | M4 Hex Self-locking nuts Stainless steel | 10660 | 756 | 9904 | 6100K015 | 1-1-1-1 | consumption | 2025-09-25 | Outer Enclosure |  | JD01-Jeddah Central Warehouse | 2026-12-31 | 2026-12-17 | 0 | [5 empty] | Work in Process Material Issue | 7592468
safety-[ | none : 2L1T safety stock | RMU | ROH | 205040650 | M4 Hex Self-locking nuts Stainless steel | 9904 | 750 | 9154 | 6100K013 | 1-1-1-1 | consumption | 2025-09-25 | Outer Enclosure |  | JD01-Jeddah Central Warehouse | 2026-12-31 | 2026-12-17 | 0 | [5 empty] | Work in Process Material Issue | 7581640
safety-[ | none : 2L1T safety stock | RMU | ROH | 205040650 | M4 Hex Self-locking nuts Stainless steel | 9154 | 2600 | 6554 | 6100K013 | 1-1-1-1 | consumption | 2025-10-26 | Outer Enclosure |  | JD01-Jeddah Central Warehouse | 2026-12-31 | 2026-12-17 | 0 | [5 empty] | Work in Process Material Issue | 8329471
safety-[ | none : 2L1T safety stock | RMU | ROH | 205040951 | M4*16 Phillips countersunk head screw Stainless steel | 7116 | 591 | 6525 | 6100K013 | 1-1-1-1 | consumption | 2025-09-17 | Outer Enclosure |  | JD01-Jeddah Central Warehouse | 2026-12-31 | 2026-12-17 | 0 | [5 empty] | Work in Process Material Issue | 7370423
safety-[ | none : 2L1T safety stock | RMU | ROH | 205040951 | M4*16 Phillips countersunk head screw Stainless steel | 6525 | 6525 | 0 | 6100K013 | 1-1-1-1 | consumption | 2025-09-21 | Outer Enclosure |  | JD01-Jeddah Central Warehouse | 2026-12-31 | 2026-12-17 | 0 | [5 empty] | Work in Process Material Issue | 7485797
safety-[ | none : 2L1T safety stock | RMU | ROH | SEP30183 | Nut, G.I, M6 | 2372 | 40 | 2332 | 6010J592 | PLT4-1-1-MBM_ISKAN | consumption | 2025-08-25 | Outer Enclosure | Automated: Replaced 211002077 by SEP30698. Automated: Replaced SEP30698 by SEP10851. Automated: Replaced SEP10851 by SEP30183. | JD01-Jeddah Central Warehouse | 2026-12-31 | 2026-12-17 | 0 | [5 empty] | Material Issue Order_MIO | 6782186
safety-[ | none : 2L1T safety stock | RMU | ROH | SEP30183 | Nut, G.I, M6 | 2332 | 2332 | 0 |  | R34-A-1-MVBM_SEP | consumption | 2025-10-26 | Outer Enclosure | Automated: Replaced 211002077 by SEP30698. Automated: Replaced SEP30698 by SEP10851. Automated: Replaced SEP10851 by SEP30183. | JD01-Jeddah Central Warehouse | 2026-12-31 | 2026-12-17 | 0 | [5 empty] | Miscellaneous issue | 8326282
safety-[ | none : 2L1T safety stock | RMU | ROH | SEP30183 | Nut, G.I, M6 | 10674 | 5000 | 5674 |  | R34-A-1-MVBM_SEP | consumption | 2025-10-26 | DFE-LV | Automated: Replaced 211002077 by SEP30698. Automated: Replaced SEP30698 by SEP10851. Automated: Replaced SEP10851 by SEP30183. | JD01-Jeddah Central Warehouse | 2026-12-31 | 2026-12-17 | 0 | [5 empty] | Miscellaneous issue | 8326282
safety-[ | none : 2L1T safety stock | RMU | ROH | SEP30183 | Nut, G.I, M6 | 5674 | 5000 | 674 | 6020Z091 | R26-T-1-LV\-BULK_SEP | consumption | 2025-08-30 | DFE-LV | Automated: Replaced 211002077 by SEP30698. Automated: Replaced SEP30698 by SEP10851. Automated: Replaced SEP10851 by SEP30183. | JD01-Jeddah Central Warehouse | 2026-12-31 | 2026-12-17 | 0 | [5 empty] | Material Issue Order_MIO | 6895675
safety-[ | none : 2L1T safety stock | RMU | ROH | SEP30183 | Nut, G.I, M6 | 674 | 65 | 609 | 6030M865 | R34-A-1-MBM_ISKAN | consumption | 2025-08-30 | DFE-LV | Automated: Replaced 211002077 by SEP30698. Automated: Replaced SEP30698 by SEP10851. Automated: Replaced SEP10851 by SEP30183. | JD01-Jeddah Central Warehouse | 2026-12-31 | 2026-12-17 | 0 | [5 empty] | Material Issue Order_MIO | 6901202
safety-[ | none : 2L1T safety stock | RMU | ROH | SEP30183 | Nut, G.I, M6 | 609 | 300 | 309 | 6030M853 | R34-A-1-MBM_ISKAN | consumption | 2025-08-31 | DFE-LV | Automated: Replaced 211002077 by SEP30698. Automated: Replaced SEP30698 by SEP10851. Automated: Replaced SEP10851 by SEP30183. | JD01-Jeddah Central Warehouse | 2026-12-31 | 2026-12-17 | 0 | [5 empty] | Material Issue Order_MIO | 6907798
safety-[ | none : 2L1T safety stock | RMU | ROH | SEP30183 | Nut, G.I, M6 | 14232 | 5000 | 9232 | 6020Z091 | R26-T-1-LV\-BULK_SEP | consumption | 2025-08-30 | SEP | Automated: Replaced 211002077 by SEP30698. Automated: Replaced SEP30698 by SEP10851. Automated: Replaced SEP10851 by SEP30183. | JD01-Jeddah Central Warehouse | 2026-12-31 | 2026-12-17 | 0 | [5 empty] | Material Issue Order_MIO | 6895675
safety-[ | none : 2L1T safety stock | RMU | ROH | SEP30183 | Nut, G.I, M6 | 9232 | 65 | 9167 | 6030M865 | R34-A-1-MBM_ISKAN | consumption | 2025-08-30 | SEP | Automated: Replaced 211002077 by SEP30698. Automated: Replaced SEP30698 by SEP10851. Automated: Replaced SEP10851 by SEP30183. | JD01-Jeddah Central Warehouse | 2026-12-31 | 2026-12-17 | 0 | [5 empty] | Material Issue Order_MIO | 6901202
safety-[ | none : 2L1T safety stock | RMU | ROH | SEP30183 | Nut, G.I, M6 | 9167 | 300 | 8867 | 6030M853 | R34-A-1-MBM_ISKAN | consumption | 2025-08-31 | SEP | Automated: Replaced 211002077 by SEP30698. Automated: Replaced SEP30698 by SEP10851. Automated: Replaced SEP10851 by SEP30183. | JD01-Jeddah Central Warehouse | 2026-12-31 | 2026-12-17 | 0 | [5 empty] | Material Issue Order_MIO | 6907798
safety-[ | none : 2L1T safety stock | RMU | ROH | 211002081 | Hex Bolt M6*12 | 10674 | 10674 | 0 | 6100K013 | R55-H-1-K013_SEP | inventory | 2025-10-28 | SEP |  | JD01-Jeddah Central Warehouse | 2026-12-31 | 2026-12-17 | 0
safety-[ | none : 2L1T safety stock | RMU | ROH | DF211002080 | M6*15 Blind rivet nut Stainless steel (GB/T17880.3) | 48033 | 9207 | 38826 | 6100K013 | 1-1-1-1 | consumption | 2025-09-21 | Outer Enclosure |  | JD01-Jeddah Central Warehouse | 2026-12-31 | 2026-12-17 | 0 | [5 empty] | Work in Process Material Issue | 7485801
safety-[ | none : 2L1T safety stock | RMU | ROH | DF211002080 | M6*15 Blind rivet nut Stainless steel (GB/T17880.3) | 38826 | 12960 | 25866 | 6100K013 | 1-1-1-1 | consumption | 2025-09-22 | Outer Enclosure |  | JD01-Jeddah Central Warehouse | 2026-12-31 | 2026-12-17 | 0 | [5 empty] | Work in Process Material Issue | 7513350
safety-[ | none : 2L1T safety stock | RMU | ROH | DF211002080 | M6*15 Blind rivet nut Stainless steel (GB/T17880.3) | 25866 | 22750 | 3116 | 6100K013 | 1-1-1-1 | consumption | 2025-09-24 | Outer Enclosure |  | JD01-Jeddah Central Warehouse | 2026-12-31 | 2026-12-17 | 0 | [5 empty] | Work in Process Material Issue | 7562512
safety-[ | none : 2L1T safety stock | RMU | ROH | DF211002080 | M6*15 Blind rivet nut Stainless steel (GB/T17880.3) | 3116 | 3116 | 0 | 6100K013 | 1-1-1-1 | consumption | 2025-09-24 | Outer Enclosure |  | JD01-Jeddah Central Warehouse | 2026-12-31 | 2026-12-17 | 0 | [5 empty] | Work in Process Material Issue | 7564935
safety-[ | none : 2L1T safety stock | RMU | ROH | 205039200 | Hex Bolt M6*20 | 7709 | 433 | 7276 | 6100K013 | 1-1-1-1 | consumption | 2025-10-16 | DFE-LV |  | JD01-Jeddah Central Warehouse | 2026-12-31 | 2026-12-17 | 0 | [5 empty] | Work in Process Pick | 8149364
safety-[ | none : 2L1T safety stock | RMU | ROH | 205039200 | Hex Bolt M6*20 | 7276 | 7276 | 0 | 6100K013 | 1-1-1-1 | consumption | 2025-09-17 | DFE-LV |  | JD01-Jeddah Central Warehouse | 2026-12-31 | 2026-12-17 | 0 | [5 empty] | Work in Process Material Issue | 7370428
safety-[ | none : 2L1T safety stock | RMU | ROH | 205039200 | M6*20 Hex bolts Stainless steel | 48033 | 19616 | 28417 | 6100K013 | 1-1-1-1 | consumption | 2025-09-17 | Outer Enclosure |  | JD01-Jeddah Central Warehouse | 2026-12-31 | 2026-12-17 | 0 | [5 empty] | Work in Process Material Issue | 7370428
safety-[ | none : 2L1T safety stock | RMU | ROH | 205039200 | M6*20 Hex bolts Stainless steel | 28417 | 13200 | 15217 | 6100K013 | 1-1-1-1 | consumption | 2025-09-18 | Outer Enclosure |  | JD01-Jeddah Central Warehouse | 2026-12-31 | 2026-12-17 | 0 | [5 empty] | Work in Process Material Issue | 7399331
safety-[ | none : 2L1T safety stock | RMU | ROH | 205039200 | M6*20 Hex bolts Stainless steel | 15217 | 15217 | 0 | 6100K013 | 1-1-1-1 | consumption | 2025-09-24 | Outer Enclosure |  | JD01-Jeddah Central Warehouse | 2026-12-31 | 2026-12-17 | 0 | [5 empty] | Work in Process Material Issue | 7562513
safety-[ | none : 2L1T safety stock | RMU | ROH | DF205040952 | M6*20 Phillips countersunk head screw Stainless steel | 2372 | 346 | 2026 | 6100K013 | 1-1-1-1 | consumption | 2025-09-17 | Outer Enclosure |  | JD01-Jeddah Central Warehouse | 2026-12-31 | 2026-12-17 | 0 | [5 empty] | Work in Process Material Issue | 7370429
safety-[ | none : 2L1T safety stock | RMU | ROH | DF205040952 | M6*20 Phillips countersunk head screw Stainless steel | 2026 | 2026 | 0 | 6100K013 | 1-1-1-1 | consumption | 2025-09-21 | Outer Enclosure |  | JD01-Jeddah Central Warehouse | 2026-12-31 | 2026-12-17 | 0 | [5 empty] | Work in Process Material Issue | 7485802
safety-[ | none : 2L1T safety stock | RMU | ROH | 205041930 | Hex Bolt M6*25 | 1779 | 1779 | 0 | 6100K013 | R40-I-1-K013_SEP | inventory | 2025-10-28 | SEP |  | JD01-Jeddah Central Warehouse | 2026-12-31 | 2026-12-17 | 0
safety-[ | none : 2L1T safety stock | RMU | ROH | 211002074 | Hex Nut M8 | 593 | 300 | 293 | 6100K013 | 1-1-1-1 | consumption | 2025-09-25 | SEP |  | JD01-Jeddah Central Warehouse | 2026-12-31 | 2026-12-17 | 0 | [5 empty] | Work in Process Material Issue | 7581672
safety-[ | none : 2L1T safety stock | RMU | ROH | 211002074 | Hex Nut M8 | 293 | 120 | 173 | 6100K013 | 1-1-1-1 | consumption | 2025-09-25 | SEP |  | JD01-Jeddah Central Warehouse | 2026-12-31 | 2026-12-17 | 0 | [5 empty] | Work in Process Material Issue | 7591071
safety-[ | none : 2L1T safety stock | RMU | ROH | 211002074 | Hex Nut M8 | 173 | 84 | 89 | 6100K015 | 1-1-1-1 | consumption | 2025-09-25 | SEP |  | JD01-Jeddah Central Warehouse | 2026-12-31 | 2026-12-17 | 0 | [5 empty] | Work in Process Material Issue | 7592493
safety-[ | none : 2L1T safety stock | RMU | ROH | 211002074 | Hex Nut M8 | 89 | 60 | 29 | 6100K013 | 1-1-1-1 | consumption | 2025-09-25 | SEP |  | JD01-Jeddah Central Warehouse | 2026-12-31 | 2026-12-17 | 0 | [5 empty] | Work in Process Material Issue | 7587923
safety-[ | none : 2L1T safety stock | RMU | ROH | 211002074 | Hex Nut M8 | 29 | 29 | 0 | 6100K013 | 1-1-1-1 | consumption | 2025-10-26 | SEP |  | JD01-Jeddah Central Warehouse | 2026-12-31 | 2026-12-17 | 0 | [5 empty] | Work in Process Material Issue | 8329505
safety-[ | none : 2L1T safety stock | RMU | ROH | 211002074 | Hex nutsM8 | 1186 | 250 | 936 | 6100K013 | 1-1-1-1 | consumption | 2025-10-26 | Outer Enclosure |  | JD01-Jeddah Central Warehouse | 2026-12-31 | 2026-12-17 | 0 | [5 empty] | Work in Process Material Issue | 8335235
safety-[ | none : 2L1T safety stock | RMU | ROH | 211002074 | Hex nutsM8 | 936 | 231 | 705 | 6100K013 | 1-1-1-1 | consumption | 2025-10-26 | Outer Enclosure |  | JD01-Jeddah Central Warehouse | 2026-12-31 | 2026-12-17 | 0 | [5 empty] | Work in Process Material Issue | 8329505
safety-[ | none : 2L1T safety stock | RMU | ROH | 205042589 | Hex Bolt M8*25 | 6523 | 2678 | 3845 | 6100K013 | R41-A-1-K013_SEP | inventory | 2025-10-28 | SEP |  | JD01-Jeddah Central Warehouse | 2026-12-31 | 2026-12-17 | 0
safety-[ | none : 2L1T safety stock | RMU | ROH | 205042589 | Hex Bolt M8*25 | 3845 | 1914 | 1931 | free_stock | R40-I-1-MVBM_SEP | inventory | 2025-10-28 | SEP |  | JD01-Jeddah Central Warehouse | 2026-12-31 | 2026-12-17 | 0
safety-[ | none : 2L1T safety stock | RMU | ROH | 205042589 | Hex Bolt M8*25 | 1931 | 1545 | 386 | 6100K013 | 1-1-1-1 | inventory | 2025-10-28 | SEP |  | JD01-Jeddah Central Warehouse | 2026-12-31 | 2026-12-17 | 0
safety-[ | none : 2L1T safety stock | RMU | ROH | 205042589 | Hex Bolt M8*25 | 386 | 386 | 0 | free_stock | R51-I-1-MVBM_SEP | inventory | 2025-10-28 | SEP |  | JD01-Jeddah Central Warehouse | 2026-12-31 | 2026-12-17 | 0
safety-[ | none : 2L1T safety stock | RMU | ROH | DF250227001 | MCB-NDB1-63 C16/2(DFST) | 593 | 355 | 238 | free_stock | R62-B-1-K013_SEP | inventory | 2025-10-28 | DFE-LV |  | JD01-Jeddah Central Warehouse | 2026-12-31 | 2026-12-17 | 0
safety-[ | none : 2L1T safety stock | RMU | ROH | DF250227001 | MCB-NDB1-63 C16/2(DFST) | 238 | 228 | 10 | 6100K013 | 1-1-1-1 | inventory | 2025-10-28 | DFE-LV |  | JD01-Jeddah Central Warehouse | 2026-12-31 | 2026-12-17 | 0
safety-[ | none : 2L1T safety stock | RMU | ROH | DF250227001 | MCB-NDB1-63 C16/2(DFST) | 10 | 10 | 0 | free_stock | 1-1-1-1 | inventory | 2025-10-28 | DFE-LV |  | JD01-Jeddah Central Warehouse | 2026-12-31 | 2026-12-17 | 0
safety-[ | none : 2L1T safety stock | RMU | ROH | DF250227004 | MCB-NDB1Z-63 C16/2+OF1(DFST) | 593 | 219 | 374 | 6100K013 | 1-1-1-1 | inventory | 2025-10-28 | DFE-LV |  | JD01-Jeddah Central Warehouse | 2026-12-31 | 2026-12-17 | 0
safety-[ | none : 2L1T safety stock | RMU | ROH | DF250227004 | MCB-NDB1Z-63 C16/2+OF1(DFST) | 374 | 104 | 270 | free_stock | R18-B-1-K013_SEP | inventory | 2025-10-28 | DFE-LV |  | JD01-Jeddah Central Warehouse | 2026-12-31 | 2026-12-17 | 0
safety-[ | none : 2L1T safety stock | RMU | ROH | DF250227004 | MCB-NDB1Z-63 C16/2+OF1(DFST) | 270 | 48 | 222 | free_stock | R61-J-1-K013_SEP | inventory | 2025-10-28 | DFE-LV |  | JD01-Jeddah Central Warehouse | 2026-12-31 | 2026-12-17 | 0
safety-[ | none : 2L1T safety stock | RMU | ROH | DF250227004 | MCB-NDB1Z-63 C16/2+OF1(DFST) | 222 | 30 | 192 | 6100K013 | R57-G-1-K013_SEP | inventory | 2025-10-28 | DFE-LV |  | JD01-Jeddah Central Warehouse | 2026-12-31 | 2026-12-17 | 0
safety-[ | none : 2L1T safety stock | RMU | ROH | DF250227004 | MCB-NDB1Z-63 C16/2+OF1(DFST) | 192 | 30 | 162 | 6100KDP02 | PO-SEP-6055-[142] | GR_in_process | 2025-11-10 | DFE-LV |  | JD01-Jeddah Central Warehouse | 2026-12-31 | 2026-12-17 | 0 | Dongfang Electronics International Engineering Co. Ltd | 6100KDP02 // 2L2T SRMU LV Compartment Purchase Parts from DFE for 30 Units | 30 | 20-08-2025 | 20-08-2025 |  |  | PO-6055/DF250812-30-SEP Yantai
safety-[ | none : 2L1T safety stock | RMU | ROH | DF250227003 | MCB-NDB1Z-63 C6/2(DFST) | 1779 | 918 | 861 | free_stock | R17-I-1-K013_SEP | inventory | 2025-10-28 | DFE-LV |  | JD01-Jeddah Central Warehouse | 2026-12-31 | 2026-12-17 | 0
safety-[ | none : 2L1T safety stock | RMU | ROH | DF250227003 | MCB-NDB1Z-63 C6/2(DFST) | 861 | 409 | 452 | free_stock | 1-1-1-1 | inventory | 2025-10-28 | DFE-LV |  | JD01-Jeddah Central Warehouse | 2026-12-31 | 2026-12-17 | 0
safety-[ | none : 2L1T safety stock | RMU | ROH | DF250227003 | MCB-NDB1Z-63 C6/2(DFST) | 452 | 90 | 362 | 6100K013 | R57-B-1-K013_SEP | inventory | 2025-10-28 | DFE-LV |  | JD01-Jeddah Central Warehouse | 2026-12-31 | 2026-12-17 | 0
safety-[ | none : 2L1T safety stock | RMU | ROH | DF250227003 | MCB-NDB1Z-63 C6/2(DFST) | 362 | 87 | 275 | free_stock | R17-B-1-K013_SEP | inventory | 2025-10-28 | DFE-LV |  | JD01-Jeddah Central Warehouse | 2026-12-31 | 2026-12-17 | 0
safety-[ | none : 2L1T safety stock | RMU | ROH | DF250227003 | MCB-NDB1Z-63 C6/2(DFST) | 275 | 6 | 269 | 6100K013 | 1-1-1-1 | inventory | 2025-10-28 | DFE-LV |  | JD01-Jeddah Central Warehouse | 2026-12-31 | 2026-12-17 | 0
safety-[ | none : 2L1T safety stock | RMU | ROH | DF250227003 | MCB-NDB1Z-63 C6/2(DFST) | 269 | 90 | 179 | 6100KDP02 | PO-SEP-6055-[141] | GR_in_process | 2025-11-10 | DFE-LV |  | JD01-Jeddah Central Warehouse | 2026-12-31 | 2026-12-17 | 0 | Dongfang Electronics International Engineering Co. Ltd | 6100KDP02 // 2L2T SRMU LV Compartment Purchase Parts from DFE for 30 Units | 90 | 20-08-2025 | 20-08-2025 |  |  | PO-6055/DF250812-30-SEP Yantai
safety-[ | none : 2L1T safety stock | RMU | ROH | DF250227002 | MCB-NDB1Z-63 C6/2+FS1(DFST) | 593 | 150 | 443 | free_stock | R18-B-1-K013_SEP | inventory | 2025-10-28 | DFE-LV |  | JD01-Jeddah Central Warehouse | 2026-12-31 | 2026-12-17 | 0
safety-[ | none : 2L1T safety stock | RMU | ROH | DF250227002 | MCB-NDB1Z-63 C6/2+FS1(DFST) | 443 | 128 | 315 | free_stock | R17-I-1-K013_SEP | inventory | 2025-10-28 | DFE-LV |  | JD01-Jeddah Central Warehouse | 2026-12-31 | 2026-12-17 | 0
safety-[ | none : 2L1T safety stock | RMU | ROH | DF250227002 | MCB-NDB1Z-63 C6/2+FS1(DFST) | 315 | 48 | 267 | free_stock | R61-J-1-K013_SEP | inventory | 2025-10-28 | DFE-LV |  | JD01-Jeddah Central Warehouse | 2026-12-31 | 2026-12-17 | 0
safety-[ | none : 2L1T safety stock | RMU | ROH | DF250227002 | MCB-NDB1Z-63 C6/2+FS1(DFST) | 267 | 45 | 222 | free_stock | 1-1-1-1 | inventory | 2025-10-28 | DFE-LV |  | JD01-Jeddah Central Warehouse | 2026-12-31 | 2026-12-17 | 0
safety-[ | none : 2L1T safety stock | RMU | ROH | DF250227002 | MCB-NDB1Z-63 C6/2+FS1(DFST) | 222 | 30 | 192 | 6100K013 | R57-G-1-K013_SEP | inventory | 2025-10-28 | DFE-LV |  | JD01-Jeddah Central Warehouse | 2026-12-31 | 2026-12-17 | 0
safety-[ | none : 2L1T safety stock | RMU | ROH | DF250227002 | MCB-NDB1Z-63 C6/2+FS1(DFST) | 192 | 30 | 162 | 6100KDP02 | PO-SEP-6055-[140] | GR_in_process | 2025-11-10 | DFE-LV |  | JD01-Jeddah Central Warehouse | 2026-12-31 | 2026-12-17 | 0 | Dongfang Electronics International Engineering Co. Ltd | 6100KDP02 // 2L2T SRMU LV Compartment Purchase Parts from DFE for 30 Units | 30 | 20-08-2025 | 20-08-2025 |  |  | PO-6055/DF250812-30-SEP Yantai
safety-[ | none : 2L1T safety stock | RMU | ROH | RMU000000258 | Name Plate, Stainless Steel | 593 | 510 | 83 | 6100K013 | INC-1-1-K013_SEP | inventory | 2025-10-28 | Outer Enclosure | Automated: Replaced DF205041560 by RMU000000258. | JD01-Jeddah Central Warehouse | 2026-12-31 | 2026-12-17 | 0
safety-[ | none : 2L1T safety stock | RMU | ROH | RMU000000258 | Name Plate, Stainless Steel | 83 | 55 | 28 | 6100K013 | IFLR-1-1-K013_SEP | inventory | 2025-10-28 | Outer Enclosure | Automated: Replaced DF205041560 by RMU000000258. | JD01-Jeddah Central Warehouse | 2026-12-31 | 2026-12-17 | 0
safety-[ | none : 2L1T safety stock | RMU | ROH | DF241126028 | OTTA6-T-P/P marking strip (1-10)ZB10 LGS:1-10(1053014:0001) | 1186 | 276 | 910 | 6100K013 | R18-S-1-K013_SEP | inventory | 2025-10-28 | DFE-LV |  | JD01-Jeddah Central Warehouse | 2026-12-31 | 2026-12-17 | 0
safety-[ | none : 2L1T safety stock | RMU | ROH | DF241126028 | OTTA6-T-P/P marking strip (1-10)ZB10 LGS:1-10(1053014:0001) | 910 | 220 | 690 | 6100K013 | NEW.FLR-1-1-K013_SEP | inventory | 2025-10-28 | DFE-LV |  | JD01-Jeddah Central Warehouse | 2026-12-31 | 2026-12-17 | 0
safety-[ | none : 2L1T safety stock | RMU | ROH | DF241126028 | OTTA6-T-P/P marking strip (1-10)ZB10 LGS:1-10(1053014:0001) | 690 | 480 | 210 | 6100K013 | 1-1-1-1 | consumption | 2025-09-15 | DFE-LV |  | JD01-Jeddah Central Warehouse | 2026-12-31 | 2026-12-17 | 0 | [5 empty] | Work in Process Material Issue | 7323489
safety-[ | none : 2L1T safety stock | RMU | ROH | DF241126028 | OTTA6-T-P/P marking strip (1-10)ZB10 LGS:1-10(1053014:0001) | 210 | 210 | 0 | 6100K013 | 1-1-1-1 | consumption | 2025-09-18 | DFE-LV |  | JD01-Jeddah Central Warehouse | 2026-12-31 | 2026-12-17 | 0 | [5 empty] | Work in Process Material Issue | 7402136
safety-[ | none : 2L1T safety stock | RMU | ROH | DF250303003 | OTTA6-T-P/P marking strip (12)ZB10 LGS:12(1053014:0001) | 1186 | 710 | 476 | free_stock | R61-O-1-K013_SEP | inventory | 2025-10-28 | DFE-LV |  | JD01-Jeddah Central Warehouse | 2026-12-31 | 2026-12-17 | 0
safety-[ | none : 2L1T safety stock | RMU | ROH | DF250303003 | OTTA6-T-P/P marking strip (12)ZB10 LGS:12(1053014:0001) | 476 | 376 | 100 | free_stock | R18-S-1-K013_SEP | inventory | 2025-10-28 | DFE-LV |  | JD01-Jeddah Central Warehouse | 2026-12-31 | 2026-12-17 | 0
safety-[ | none : 2L1T safety stock | RMU | ROH | DF250303003 | OTTA6-T-P/P marking strip (12)ZB10 LGS:12(1053014:0001) | 100 | 100 | 0 | 6100K013 | 1-1-1-1 | inventory | 2025-10-28 | DFE-LV |  | JD01-Jeddah Central Warehouse | 2026-12-31 | 2026-12-17 | 0
safety-[ | none : 2L1T safety stock | RMU | ROH | DF241118003 | Open button indicator light | 1779 | 1308 | 471 | 6100K013 | 1-1-1-1 | consumption | 2025-09-18 | DFE-LV |  | JD01-Jeddah Central Warehouse | 2026-12-31 | 2026-12-17 | 0 | [5 empty] | Work in Process Material Issue | 7402127
safety-[ | none : 2L1T safety stock | RMU | ROH | DF241118003 | Open button indicator light | 471 | 120 | 351 | 6100KDP02 | PO-SEP-6055-[151] | GR_in_process | 2025-11-10 | DFE-LV |  | JD01-Jeddah Central Warehouse | 2026-12-31 | 2026-12-17 | 0 | Dongfang Electronics International Engineering Co. Ltd | 6100KDP02 // 2L2T SRMU LV Compartment Purchase Parts from DFE for 30 Units | 120 | 20-08-2025 | 20-08-2025 |  |  | PO-6055/DF250812-30-SEP Yantai
safety-[ | none : 2L1T safety stock | RMU | ROH | DF240510025 | Cable 2*2.5 | 7116 | 5196 | 1920 | 6100K013 | 1-1-1-1 | inventory | 2025-10-28 | DFE-LV |  | JD01-Jeddah Central Warehouse | 2026-12-31 | 2026-12-17 | 0
safety-[ | none : 2L1T safety stock | RMU | ROH | DF240510025 | Cable 2*2.5 | 1920 | 360 | 1560 | 6100KDP02 | BOX1-1-1-K013_SEP | inventory | 2025-10-28 | DFE-LV |  | JD01-Jeddah Central Warehouse | 2026-12-31 | 2026-12-17 | 0
safety-[ | none : 2L1T safety stock | RMU | ROH | DF240510025 | Cable 2*2.5 | 1560 | 300 | 1260 | 6100K013 | R16-A-1-K013_SEP | inventory | 2025-10-28 | DFE-LV |  | JD01-Jeddah Central Warehouse | 2026-12-31 | 2026-12-17 | 0
safety-[ | none : 2L1T safety stock | RMU | ROH | DF240510025 | Cable 2*2.5 | 1260 | 1260 | 0 | 6100K013 | 1-1-1-1 | consumption | 2025-09-18 | DFE-LV |  | JD01-Jeddah Central Warehouse | 2026-12-31 | 2026-12-17 | 0 | [5 empty] | Work in Process Material Issue | 7408986
safety-[ | none : 2L1T safety stock | RMU | ROH | DF240929001 | Paste | 5.93 | 1 | 4.93 | 6100K013 | BOX42-1-1-K013_SEP | inventory | 2025-10-28 | DFE-Gas Tank |  | JD01-Jeddah Central Warehouse | 2026-12-31 | 2026-12-17 | 0
safety-[ | none : 2L1T safety stock | RMU | ROH | DF240929001 | Paste | 4.93 | 0.38 | 4.55 | 6100K013 | BOX92-1-1-K013_SEP | inventory | 2025-10-28 | DFE-Gas Tank |  | JD01-Jeddah Central Warehouse | 2026-12-31 | 2026-12-17 | 0
safety-[ | none : 2L1T safety stock | RMU | ROH | DF240929001 | Paste | 4.55 | 0.1 | 4.45 | 6100KDP02 | BOX6-1-1-K013_SEP | inventory | 2025-10-28 | DFE-Gas Tank |  | JD01-Jeddah Central Warehouse | 2026-12-31 | 2026-12-17 | 0
safety-[ | none : 2L1T safety stock | RMU | ROH | DF240929001 | Paste | 4.45 | 1 | 3.45 | 6100KDP02 | BOX42-1-1-K013_SEP | consumption | 2025-10-13 | DFE-Gas Tank |  | JD01-Jeddah Central Warehouse | 2026-12-31 | 2026-12-17 | 0 | [5 empty] | Project Transfer | 8080825
safety-[ | none : 2L1T safety stock | RMU | ROH | DF240929001 | Paste | 3.45 | 1 | 2.45 | 6100K013 | BOX92-1-1-K013_SEP | consumption | 2025-10-23 | DFE-Gas Tank |  | JD01-Jeddah Central Warehouse | 2026-12-31 | 2026-12-17 | 0 | [5 empty] | Work in Process Pick | 8281238
safety-[ | none : 2L1T safety stock | RMU | ROH | DF240929001 | Paste | 2.45 | 2.45 | 0 | 6100KDP02 | PO-SEP-6034-[68] | GR_in_process | 2025-11-30 | DFE-Gas Tank |  | JD01-Jeddah Central Warehouse | 2026-12-31 | 2026-12-17 | 0 | Dongfang Electronics International Engineering Co. Ltd | 6100KDP02 // 2L1T SRMU Gas Tank Loose Material from DFE | 4 | 01-09-2025 | 01-09-2025 |  |  | PO-SEP-6034/DF250831-400-SEP
safety-[ | none : 2L1T safety stock | RMU | ROH | DF240510008 | Paw pad φ6 | 1186 | 23 | 1163 | 6100K013 | 1-1-1-1 | consumption | 2025-10-16 | DFE-LV |  | JD01-Jeddah Central Warehouse | 2026-12-31 | 2026-12-17 | 0 | [5 empty] | Work in Process Pick | 8149502
safety-[ | none : 2L1T safety stock | RMU | ROH | DF240510008 | Paw pad φ6 | 1163 | 1163 | 0 | 6100K013 | 1-1-1-1 | consumption | 2025-09-18 | DFE-LV |  | JD01-Jeddah Central Warehouse | 2026-12-31 | 2026-12-17 | 0 | [5 empty] | Work in Process Material Issue | 7399312
safety-[ | none : 2L1T safety stock | RMU | ROH | DF240510008 | Paw pad φ6 | 1186 | 37 | 1149 | 6100K013 | 1-1-1-1 | consumption | 2025-09-18 | SEP |  | JD01-Jeddah Central Warehouse | 2026-12-31 | 2026-12-17 | 0 | [5 empty] | Work in Process Material Issue | 7399312
safety-[ | none : 2L1T safety stock | RMU | ROH | DF240510008 | Paw pad φ6 | 1149 | 750 | 399 | 6100K013 | 1-1-1-1 | consumption | 2025-09-24 | SEP |  | JD01-Jeddah Central Warehouse | 2026-12-31 | 2026-12-17 | 0 | [5 empty] | Work in Process Material Issue | 7564883
safety-[ | none : 2L1T safety stock | RMU | ROH | DF240510008 | Paw pad φ6 | 399 | 399 | 0 | 6100K013 | 1-1-1-1 | consumption | 2025-10-26 | SEP |  | JD01-Jeddah Central Warehouse | 2026-12-31 | 2026-12-17 | 0 | [5 empty] | Work in Process Material Issue | 8335175
safety-[ | none : 2L1T safety stock | RMU | ROH | 8DF-580-0056 | Phase-to-phase Bonding | 3558 | 1713 | 1845 | 6100K013 | 1-1-1-1 | consumption | 2025-09-21 | DFE-Gas Tank |  | JD01-Jeddah Central Warehouse | 2026-12-31 | 2026-12-17 | 0 | [5 empty] | Work in Process Material Issue | 7452542
safety-[ | none : 2L1T safety stock | RMU | ROH | 8DF-580-0056 | Phase-to-phase Bonding | 1845 | 672 | 1173 | 6100K013 | BOX92-1-1-K013_SEP | consumption | 2025-10-23 | DFE-Gas Tank |  | JD01-Jeddah Central Warehouse | 2026-12-31 | 2026-12-17 | 0 | [5 empty] | Work in Process Pick | 8281292
safety-[ | none : 2L1T safety stock | RMU | ROH | 8DF-580-0056 | Phase-to-phase Bonding | 1173 | 1173 | 0 | 6100KDP02 | PO-SEP-6034-[34] | GR_in_process | 2025-11-30 | DFE-Gas Tank |  | JD01-Jeddah Central Warehouse | 2026-12-31 | 2026-12-17 | 0 | Dongfang Electronics International Engineering Co. Ltd | 6100KDP02 // 2L1T SRMU Gas Tank Loose Material from DFE | 2400 | 01-09-2025 | 01-09-2025 |  |  | PO-SEP-6034/DF250831-400-SEP
safety-[ | none : 2L1T safety stock | RMU | ROH | DF240510032 | Phoenix current terminal (OTTA-6-P/P) | 7116 | 2050 | 5066 | 6100K013 | NEW.FLR-1-1-K013_SEP | inventory | 2025-10-28 | DFE-LV |  | JD01-Jeddah Central Warehouse | 2026-12-31 | 2026-12-17 | 0
safety-[ | none : 2L1T safety stock | RMU | ROH | DF240510032 | Phoenix current terminal (OTTA-6-P/P) | 5066 | 666 | 4400 | 6100K013 | 1-1-1-1 | inventory | 2025-10-28 | DFE-LV |  | JD01-Jeddah Central Warehouse | 2026-12-31 | 2026-12-17 | 0
safety-[ | none : 2L1T safety stock | RMU | ROH | DF240510032 | Phoenix current terminal (OTTA-6-P/P) | 4400 | 2640 | 1760 | 6100K013 | 1-1-1-1 | consumption | 2025-09-15 | DFE-LV |  | JD01-Jeddah Central Warehouse | 2026-12-31 | 2026-12-17 | 0 | [5 empty] | Work in Process Material Issue | 7323462
safety-[ | none : 2L1T safety stock | RMU | ROH | DF240510032 | Phoenix current terminal (OTTA-6-P/P) | 1760 | 1760 | 0 | 6100K013 | 1-1-1-1 | consumption | 2025-09-18 | DFE-LV |  | JD01-Jeddah Central Warehouse | 2026-12-31 | 2026-12-17 | 0 | [5 empty] | Work in Process Material Issue | 7402109
safety-[ | none : 2L1T safety stock | RMU | ROH | DF240510033 | Phoenix current terminal partition (D-OTTA6-T) | 593 | 14 | 579 | 6100K013 | R61-O-1-K013_SEP | inventory | 2025-10-28 | DFE-LV |  | JD01-Jeddah Central Warehouse | 2026-12-31 | 2026-12-17 | 0
safety-[ | none : 2L1T safety stock | RMU | ROH | DF240510033 | Phoenix current terminal partition (D-OTTA6-T) | 579 | 9 | 570 | 6100K013 | R18-S-1-K013_SEP | inventory | 2025-10-28 | DFE-LV |  | JD01-Jeddah Central Warehouse | 2026-12-31 | 2026-12-17 | 0
safety-[ | none : 2L1T safety stock | RMU | ROH | DF240510033 | Phoenix current terminal partition (D-OTTA6-T) | 570 | 5 | 565 | 6100K013 | R57-G-1-K013_SEP | inventory | 2025-10-28 | DFE-LV |  | JD01-Jeddah Central Warehouse | 2026-12-31 | 2026-12-17 | 0
safety-[ | none : 2L1T safety stock | RMU | ROH | DF240510033 | Phoenix current terminal partition (D-OTTA6-T) | 565 | 440 | 125 | 6100K013 | 1-1-1-1 | consumption | 2025-09-15 | DFE-LV |  | JD01-Jeddah Central Warehouse | 2026-12-31 | 2026-12-17 | 0 | [5 empty] | Work in Process Material Issue | 7323463
safety-[ | none : 2L1T safety stock | RMU | ROH | DF240510033 | Phoenix current terminal partition (D-OTTA6-T) | 125 | 125 | 0 | 6100K013 | 1-1-1-1 | consumption | 2025-09-18 | DFE-LV |  | JD01-Jeddah Central Warehouse | 2026-12-31 | 2026-12-17 | 0 | [5 empty] | Work in Process Material Issue | 7402110
safety-[ | none : 2L1T safety stock | RMU | ROH | DF240510028 | Phoenix voltage terminal (UK-2.5B) | 16604 | 5025 | 11579 | 6100K013 | 1-1-1-1 | consumption | 2025-09-15 | DFE-LV |  | JD01-Jeddah Central Warehouse | 2026-12-31 | 2026-12-17 | 0 | [5 empty] | Work in Process Material Issue | 7323459
safety-[ | none : 2L1T safety stock | RMU | ROH | DF240510028 | Phoenix voltage terminal (UK-2.5B) | 11579 | 6720 | 4859 | 6100K013 | 1-1-1-1 | consumption | 2025-09-18 | DFE-LV |  | JD01-Jeddah Central Warehouse | 2026-12-31 | 2026-12-17 | 0 | [5 empty] | Work in Process Material Issue | 7402106
safety-[ | none : 2L1T safety stock | RMU | ROH | DF240510028 | Phoenix voltage terminal (UK-2.5B) | 4859 | 990 | 3869 | 6100KDP02 | PO-SEP-6055-[100] | GR_in_process | 2025-11-10 | DFE-LV |  | JD01-Jeddah Central Warehouse | 2026-12-31 | 2026-12-17 | 0 | Dongfang Electronics International Engineering Co. Ltd | 6100KDP02 // 2L2T SRMU LV Compartment Purchase Parts from DFE for 30 Units | 990 | 20-08-2025 | 20-08-2025 |  |  | PO-6055/DF250812-30-SEP Yantai
safety-[ | none : 2L1T safety stock | RMU | ROH | DF240510049 | Power module (DFE500A-AC220D24-ST-X) | 593 | 166 | 427 | 6100K013 | 1-1-1-1 | consumption | 2025-09-15 | SEP |  | JD01-Jeddah Central Warehouse | 2026-12-31 | 2026-12-17 | 0 | [5 empty] | Work in Process Material Issue | 7323456
safety-[ | none : 2L1T safety stock | RMU | ROH | DF240510049 | Power module (DFE500A-AC220D24-ST-X) | 427 | 332 | 95 | 6100K013 | 1-1-1-1 | consumption | 2025-09-17 | SEP |  | JD01-Jeddah Central Warehouse | 2026-12-31 | 2026-12-17 | 0 | [5 empty] | Work in Process Material Issue | 7370416
safety-[ | none : 2L1T safety stock | RMU | ROH | DF240510049 | Power module (DFE500A-AC220D24-ST-X) | 95 | 95 | 0 | 6100K013 | 1-1-1-1 | consumption | 2025-09-18 | SEP |  | JD01-Jeddah Central Warehouse | 2026-12-31 | 2026-12-17 | 0 | [5 empty] | Work in Process Material Issue | 7402103
safety-[ | none : 2L1T safety stock | RMU | ROH | DF240612107 | Pre insulated terminal O-type HRV1.25-6 (BLUE) | 7116 | 1482 | 5634 | 6100K013 | BOX5-1-1-K013_SEP | inventory | 2025-10-28 | DFE-LV |  | JD01-Jeddah Central Warehouse | 2026-12-31 | 2026-12-17 | 0
safety-[ | none : 2L1T safety stock | RMU | ROH | DF240612107 | Pre insulated terminal O-type HRV1.25-6 (BLUE) | 5634 | 1080 | 4554 | 6100K013 | 1-1-1-1 | inventory | 2025-10-28 | DFE-LV |  | JD01-Jeddah Central Warehouse | 2026-12-31 | 2026-12-17 | 0
safety-[ | none : 2L1T safety stock | RMU | ROH | DF240612107 | Pre insulated terminal O-type HRV1.25-6 (BLUE) | 4554 | 2880 | 1674 | 6100K013 | 1-1-1-1 | consumption | 2025-09-18 | DFE-LV |  | JD01-Jeddah Central Warehouse | 2026-12-31 | 2026-12-17 | 0 | [5 empty] | Work in Process Material Issue | 7408998
safety-[ | none : 2L1T safety stock | RMU | ROH | DF240612107 | Pre insulated terminal O-type HRV1.25-6 (BLUE) | 1674 | 1674 | 0 | 6100K013 | 1-1-1-1 | consumption | 2025-09-21 | DFE-LV |  | JD01-Jeddah Central Warehouse | 2026-12-31 | 2026-12-17 | 0 | [5 empty] | Work in Process Material Issue | 7480550
safety-[ | none : 2L1T safety stock | RMU | ROH | DF240612104 | Pre insulated terminal O-type HRV2-10 (BLUE) | 3558 | 300 | 3258 | 6100K013 | 1-1-1-1 | inventory | 2025-10-28 | DFE-LV |  | JD01-Jeddah Central Warehouse | 2026-12-31 | 2026-12-17 | 0
safety-[ | none : 2L1T safety stock | RMU | ROH | DF240612104 | Pre insulated terminal O-type HRV2-10 (BLUE) | 3258 | 270 | 2988 | 6100KDP02 | BOX1-1-1-K013_SEP | inventory | 2025-10-28 | DFE-LV |  | JD01-Jeddah Central Warehouse | 2026-12-31 | 2026-12-17 | 0
safety-[ | none : 2L1T safety stock | RMU | ROH | DF240612104 | Pre insulated terminal O-type HRV2-10 (BLUE) | 2988 | 60 | 2928 | 6100K013 | R73-I-1-K013_SEP | inventory | 2025-10-28 | DFE-LV |  | JD01-Jeddah Central Warehouse | 2026-12-31 | 2026-12-17 | 0
safety-[ | none : 2L1T safety stock | RMU | ROH | DF240612104 | Pre insulated terminal O-type HRV2-10 (BLUE) | 2928 | 1440 | 1488 | 6100K013 | 1-1-1-1 | consumption | 2025-09-18 | DFE-LV |  | JD01-Jeddah Central Warehouse | 2026-12-31 | 2026-12-17 | 0 | [5 empty] | Work in Process Material Issue | 7409001
safety-[ | none : 2L1T safety stock | RMU | ROH | DF240612104 | Pre insulated terminal O-type HRV2-10 (BLUE) | 1488 | 1440 | 48 | 6100K013 | 1-1-1-1 | consumption | 2025-09-21 | DFE-LV |  | JD01-Jeddah Central Warehouse | 2026-12-31 | 2026-12-17 | 0 | [5 empty] | Work in Process Material Issue | 7480553
safety-[ | none : 2L1T safety stock | RMU | ROH | DF240612101 | Pre insulated terminal O-type HRV2-4S (BLUE) | 2372 | 2218 | 154 | 6100K013 | 1-1-1-1 | inventory | 2025-10-28 | DFE-LV |  | JD01-Jeddah Central Warehouse | 2026-12-31 | 2026-12-17 | 0
safety-[ | none : 2L1T safety stock | RMU | ROH | DF240612101 | Pre insulated terminal O-type HRV2-4S (BLUE) | 154 | 154 | 0 | 6100K013 | 1-1-1-1 | consumption | 2025-09-18 | DFE-LV |  | JD01-Jeddah Central Warehouse | 2026-12-31 | 2026-12-17 | 0 | [5 empty] | Work in Process Material Issue | 7408996
safety-[ | none : 2L1T safety stock | RMU | ROH | DF240612102 | Pre insulated terminal O-type HRV2-5S (BLUE) | 4151 | 3130 | 1021 | 6100K013 | 1-1-1-1 | inventory | 2025-10-28 | DFE-LV |  | JD01-Jeddah Central Warehouse | 2026-12-31 | 2026-12-17 | 0
safety-[ | none : 2L1T safety stock | RMU | ROH | DF240612102 | Pre insulated terminal O-type HRV2-5S (BLUE) | 1021 | 1021 | 0 | 6100K013 | BOX5-1-1-K013_SEP | inventory | 2025-10-28 | DFE-LV |  | JD01-Jeddah Central Warehouse | 2026-12-31 | 2026-12-17 | 0
safety-[ | none : 2L1T safety stock | RMU | ROH | DF250303005 | Pre insulated terminal O-type HRV3.5-4 (BLUE) | 13046 | 2808 | 10238 | free_stock | 1-1-1-1 | inventory | 2025-10-28 | DFE-LV |  | JD01-Jeddah Central Warehouse | 2026-12-31 | 2026-12-17 | 0
safety-[ | none : 2L1T safety stock | RMU | ROH | DF250303005 | Pre insulated terminal O-type HRV3.5-4 (BLUE) | 10238 | 1320 | 8918 | 6100KDP02 | BOX1-1-1-K013_SEP | inventory | 2025-10-28 | DFE-LV |  | JD01-Jeddah Central Warehouse | 2026-12-31 | 2026-12-17 | 0
safety-[ | none : 2L1T safety stock | RMU | ROH | DF250303005 | Pre insulated terminal O-type HRV3.5-4 (BLUE) | 8918 | 650 | 8268 | 6100K013 | PLT1-1-1-K013_SEP | inventory | 2025-10-28 | DFE-LV |  | JD01-Jeddah Central Warehouse | 2026-12-31 | 2026-12-17 | 0
safety-[ | none : 2L1T safety stock | RMU | ROH | DF250303005 | Pre insulated terminal O-type HRV3.5-4 (BLUE) | 8268 | 118 | 8150 | 6100K013 | BOX12-1-1-K013_SEP | inventory | 2025-10-28 | DFE-LV |  | JD01-Jeddah Central Warehouse | 2026-12-31 | 2026-12-17 | 0
safety-[ | none : 2L1T safety stock | RMU | ROH | DF250303005 | Pre insulated terminal O-type HRV3.5-4 (BLUE) | 8150 | 5000 | 3150 | 6100K013 | PLT1-1-1-K013_SEP | consumption | 2025-11-10 | DFE-LV |  | JD01-Jeddah Central Warehouse | 2026-12-31 | 2026-12-17 | 0 | [5 empty] | Material Issue Order_MIO | 8043118
safety-[ | none : 2L1T safety stock | RMU | ROH | DF250303005 | Pre insulated terminal O-type HRV3.5-4 (BLUE) | 3150 | 3150 | 0 | 6100K013 | BOX12-1-1-K013_SEP | consumption | 2025-11-10 | DFE-LV |  | JD01-Jeddah Central Warehouse | 2026-12-31 | 2026-12-17 | 0 | [5 empty] | Material Issue Order_MIO | 8043120
safety-[ | none : 2L1T safety stock | RMU | ROH | DF240612106 | Pre insulated terminal O-type HRV3.5-5S (BARE COPPER) | 2372 | 384 | 1988 | 6100K013 | 1-1-1-1 | inventory | 2025-10-28 | DFE-LV |  | JD01-Jeddah Central Warehouse | 2026-12-31 | 2026-12-17 | 0
safety-[ | none : 2L1T safety stock | RMU | ROH | DF240612106 | Pre insulated terminal O-type HRV3.5-5S (BARE COPPER) | 1988 | 160 | 1828 | 6100K013 | R61-G-1-KDP2_SEP | inventory | 2025-10-28 | DFE-LV |  | JD01-Jeddah Central Warehouse | 2026-12-31 | 2026-12-17 | 0
safety-[ | none : 2L1T safety stock | RMU | ROH | DF240612106 | Pre insulated terminal O-type HRV3.5-5S (BARE COPPER) | 1828 | 100 | 1728 | 6100K013 | BOX5-1-1-K013_SEP | inventory | 2025-10-28 | DFE-LV |  | JD01-Jeddah Central Warehouse | 2026-12-31 | 2026-12-17 | 0
safety-[ | none : 2L1T safety stock | RMU | ROH | DF240612106 | Pre insulated terminal O-type HRV3.5-5S (BARE COPPER) | 1728 | 960 | 768 | 6100K013 | 1-1-1-1 | consumption | 2025-09-18 | DFE-LV |  | JD01-Jeddah Central Warehouse | 2026-12-31 | 2026-12-17 | 0 | [5 empty] | Work in Process Material Issue | 7408999
safety-[ | none : 2L1T safety stock | RMU | ROH | DF240612106 | Pre insulated terminal O-type HRV3.5-5S (BARE COPPER) | 768 | 768 | 0 | 6100K013 | 1-1-1-1 | consumption | 2025-09-21 | DFE-LV |  | JD01-Jeddah Central Warehouse | 2026-12-31 | 2026-12-17 | 0 | [5 empty] | Work in Process Material Issue | 7480551
safety-[ | none : 2L1T safety stock | RMU | ROH | DF250303004 | Pre insulated terminal O-type HRV3.5-6 (BLUE) | 3558 | 2098 | 1460 | 6100K013 | PLT2-1-1-K013_SEP | inventory | 2025-10-28 | DFE-LV |  | JD01-Jeddah Central Warehouse | 2026-12-31 | 2026-12-17 | 0
safety-[ | none : 2L1T safety stock | RMU | ROH | DF250303004 | Pre insulated terminal O-type HRV3.5-6 (BLUE) | 1460 | 1332 | 128 | 6100K013 | 1-1-1-1 | inventory | 2025-10-28 | DFE-LV |  | JD01-Jeddah Central Warehouse | 2026-12-31 | 2026-12-17 | 0
safety-[ | none : 2L1T safety stock | RMU | ROH | DF250303004 | Pre insulated terminal O-type HRV3.5-6 (BLUE) | 128 | 128 | 0 | 6100K013 | BOX12-1-1-K013_SEP | inventory | 2025-10-28 | DFE-LV |  | JD01-Jeddah Central Warehouse | 2026-12-31 | 2026-12-17 | 0
safety-[ | none : 2L1T safety stock | RMU | ROH | DF240612105 | Pre insulated terminal O-type HRV5.5-6 (YELLOW) | 4744 | 684 | 4060 | 6100K013 | BOX5-1-1-K013_SEP | inventory | 2025-10-28 | DFE-LV |  | JD01-Jeddah Central Warehouse | 2026-12-31 | 2026-12-17 | 0
safety-[ | none : 2L1T safety stock | RMU | ROH | DF240612105 | Pre insulated terminal O-type HRV5.5-6 (YELLOW) | 4060 | 200 | 3860 | 6100K013 | R61-J-1-KDP2_SEP | inventory | 2025-10-28 | DFE-LV |  | JD01-Jeddah Central Warehouse | 2026-12-31 | 2026-12-17 | 0
safety-[ | none : 2L1T safety stock | RMU | ROH | DF240612105 | Pre insulated terminal O-type HRV5.5-6 (YELLOW) | 3860 | 1920 | 1940 | 6100K013 | 1-1-1-1 | consumption | 2025-09-18 | DFE-LV |  | JD01-Jeddah Central Warehouse | 2026-12-31 | 2026-12-17 | 0 | [5 empty] | Work in Process Material Issue | 7409000
safety-[ | none : 2L1T safety stock | RMU | ROH | DF240612105 | Pre insulated terminal O-type HRV5.5-6 (YELLOW) | 1940 | 1920 | 20 | 6100K013 | 1-1-1-1 | consumption | 2025-09-21 | DFE-LV |  | JD01-Jeddah Central Warehouse | 2026-12-31 | 2026-12-17 | 0 | [5 empty] | Work in Process Material Issue | 7480552
safety-[ | none : 2L1T safety stock | RMU | ROH | DF240907101 | Pre insulated terminal O-type red HRV1.25-5 (Red) | 3558 | 2635 | 923 | 6100K013 | PLT2-1-1-K013_SEP | inventory | 2025-10-28 | DFE-Gas Tank |  | JD01-Jeddah Central Warehouse | 2026-12-31 | 2026-12-17 | 0
safety-[ | none : 2L1T safety stock | RMU | ROH | DF240907101 | Pre insulated terminal O-type red HRV1.25-5 (Red) | 923 | 923 | 0 | 6100K013 | R61-J-1-KDP2_SEP | inventory | 2025-10-28 | DFE-Gas Tank |  | JD01-Jeddah Central Warehouse | 2026-12-31 | 2026-12-17 | 0
safety-[ | none : 2L1T safety stock | RMU | ROH | DF240612110 | Pre insulated terminal U-type HSV2-4S(BLUE) | 18383 | 843 | 17540 | 6100KDP02 | BOX1-1-1-K013_SEP | inventory | 2025-10-28 | DFE-LV |  | JD01-Jeddah Central Warehouse | 2026-12-31 | 2026-12-17 | 0
safety-[ | none : 2L1T safety stock | RMU | ROH | DF240612110 | Pre insulated terminal U-type HSV2-4S(BLUE) | 17540 | 6720 | 10820 | 6100K013 | 1-1-1-1 | consumption | 2025-09-18 | DFE-LV |  | JD01-Jeddah Central Warehouse | 2026-12-31 | 2026-12-17 | 0 | [5 empty] | Work in Process Material Issue | 7408997
safety-[ | none : 2L1T safety stock | RMU | ROH | DF240612110 | Pre insulated terminal U-type HSV2-4S(BLUE) | 10820 | 6720 | 4100 | 6100K013 | 1-1-1-1 | consumption | 2025-09-21 | DFE-LV |  | JD01-Jeddah Central Warehouse | 2026-12-31 | 2026-12-17 | 0 | [5 empty] | Work in Process Material Issue | 7480549
safety-[ | none : 2L1T safety stock | RMU | ROH | DF240612111 | Pre insulated terminal U-type HSV3.5-3.2S(BLACK) | 2372 | 384 | 1988 | 6100K013 | 1-1-1-1 | inventory | 2025-10-28 | DFE-LV |  | JD01-Jeddah Central Warehouse | 2026-12-31 | 2026-12-17 | 0
safety-[ | none : 2L1T safety stock | RMU | ROH | DF240612111 | Pre insulated terminal U-type HSV3.5-3.2S(BLACK) | 1988 | 160 | 1828 | 6100K013 | R61-J-1-KDP2_SEP | inventory | 2025-10-28 | DFE-LV |  | JD01-Jeddah Central Warehouse | 2026-12-31 | 2026-12-17 | 0
safety-[ | none : 2L1T safety stock | RMU | ROH | DF240612111 | Pre insulated terminal U-type HSV3.5-3.2S(BLACK) | 1828 | 120 | 1708 | 6100KDP02 | BOX1-1-1-K013_SEP | inventory | 2025-10-28 | DFE-LV |  | JD01-Jeddah Central Warehouse | 2026-12-31 | 2026-12-17 | 0
safety-[ | none : 2L1T safety stock | RMU | ROH | DF240612111 | Pre insulated terminal U-type HSV3.5-3.2S(BLACK) | 1708 | 100 | 1608 | 6100K013 | BOX5-1-1-K013_SEP | inventory | 2025-10-28 | DFE-LV |  | JD01-Jeddah Central Warehouse | 2026-12-31 | 2026-12-17 | 0
safety-[ | none : 2L1T safety stock | RMU | ROH | DF240612111 | Pre insulated terminal U-type HSV3.5-3.2S(BLACK) | 1608 | 960 | 648 | 6100K013 | 1-1-1-1 | consumption | 2025-09-18 | DFE-LV |  | JD01-Jeddah Central Warehouse | 2026-12-31 | 2026-12-17 | 0 | [5 empty] | Work in Process Material Issue | 7409004
safety-[ | none : 2L1T safety stock | RMU | ROH | DF240612111 | Pre insulated terminal U-type HSV3.5-3.2S(BLACK) | 648 | 648 | 0 | 6100K013 | 1-1-1-1 | consumption | 2025-09-21 | DFE-LV |  | JD01-Jeddah Central Warehouse | 2026-12-31 | 2026-12-17 | 0 | [5 empty] | Work in Process Material Issue | 7480556
safety-[ | none : 2L1T safety stock | RMU | ROH | DF240612117 | Pre insulated terminal tube type HE0510 (RED) | 4744 | 2610 | 2134 | 6100K013 | PLT2-1-1-K013_SEP | inventory | 2025-10-28 | DFE-LV |  | JD01-Jeddah Central Warehouse | 2026-12-31 | 2026-12-17 | 0
safety-[ | none : 2L1T safety stock | RMU | ROH | DF240612117 | Pre insulated terminal tube type HE0510 (RED) | 2134 | 320 | 1814 | 6100K013 | R61-J-1-KDP2_SEP | inventory | 2025-10-28 | DFE-LV |  | JD01-Jeddah Central Warehouse | 2026-12-31 | 2026-12-17 | 0
safety-[ | none : 2L1T safety stock | RMU | ROH | DF240612117 | Pre insulated terminal tube type HE0510 (RED) | 1814 | 240 | 1574 | 6100KDP02 | BOX1-1-1-K013_SEP | inventory | 2025-10-28 | DFE-LV |  | JD01-Jeddah Central Warehouse | 2026-12-31 | 2026-12-17 | 0
safety-[ | none : 2L1T safety stock | RMU | ROH | DF240612117 | Pre insulated terminal tube type HE0510 (RED) | 1574 | 200 | 1374 | 6100K013 | BOX5-1-1-K013_SEP | inventory | 2025-10-28 | DFE-LV |  | JD01-Jeddah Central Warehouse | 2026-12-31 | 2026-12-17 | 0
safety-[ | none : 2L1T safety stock | RMU | ROH | DF240612117 | Pre insulated terminal tube type HE0510 (RED) | 1374 | 1374 | 0 | 6100K013 | 1-1-1-1 | consumption | 2025-09-18 | DFE-LV |  | JD01-Jeddah Central Warehouse | 2026-12-31 | 2026-12-17 | 0 | [5 empty] | Work in Process Material Issue | 7409007
safety-[ | none : 2L1T safety stock | RMU | ROH | DF241126026 | Pre insulated terminal tube type HE1510 (BULE) | 7116 | 2162 | 4954 | 6100K013 | BOX5-1-1-K013_SEP | inventory | 2025-10-28 | DFE-LV |  | JD01-Jeddah Central Warehouse | 2026-12-31 | 2026-12-17 | 0
safety-[ | none : 2L1T safety stock | RMU | ROH | DF241126026 | Pre insulated terminal tube type HE1510 (BULE) | 4954 | 540 | 4414 | 6100KDP02 | BOX1-1-1-K013_SEP | inventory | 2025-10-28 | DFE-LV |  | JD01-Jeddah Central Warehouse | 2026-12-31 | 2026-12-17 | 0
safety-[ | none : 2L1T safety stock | RMU | ROH | DF241126026 | Pre insulated terminal tube type HE1510 (BULE) | 4414 | 400 | 4014 | 6100K013 | R61-J-1-KDP2_SEP | inventory | 2025-10-28 | DFE-LV |  | JD01-Jeddah Central Warehouse | 2026-12-31 | 2026-12-17 | 0
safety-[ | none : 2L1T safety stock | RMU | ROH | DF241126026 | Pre insulated terminal tube type HE1510 (BULE) | 4014 | 2880 | 1134 | 6100K013 | 1-1-1-1 | consumption | 2025-09-18 | DFE-LV |  | JD01-Jeddah Central Warehouse | 2026-12-31 | 2026-12-17 | 0 | [5 empty] | Work in Process Material Issue | 7409024
safety-[ | none : 2L1T safety stock | RMU | ROH | DF241126026 | Pre insulated terminal tube type HE1510 (BULE) | 1134 | 1134 | 0 | 6100K013 | 1-1-1-1 | consumption | 2025-09-21 | DFE-LV |  | JD01-Jeddah Central Warehouse | 2026-12-31 | 2026-12-17 | 0 | [5 empty] | Work in Process Material Issue | 7480576
safety-[ | none : 2L1T safety stock | RMU | ROH | DF240612116 | Pre insulated terminal tube type HE2510 (BLUE) | 16011 | 226 | 15785 | 6100KDP02 | BOX1-1-1-K013_SEP | inventory | 2025-10-28 | DFE-LV |  | JD01-Jeddah Central Warehouse | 2026-12-31 | 2026-12-17 | 0
safety-[ | none : 2L1T safety stock | RMU | ROH | DF240612116 | Pre insulated terminal tube type HE2510 (BLUE) | 15785 | 186 | 15599 | free_stock | 1-1-1-1 | inventory | 2025-10-28 | DFE-LV |  | JD01-Jeddah Central Warehouse | 2026-12-31 | 2026-12-17 | 0
safety-[ | none : 2L1T safety stock | RMU | ROH | DF240612116 | Pre insulated terminal tube type HE2510 (BLUE) | 15599 | 6720 | 8879 | 6100K013 | 1-1-1-1 | consumption | 2025-09-18 | DFE-LV |  | JD01-Jeddah Central Warehouse | 2026-12-31 | 2026-12-17 | 0 | [5 empty] | Work in Process Material Issue | 7409008
safety-[ | none : 2L1T safety stock | RMU | ROH | DF240612116 | Pre insulated terminal tube type HE2510 (BLUE) | 8879 | 6720 | 2159 | 6100K013 | 1-1-1-1 | consumption | 2025-09-21 | DFE-LV |  | JD01-Jeddah Central Warehouse | 2026-12-31 | 2026-12-17 | 0 | [5 empty] | Work in Process Material Issue | 7480560
safety-[ | none : 2L1T safety stock | RMU | ROH | DF240612119 | Pre insulated terminal tube type HE4009 (BLACK) | 1186 | 272 | 914 | 6100K013 | PLT2-1-1-K013_SEP | inventory | 2025-10-28 | DFE-LV |  | JD01-Jeddah Central Warehouse | 2026-12-31 | 2026-12-17 | 0
safety-[ | none : 2L1T safety stock | RMU | ROH | DF240612119 | Pre insulated terminal tube type HE4009 (BLACK) | 914 | 60 | 854 | 6100KDP02 | BOX1-1-1-K013_SEP | inventory | 2025-10-28 | DFE-LV |  | JD01-Jeddah Central Warehouse | 2026-12-31 | 2026-12-17 | 0
safety-[ | none : 2L1T safety stock | RMU | ROH | DF240612119 | Pre insulated terminal tube type HE4009 (BLACK) | 854 | 40 | 814 | 6100K013 | R73-I-1-K013_SEP | inventory | 2025-10-28 | DFE-LV |  | JD01-Jeddah Central Warehouse | 2026-12-31 | 2026-12-17 | 0
safety-[ | none : 2L1T safety stock | RMU | ROH | DF240612119 | Pre insulated terminal tube type HE4009 (BLACK) | 814 | 10 | 804 | 6100K013 | BOX5-1-1-K013_SEP | inventory | 2025-10-28 | DFE-LV |  | JD01-Jeddah Central Warehouse | 2026-12-31 | 2026-12-17 | 0
safety-[ | none : 2L1T safety stock | RMU | ROH | DF240612119 | Pre insulated terminal tube type HE4009 (BLACK) | 804 | 480 | 324 | 6100K013 | 1-1-1-1 | consumption | 2025-09-18 | DFE-LV |  | JD01-Jeddah Central Warehouse | 2026-12-31 | 2026-12-17 | 0 | [5 empty] | Work in Process Material Issue | 7409006
safety-[ | none : 2L1T safety stock | RMU | ROH | DF240612119 | Pre insulated terminal tube type HE4009 (BLACK) | 324 | 324 | 0 | 6100K013 | 1-1-1-1 | consumption | 2025-09-21 | DFE-LV |  | JD01-Jeddah Central Warehouse | 2026-12-31 | 2026-12-17 | 0 | [5 empty] | Work in Process Material Issue | 7480558
safety-[ | none : 2L1T safety stock | RMU | ROH | DF250303006 | Pre insulated terminal tube type HE4009 (BLUE) | 4744 | 4520 | 224 | free_stock | 1-1-1-1 | inventory | 2025-10-28 | DFE-LV |  | JD01-Jeddah Central Warehouse | 2026-12-31 | 2026-12-17 | 0
safety-[ | none : 2L1T safety stock | RMU | ROH | DF250303006 | Pre insulated terminal tube type HE4009 (BLUE) | 224 | 224 | 0 | 6100K013 | 1-1-1-1 | inventory | 2025-10-28 | DFE-LV |  | JD01-Jeddah Central Warehouse | 2026-12-31 | 2026-12-17 | 0
safety-[ | none : 2L1T safety stock | RMU | ROH | 8DF.0816.0045 | Pressure Gauge Pad | 1186 | 826 | 360 | 6100K013 | 1-1-1-1 | consumption | 2025-09-14 | DFE-Gas Tank |  | JD01-Jeddah Central Warehouse | 2026-12-31 | 2026-12-17 | 0 | [5 empty] | Work in Process Material Issue | 7272404
safety-[ | none : 2L1T safety stock | RMU | ROH | 8DF.0816.0045 | Pressure Gauge Pad | 360 | 224 | 136 | 6100K013 | BOX92-1-1-K013_SEP | consumption | 2025-10-23 | DFE-Gas Tank |  | JD01-Jeddah Central Warehouse | 2026-12-31 | 2026-12-17 | 0 | [5 empty] | Work in Process Pick | 8281129
safety-[ | none : 2L1T safety stock | RMU | ROH | 8DF.0816.0045 | Pressure Gauge Pad | 136 | 136 | 0 | 6100KDP02 | PO-SEP-5861-[74] | GR_in_process | 2025-09-10 | DFE-Gas Tank |  | JD01-Jeddah Central Warehouse | 2026-12-31 | 2026-12-17 | 0 | Dongfang Electronics International Engineering Co. Ltd | 6100KDP02 (450 QTY // SRMU 2L1T Gas Tank Loose Parts) | 500 | 25-06-2025 | 25-06-2025 |  |  | PO-SEP-5861/DF250625SEP
safety-[ | none : 2L1T safety stock | RMU | ROH | 5DF.0816.0230 | Pressure Relief Valve | 593 | 478 | 115 | 6100K013 | 1-1-1-1 | consumption | 2025-09-21 | DFE-Gas Tank |  | JD01-Jeddah Central Warehouse | 2026-12-31 | 2026-12-17 | 0 | [5 empty] | Work in Process Material Issue | 7452503
safety-[ | none : 2L1T safety stock | RMU | ROH | 5DF.0816.0230 | Pressure Relief Valve | 115 | 112 | 3 | 6100K013 | BOX92-1-1-K013_SEP | consumption | 2025-10-23 | DFE-Gas Tank |  | JD01-Jeddah Central Warehouse | 2026-12-31 | 2026-12-17 | 0 | [5 empty] | Work in Process Pick | 8277108
safety-[ | none : 2L1T safety stock | RMU | ROH | 5DF.0816.0230 | Pressure Relief Valve | 3 | 3 | 0 | 6100KDP02 | PO-SEP-6034-[39] | GR_in_process | 2025-11-30 | DFE-Gas Tank |  | JD01-Jeddah Central Warehouse | 2026-12-31 | 2026-12-17 | 0 | Dongfang Electronics International Engineering Co. Ltd | 6100KDP02 // 2L1T SRMU Gas Tank Loose Material from DFE | 400 | 01-09-2025 | 01-09-2025 |  |  | PO-SEP-6034/DF250831-400-SEP
safety-[ | none : 2L1T safety stock | RMU | ROH | DF240603004 | Rivet Nut M8*18 | 7709 | 279 | 7430 | 6100K013 | 1-1-1-1 | consumption | 2025-09-18 | SEP |  | JD01-Jeddah Central Warehouse | 2026-12-31 | 2026-12-17 | 0 | [5 empty] | Work in Process Material Issue | 7406371
safety-[ | none : 2L1T safety stock | RMU | ROH | DF240603004 | Rivet Nut M8*18 | 7430 | 2080 | 5350 | 6100K013 | 1-1-1-1 | consumption | 2025-09-21 | SEP |  | JD01-Jeddah Central Warehouse | 2026-12-31 | 2026-12-17 | 0 | [5 empty] | Work in Process Material Issue | 7476693
safety-[ | none : 2L1T safety stock | RMU | ROH | DF240603004 | Rivet Nut M8*18 | 5350 | 4000 | 1350 | 6100K013 | 1-1-1-1 | consumption | 2025-09-24 | SEP |  | JD01-Jeddah Central Warehouse | 2026-12-31 | 2026-12-17 | 0 | [5 empty] | Work in Process Material Issue | 7564860
safety-[ | none : 2L1T safety stock | RMU | ROH | DF240603004 | Rivet Nut M8*18 | 1350 | 780 | 570 | 6100K013 | 1-1-1-1 | consumption | 2025-09-25 | SEP |  | JD01-Jeddah Central Warehouse | 2026-12-31 | 2026-12-17 | 0 | [5 empty] | Work in Process Material Issue | 7587836
safety-[ | none : 2L1T safety stock | RMU | ROH | DF240603004 | Rivet Nut M8*18 | 570 | 570 | 0 | 6100K013 | 1-1-1-1 | consumption | 2025-10-26 | SEP |  | JD01-Jeddah Central Warehouse | 2026-12-31 | 2026-12-17 | 0 | [5 empty] | Work in Process Material Issue | 8335153
safety-[ | none : 2L1T safety stock | RMU | ROH | RMU0000000005 | fault indicator (IKI-101light) | 593 | 166 | 427 | 6100K013 | 1-1-1-1 | consumption | 2025-09-15 | SEP |  | JD01-Jeddah Central Warehouse | 2026-12-31 | 2026-12-17 | 0 | [5 empty] | Work in Process Material Issue | 7323495
safety-[ | none : 2L1T safety stock | RMU | ROH | RMU0000000005 | fault indicator (IKI-101light) | 427 | 332 | 95 | 6100K013 | 1-1-1-1 | consumption | 2025-09-17 | SEP |  | JD01-Jeddah Central Warehouse | 2026-12-31 | 2026-12-17 | 0 | [5 empty] | Work in Process Material Issue | 7370456
safety-[ | none : 2L1T safety stock | RMU | ROH | RMU0000000005 | fault indicator (IKI-101light) | 95 | 95 | 0 | 6100K013 | 1-1-1-1 | consumption | 2025-09-18 | SEP |  | JD01-Jeddah Central Warehouse | 2026-12-31 | 2026-12-17 | 0 | [5 empty] | Work in Process Material Issue | 7402142
safety-[ | none : 2L1T safety stock | RMU | ROH | RMU0000000004 | Protect (SIAB110FC232AC) | 593 | 196 | 397 | 6100K013 | 1-1-1-1 | consumption | 2025-09-15 | SEP |  | JD01-Jeddah Central Warehouse | 2026-12-31 | 2026-12-17 | 0 | [5 empty] | Work in Process Material Issue | 7323494
safety-[ | none : 2L1T safety stock | RMU | ROH | RMU0000000004 | Protect (SIAB110FC232AC) | 397 | 332 | 65 | 6100K013 | 1-1-1-1 | consumption | 2025-09-17 | SEP |  | JD01-Jeddah Central Warehouse | 2026-12-31 | 2026-12-17 | 0 | [5 empty] | Work in Process Material Issue | 7370455
safety-[ | none : 2L1T safety stock | RMU | ROH | RMU0000000004 | Protect (SIAB110FC232AC) | 65 | 65 | 0 | 6100K013 | 1-1-1-1 | consumption | 2025-09-18 | SEP |  | JD01-Jeddah Central Warehouse | 2026-12-31 | 2026-12-17 | 0 | [5 empty] | Work in Process Material Issue | 7402141
safety-[ | none : 2L1T safety stock | RMU | ROH | DF241126010 | Communication line | 3261.5 | 1989 | 1272.5 | 6100K013 | 1-1-1-1 | inventory | 2025-10-28 | DFE-LV |  | JD01-Jeddah Central Warehouse | 2026-12-31 | 2026-12-17 | 0
safety-[ | none : 2L1T safety stock | RMU | ROH | DF241126010 | Communication line | 1272.5 | 921.5 | 351 | 6100K013 | R16-J-1-K013_SEP | inventory | 2025-10-28 | DFE-LV |  | JD01-Jeddah Central Warehouse | 2026-12-31 | 2026-12-17 | 0
safety-[ | none : 2L1T safety stock | RMU | ROH | DF241126010 | Communication line | 351 | 351 | 0 | 6100K013 | 1-1-1-1 | consumption | 2025-09-18 | DFE-LV |  | JD01-Jeddah Central Warehouse | 2026-12-31 | 2026-12-17 | 0 | [5 empty] | Work in Process Material Issue | 7409023
safety-[ | none : 2L1T safety stock | RMU | ROH | DF205041498 | Rectangular Sealing Strip D-07 T-79 EPDM | 2372 | 217.6 | 2154.4 | 6100K013 | 1-1-1-1 | consumption | 2025-09-22 | Outer Enclosure |  | JD01-Jeddah Central Warehouse | 2026-12-31 | 2026-12-17 | 0 | [5 empty] | Work in Process Material Issue | 7513365
safety-[ | none : 2L1T safety stock | RMU | ROH | DF205041498 | Rectangular Sealing Strip D-07 T-79 EPDM | 2154.4 | 1300 | 854.4 | 6100K013 | 1-1-1-1 | consumption | 2025-09-24 | Outer Enclosure |  | JD01-Jeddah Central Warehouse | 2026-12-31 | 2026-12-17 | 0 | [5 empty] | Work in Process Material Issue | 7562531
safety-[ | none : 2L1T safety stock | RMU | ROH | DF205041498 | Rectangular Sealing Strip D-07 T-79 EPDM | 854.4 | 854.4 | 0 | 6100K013 | 1-1-1-1 | consumption | 2025-09-25 | Outer Enclosure |  | JD01-Jeddah Central Warehouse | 2026-12-31 | 2026-12-17 | 0 | [5 empty] | Work in Process Material Issue | 7581664
safety-[ | none : 2L1T safety stock | RMU | ROH | DF241124007 | Rectangular plastic buckle 6*18 | 593 | 118 | 475 | 6100K013 | 1-1-1-1 | consumption | 2025-09-21 | DFE-Consumables |  | JD01-Jeddah Central Warehouse | 2026-12-31 | 2026-12-17 | 0 | [5 empty] | Work in Process Material Issue | 7476738
safety-[ | none : 2L1T safety stock | RMU | ROH | DF241124007 | Rectangular plastic buckle 6*18 | 475 | 250 | 225 | 6100K013 | 1-1-1-1 | consumption | 2025-09-24 | DFE-Consumables |  | JD01-Jeddah Central Warehouse | 2026-12-31 | 2026-12-17 | 0 | [5 empty] | Work in Process Material Issue | 7564929
safety-[ | none : 2L1T safety stock | RMU | ROH | DF241124007 | Rectangular plastic buckle 6*18 | 225 | 225 | 0 | 6100K013 | 1-1-1-1 | consumption | 2025-09-25 | DFE-Consumables |  | JD01-Jeddah Central Warehouse | 2026-12-31 | 2026-12-17 | 0 | [5 empty] | Work in Process Material Issue | 7581634
safety-[ | none : 2L1T safety stock | RMU | ROH | DF240603030 | Rectangular plastic buckle 19.8*15 | 1186 | 156 | 1030 | 6100K013 | 1-1-1-1 | consumption | 2025-09-18 | DFE-Consumables |  | JD01-Jeddah Central Warehouse | 2026-12-31 | 2026-12-17 | 0 | [5 empty] | Work in Process Material Issue | 7408972
safety-[ | none : 2L1T safety stock | RMU | ROH | DF240603030 | Rectangular plastic buckle 19.8*15 | 1030 | 320 | 710 | 6100K013 | 1-1-1-1 | consumption | 2025-09-21 | DFE-Consumables |  | JD01-Jeddah Central Warehouse | 2026-12-31 | 2026-12-17 | 0 | [5 empty] | Work in Process Material Issue | 7476726
safety-[ | none : 2L1T safety stock | RMU | ROH | DF240603030 | Rectangular plastic buckle 19.8*15 | 710 | 500 | 210 | 6100K013 | 1-1-1-1 | consumption | 2025-09-24 | DFE-Consumables |  | JD01-Jeddah Central Warehouse | 2026-12-31 | 2026-12-17 | 0 | [5 empty] | Work in Process Material Issue | 7564905
safety-[ | none : 2L1T safety stock | RMU | ROH | DF240603030 | Rectangular plastic buckle 19.8*15 | 210 | 120 | 90 | 6100K013 | 1-1-1-1 | consumption | 2025-09-25 | DFE-Consumables |  | JD01-Jeddah Central Warehouse | 2026-12-31 | 2026-12-17 | 0 | [5 empty] | Work in Process Material Issue | 7587885
safety-[ | none : 2L1T safety stock | RMU | ROH | DF240603030 | Rectangular plastic buckle 19.8*15 | 90 | 90 | 0 | 6100K013 | 1-1-1-1 | consumption | 2025-10-26 | DFE-Consumables |  | JD01-Jeddah Central Warehouse | 2026-12-31 | 2026-12-17 | 0 | [5 empty] | Work in Process Material Issue | 8335197
safety-[ | none : 2L1T safety stock | RMU | ROH | DF241124008 | Round plastic buckle φ54 | 593 | 208 | 385 | 6100K013 | 1-1-1-1 | consumption | 2025-09-24 | DFE-Consumables |  | JD01-Jeddah Central Warehouse | 2026-12-31 | 2026-12-17 | 0 | [5 empty] | Work in Process Material Issue | 7564928
safety-[ | none : 2L1T safety stock | RMU | ROH | DF241124008 | Round plastic buckle φ54 | 385 | 250 | 135 | 6100K013 | 1-1-1-1 | consumption | 2025-09-25 | DFE-Consumables |  | JD01-Jeddah Central Warehouse | 2026-12-31 | 2026-12-17 | 0 | [5 empty] | Work in Process Material Issue | 7581633
safety-[ | none : 2L1T safety stock | RMU | ROH | DF241124008 | Round plastic buckle φ54 | 135 | 60 | 75 | 6100K013 | 1-1-1-1 | consumption | 2025-09-25 | DFE-Consumables |  | JD01-Jeddah Central Warehouse | 2026-12-31 | 2026-12-17 | 0 | [5 empty] | Work in Process Material Issue | 7587901
safety-[ | none : 2L1T safety stock | RMU | ROH | DF241124008 | Round plastic buckle φ54 | 75 | 75 | 0 | 6100K013 | 1-1-1-1 | consumption | 2025-10-26 | DFE-Consumables |  | JD01-Jeddah Central Warehouse | 2026-12-31 | 2026-12-17 | 0 | [5 empty] | Work in Process Material Issue | 8335212
safety-[ | none : 2L1T safety stock | RMU | ROH | DF240603028 | Round plastic buckle 40° | 1779 | 29 | 1750 | 6100K013 | 1-1-1-1 | consumption | 2025-09-18 | DFE-Consumables |  | JD01-Jeddah Central Warehouse | 2026-12-31 | 2026-12-17 | 0 | [5 empty] | Work in Process Material Issue | 7419895
safety-[ | none : 2L1T safety stock | RMU | ROH | DF240603028 | Round plastic buckle 40° | 1750 | 480 | 1270 | 6100K013 | 1-1-1-1 | consumption | 2025-09-21 | DFE-Consumables |  | JD01-Jeddah Central Warehouse | 2026-12-31 | 2026-12-17 | 0 | [5 empty] | Work in Process Material Issue | 7476699
safety-[ | none : 2L1T safety stock | RMU | ROH | DF240603028 | Round plastic buckle 40° | 1270 | 1000 | 270 | 6100K013 | 1-1-1-1 | consumption | 2025-09-24 | DFE-Consumables |  | JD01-Jeddah Central Warehouse | 2026-12-31 | 2026-12-17 | 0 | [5 empty] | Work in Process Material Issue | 7564866
safety-[ | none : 2L1T safety stock | RMU | ROH | DF240603028 | Round plastic buckle 40° | 270 | 180 | 90 | 6100K013 | 1-1-1-1 | consumption | 2025-09-25 | DFE-Consumables |  | JD01-Jeddah Central Warehouse | 2026-12-31 | 2026-12-17 | 0 | [5 empty] | Work in Process Material Issue | 7587842
safety-[ | none : 2L1T safety stock | RMU | ROH | DF240603028 | Round plastic buckle 40° | 90 | 90 | 0 | 6100K013 | 1-1-1-1 | consumption | 2025-10-26 | DFE-Consumables |  | JD01-Jeddah Central Warehouse | 2026-12-31 | 2026-12-17 | 0 | [5 empty] | Work in Process Material Issue | 8335159
safety-[ | none : 2L1T safety stock | RMU | ROH | DF240603027 | Round plastic buckle φ23 | 3558 | 658 | 2900 | 6100K013 | 1-1-1-1 | consumption | 2025-09-21 | DFE-Consumables |  | JD01-Jeddah Central Warehouse | 2026-12-31 | 2026-12-17 | 0 | [5 empty] | Work in Process Material Issue | 7476698
safety-[ | none : 2L1T safety stock | RMU | ROH | DF240603027 | Round plastic buckle φ23 | 2900 | 2000 | 900 | 6100K013 | 1-1-1-1 | consumption | 2025-09-24 | DFE-Consumables |  | JD01-Jeddah Central Warehouse | 2026-12-31 | 2026-12-17 | 0 | [5 empty] | Work in Process Material Issue | 7564865
safety-[ | none : 2L1T safety stock | RMU | ROH | DF240603027 | Round plastic buckle φ23 | 900 | 480 | 420 | 6100K013 | 1-1-1-1 | consumption | 2025-09-25 | DFE-Consumables |  | JD01-Jeddah Central Warehouse | 2026-12-31 | 2026-12-17 | 0 | [5 empty] | Work in Process Material Issue | 7587841
safety-[ | none : 2L1T safety stock | RMU | ROH | DF240603027 | Round plastic buckle φ23 | 420 | 420 | 0 | 6100K013 | 1-1-1-1 | consumption | 2025-10-26 | DFE-Consumables |  | JD01-Jeddah Central Warehouse | 2026-12-31 | 2026-12-17 | 0 | [5 empty] | Work in Process Material Issue | 8335158
safety-[ | none : 2L1T safety stock | RMU | ROH | DF241217001 | Rubber pad 200*360*3 | 593 | 19 | 574 | 6100KDP02 | BOX1-1-1-K013_SEP | inventory | 2025-10-28 | DFE-LV |  | JD01-Jeddah Central Warehouse | 2026-12-31 | 2026-12-17 | 0
safety-[ | none : 2L1T safety stock | RMU | ROH | DF241217001 | Rubber pad 200*360*3 | 574 | 2 | 572 | 6100K013 | R16-K-1-K013_SEP | inventory | 2025-10-28 | DFE-LV |  | JD01-Jeddah Central Warehouse | 2026-12-31 | 2026-12-17 | 0
safety-[ | none : 2L1T safety stock | RMU | ROH | DF241217001 | Rubber pad 200*360*3 | 572 | 260 | 312 | 6100K013 | R16-K-1-K013_SEP | consumption | 2025-10-16 | DFE-LV |  | JD01-Jeddah Central Warehouse | 2026-12-31 | 2026-12-17 | 0 | [5 empty] | Work in Process Pick | 8151146
safety-[ | none : 2L1T safety stock | RMU | ROH | DF241217001 | Rubber pad 200*360*3 | 312 | 160 | 152 | 6100K013 | 1-1-1-1 | consumption | 2025-09-25 | DFE-LV |  | JD01-Jeddah Central Warehouse | 2026-12-31 | 2026-12-17 | 0 | [5 empty] | Work in Process Material Issue | 7587904
safety-[ | none : 2L1T safety stock | RMU | ROH | DF241217001 | Rubber pad 200*360*3 | 152 | 152 | 0 | 6100K013 | 1-1-1-1 | consumption | 2025-10-26 | DFE-LV |  | JD01-Jeddah Central Warehouse | 2026-12-31 | 2026-12-17 | 0 | [5 empty] | Work in Process Material Issue | 8335215
safety-[ | none : 2L1T safety stock | RMU | ROH | DF205041559 | SEC Logo Board Print + Outdoor Protection | 1186 | 226 | 960 | 6100K013 | 1-1-1-1 | consumption | 2025-09-22 | Outer Enclosure |  | JD01-Jeddah Central Warehouse | 2026-12-31 | 2026-12-17 | 0 | [5 empty] | Work in Process Material Issue | 7513368
safety-[ | none : 2L1T safety stock | RMU | ROH | DF205041559 | SEC Logo Board Print + Outdoor Protection | 960 | 500 | 460 | 6100K013 | 1-1-1-1 | consumption | 2025-09-24 | Outer Enclosure |  | JD01-Jeddah Central Warehouse | 2026-12-31 | 2026-12-17 | 0 | [5 empty] | Work in Process Material Issue | 7562536
safety-[ | none : 2L1T safety stock | RMU | ROH | DF205041559 | SEC Logo Board Print + Outdoor Protection | 460 | 460 | 0 | 6100K013 | 1-1-1-1 | consumption | 2025-09-25 | Outer Enclosure |  | JD01-Jeddah Central Warehouse | 2026-12-31 | 2026-12-17 | 0 | [5 empty] | Work in Process Material Issue | 7581668
safety-[ | none : 2L1T safety stock | RMU | ROH | DF240424001 | SF6 Gas Density Meter | 593 | 258 | 335 | 6100K013 | 1-1-1-1 | consumption | 2025-09-21 | DFE-Gas Tank |  | JD01-Jeddah Central Warehouse | 2026-12-31 | 2026-12-17 | 0 | [5 empty] | Work in Process Material Issue | 7452519
safety-[ | none : 2L1T safety stock | RMU | ROH | DF240424001 | SF6 Gas Density Meter | 335 | 112 | 223 | 6100K013 | BOX92-1-1-K013_SEP | consumption | 2025-10-23 | DFE-Gas Tank |  | JD01-Jeddah Central Warehouse | 2026-12-31 | 2026-12-17 | 0 | [5 empty] | Work in Process Pick | 8281174
safety-[ | none : 2L1T safety stock | RMU | ROH | DF240424001 | SF6 Gas Density Meter | 223 | 223 | 0 | 6100KDP02 | PO-SEP-6034-[3] | GR_in_process | 2025-11-30 | DFE-Gas Tank |  | JD01-Jeddah Central Warehouse | 2026-12-31 | 2026-12-17 | 0 | Dongfang Electronics International Engineering Co. Ltd | 6100KDP02 // 2L1T SRMU Gas Tank Loose Material from DFE | 400 | 01-09-2025 | 01-09-2025 |  |  | PO-SEP-6034/DF250831-400-SEP
safety-[ | none : 2L1T safety stock | RMU | ROH | RMU000000105 | SRMU Breaker Operating Handle ¦ 8DF-253-0001 | 593 | 538 | 55 | 6100K013 | BOX12-1-1-K013_SEP | consumption | 2025-04-08 | DFE-Consumables |  | JD01-Jeddah Central Warehouse | 2026-12-31 | 2026-12-17 | 0 | [5 empty] | Miscellaneous issue | 6415161
safety-[ | none : 2L1T safety stock | RMU | ROH | RMU000000105 | SRMU Breaker Operating Handle ¦ 8DF-253-0001 | 55 | 55 | 0 | 6100K013 | R52-H-1-K013_SEP | consumption | 2025-04-08 | DFE-Consumables |  | JD01-Jeddah Central Warehouse | 2026-12-31 | 2026-12-17 | 0 | [5 empty] | Miscellaneous issue | 6415160
safety-[ | none : 2L1T safety stock | RMU | ROH | DF240510012 | Seahorse rivet (φ6.4*10.5) | 23720 | 18396 | 5324 | 6100K013 | 1-1-1-1 | consumption | 2025-10-16 | DFE-LV |  | JD01-Jeddah Central Warehouse | 2026-12-31 | 2026-12-17 | 0 | [5 empty] | Work in Process Pick | 8149514
safety-[ | none : 2L1T safety stock | RMU | ROH | DF240510012 | Seahorse rivet (φ6.4*10.5) | 5324 | 5324 | 0 | 6100K013 | 1-1-1-1 | consumption | 2025-09-18 | DFE-LV |  | JD01-Jeddah Central Warehouse | 2026-12-31 | 2026-12-17 | 0 | [5 empty] | Work in Process Material Issue | 7399316
safety-[ | none : 2L1T safety stock | RMU | ROH | DF240510012 | Seahorse rivet (φ6.4*10.5) | 63451 | 31156 | 32295 | 6100K013 | 1-1-1-1 | consumption | 2025-09-18 | SEP |  | JD01-Jeddah Central Warehouse | 2026-12-31 | 2026-12-17 | 0 | [5 empty] | Work in Process Material Issue | 7399316
safety-[ | none : 2L1T safety stock | RMU | ROH | DF240510012 | Seahorse rivet (φ6.4*10.5) | 32295 | 32295 | 0 | 6100K013 | 1-1-1-1 | consumption | 2025-09-24 | SEP |  | JD01-Jeddah Central Warehouse | 2026-12-31 | 2026-12-17 | 0 | [5 empty] | Work in Process Material Issue | 7564887
safety-[ | none : 2L1T safety stock | RMU | ROH | DF240603001 | Seahorse rivet (φ5*10) | 1779 | 1136 | 643 | 6100K013 | 1-1-1-1 | consumption | 2025-10-16 | DFE-LV |  | JD01-Jeddah Central Warehouse | 2026-12-31 | 2026-12-17 | 0 | [5 empty] | Work in Process Pick | 8149523
safety-[ | none : 2L1T safety stock | RMU | ROH | DF240603001 | Seahorse rivet (φ5*10) | 643 | 643 | 0 | 6100K013 | 1-1-1-1 | consumption | 2025-09-18 | DFE-LV |  | JD01-Jeddah Central Warehouse | 2026-12-31 | 2026-12-17 | 0 | [5 empty] | Work in Process Material Issue | 7408976
safety-[ | none : 2L1T safety stock | RMU | ROH | DF240603001 | Seahorse rivet (φ5*10) | 2372 | 960 | 1412 | 6100K013 | 1-1-1-1 | consumption | 2025-09-18 | SEP |  | JD01-Jeddah Central Warehouse | 2026-12-31 | 2026-12-17 | 0 | [5 empty] | Work in Process Material Issue | 7419928
safety-[ | none : 2L1T safety stock | RMU | ROH | DF240603001 | Seahorse rivet (φ5*10) | 1412 | 317 | 1095 | 6100K013 | 1-1-1-1 | consumption | 2025-09-18 | SEP |  | JD01-Jeddah Central Warehouse | 2026-12-31 | 2026-12-17 | 0 | [5 empty] | Work in Process Material Issue | 7408976
safety-[ | none : 2L1T safety stock | RMU | ROH | DF240603001 | Seahorse rivet (φ5*10) | 1095 | 1000 | 95 | 6100K013 | 1-1-1-1 | consumption | 2025-09-24 | SEP |  | JD01-Jeddah Central Warehouse | 2026-12-31 | 2026-12-17 | 0 | [5 empty] | Work in Process Material Issue | 7564911
safety-[ | none : 2L1T safety stock | RMU | ROH | DF240603001 | Seahorse rivet (φ5*10) | 95 | 95 | 0 | 6100K013 | 1-1-1-1 | consumption | 2025-09-25 | SEP |  | JD01-Jeddah Central Warehouse | 2026-12-31 | 2026-12-17 | 0 | [5 empty] | Work in Process Material Issue | 7587891
safety-[ | none : 2L1T safety stock | RMU | ROH | DF240907002 | Seahorse rivet φ6.4*12.5 | 7709 | 4835 | 2874 | 6100K013 | 1-1-1-1 | consumption | 2025-09-25 | SEP |  | JD01-Jeddah Central Warehouse | 2026-12-31 | 2026-12-17 | 0 | [5 empty] | Work in Process Material Issue | 7591072
safety-[ | none : 2L1T safety stock | RMU | ROH | DF240603046 | Seahorse countersunk rivet φ6.4*10.5 | 5930 | 1220 | 4710 | 6100K013 | 1-1-1-1 | consumption | 2025-09-18 | SEP |  | JD01-Jeddah Central Warehouse | 2026-12-31 | 2026-12-17 | 0 | [5 empty] | Work in Process Material Issue | 7419899
safety-[ | none : 2L1T safety stock | RMU | ROH | DF240603046 | Seahorse countersunk rivet φ6.4*10.5 | 4710 | 1600 | 3110 | 6100K013 | 1-1-1-1 | consumption | 2025-09-21 | SEP |  | JD01-Jeddah Central Warehouse | 2026-12-31 | 2026-12-17 | 0 | [5 empty] | Work in Process Material Issue | 7476704
safety-[ | none : 2L1T safety stock | RMU | ROH | DF240603046 | Seahorse countersunk rivet φ6.4*10.5 | 3110 | 2500 | 610 | 6100K013 | 1-1-1-1 | consumption | 2025-09-24 | SEP |  | JD01-Jeddah Central Warehouse | 2026-12-31 | 2026-12-17 | 0 | [5 empty] | Work in Process Material Issue | 7564870
safety-[ | none : 2L1T safety stock | RMU | ROH | DF240603046 | Seahorse countersunk rivet φ6.4*10.5 | 610 | 610 | 0 | 6100K013 | 1-1-1-1 | consumption | 2025-09-25 | SEP |  | JD01-Jeddah Central Warehouse | 2026-12-31 | 2026-12-17 | 0 | [5 empty] | Work in Process Material Issue | 7581624
safety-[ | none : 2L1T safety stock | RMU | ROH | 8DF-580-0057 | Secondary grounding bar | 593 | 468 | 125 | 6100K013 | INC-1-1-K013_SEP | inventory | 2025-10-28 | SEP |  | JD01-Jeddah Central Warehouse | 2026-12-31 | 2026-12-17 | 0
safety-[ | none : 2L1T safety stock | RMU | ROH | 8DF-580-0057 | Secondary grounding bar | 125 | 125 | 0 | 6100K013 | 1-1-1-1 | inventory | 2025-10-28 | SEP |  | JD01-Jeddah Central Warehouse | 2026-12-31 | 2026-12-17 | 0
safety-[ | none : 2L1T safety stock | RMU | ROH | DF241115001 | Self-locking Nut M8 | 10081 | 5926 | 4155 | 6100K013 | 1-1-1-1 | consumption | 2025-09-21 | DFE-Gas Tank |  | JD01-Jeddah Central Warehouse | 2026-12-31 | 2026-12-17 | 0 | [5 empty] | Work in Process Material Issue | 7452550
safety-[ | none : 2L1T safety stock | RMU | ROH | DF241115001 | Self-locking Nut M8 | 4155 | 1904 | 2251 | 6100K013 | BOX92-1-1-K013_SEP | consumption | 2025-10-23 | DFE-Gas Tank |  | JD01-Jeddah Central Warehouse | 2026-12-31 | 2026-12-17 | 0 | [5 empty] | Work in Process Pick | 8281241
safety-[ | none : 2L1T safety stock | RMU | ROH | DF241115001 | Self-locking Nut M8 | 2251 | 2251 | 0 | 6100KDP02 | PO-SEP-6034-[63] | GR_in_process | 2025-11-30 | DFE-Gas Tank |  | JD01-Jeddah Central Warehouse | 2026-12-31 | 2026-12-17 | 0 | Dongfang Electronics International Engineering Co. Ltd | 6100KDP02 // 2L1T SRMU Gas Tank Loose Material from DFE | 6800 | 01-09-2025 | 01-09-2025 |  |  | PO-SEP-6034/DF250831-400-SEP
safety-[ | none : 2L1T safety stock | RMU | ROH | DF240907006 | Self-locking nut M3 | 2372 | 474 | 1898 | 6100K013 | 1-1-1-1 | consumption | 2025-09-17 | Outer Enclosure |  | JD01-Jeddah Central Warehouse | 2026-12-31 | 2026-12-17 | 0 | [5 empty] | Work in Process Material Issue | 7370420
safety-[ | none : 2L1T safety stock | RMU | ROH | DF240907006 | Self-locking nut M3 | 1898 | 1898 | 0 | 6100K013 | 1-1-1-1 | consumption | 2025-09-18 | Outer Enclosure |  | JD01-Jeddah Central Warehouse | 2026-12-31 | 2026-12-17 | 0 | [5 empty] | Work in Process Material Issue | 7399327
safety-[ | none : 2L1T safety stock | RMU | ROH | DF240907006 | Self-locking Nut M3 | 4744 | 502 | 4242 | 6100K013 | 1-1-1-1 | consumption | 2025-09-18 | DFE-LV |  | JD01-Jeddah Central Warehouse | 2026-12-31 | 2026-12-17 | 0 | [5 empty] | Work in Process Material Issue | 7399327
safety-[ | none : 2L1T safety stock | RMU | ROH | DF240907006 | Self-locking Nut M3 | 4242 | 1000 | 3242 | 6100K013 | 1-1-1-1 | consumption | 2025-09-24 | DFE-LV |  | JD01-Jeddah Central Warehouse | 2026-12-31 | 2026-12-17 | 0 | [5 empty] | Work in Process Material Issue | 7562505
safety-[ | none : 2L1T safety stock | RMU | ROH | DF240907006 | Self-locking Nut M3 | 3242 | 1000 | 2242 | 6100K013 | 1-1-1-1 | consumption | 2025-09-25 | DFE-LV |  | JD01-Jeddah Central Warehouse | 2026-12-31 | 2026-12-17 | 0 | [5 empty] | Work in Process Material Issue | 7581637
safety-[ | none : 2L1T safety stock | RMU | ROH | DF240907006 | Self-locking Nut M3 | 2242 | 480 | 1762 | 6100K013 | 1-1-1-1 | consumption | 2025-09-25 | DFE-LV |  | JD01-Jeddah Central Warehouse | 2026-12-31 | 2026-12-17 | 0 | [5 empty] | Work in Process Material Issue | 7587906
safety-[ | none : 2L1T safety stock | RMU | ROH | DF240907006 | Self-locking Nut M3 | 1762 | 240 | 1522 | 6100K013 | 1-1-1-1 | consumption | 2025-09-25 | DFE-LV |  | JD01-Jeddah Central Warehouse | 2026-12-31 | 2026-12-17 | 0 | [5 empty] | Work in Process Material Issue | 7591034
safety-[ | none : 2L1T safety stock | RMU | ROH | DF240907006 | Self-locking Nut M3 | 1522 | 1522 | 0 | 6100K013 | 1-1-1-1 | consumption | 2025-10-26 | DFE-LV |  | JD01-Jeddah Central Warehouse | 2026-12-31 | 2026-12-17 | 0 | [5 empty] | Work in Process Material Issue | 8335217
safety-[ | none : 2L1T safety stock | RMU | ROH | DF240510009 | Self-locking Nut M4 | 9488 | 2840 | 6648 | 6100K013 | 1-1-1-1 | consumption | 2025-11-09 | DFE-LV |  | JD01-Jeddah Central Warehouse | 2026-12-31 | 2026-12-17 | 0 | [5 empty] | Work in Process Material Issue | 7226771
safety-[ | none : 2L1T safety stock | RMU | ROH | DF240510009 | Self-locking Nut M4 | 6648 | 4160 | 2488 | 6100K013 | 1-1-1-1 | consumption | 2025-10-16 | DFE-LV |  | JD01-Jeddah Central Warehouse | 2026-12-31 | 2026-12-17 | 0 | [5 empty] | Work in Process Pick | 8149505
safety-[ | none : 2L1T safety stock | RMU | ROH | DF240510009 | Self-locking Nut M4 | 2488 | 2488 | 0 | 6100K013 | 1-1-1-1 | consumption | 2025-09-18 | DFE-LV |  | JD01-Jeddah Central Warehouse | 2026-12-31 | 2026-12-17 | 0 | [5 empty] | Work in Process Material Issue | 7399313
safety-[ | none : 2L1T safety stock | RMU | ROH | DF240510011 | Self-locking Nut M6 | 2372 | 2372 | 0 | 6100K013 | 1-1-1-1 | consumption | 2025-09-24 | SEP |  | JD01-Jeddah Central Warehouse | 2026-12-31 | 2026-12-17 | 0 | [5 empty] | Work in Process Material Issue | 7562499
safety-[ | none : 2L1T safety stock | RMU | ROH | DF240510011 | Self-locking Nut M6 | 3558 | 750 | 2808 | 6100K013 | 1-1-1-1 | consumption | 2025-09-24 | DFE-LV |  | JD01-Jeddah Central Warehouse | 2026-12-31 | 2026-12-17 | 0 | [5 empty] | Work in Process Material Issue | 7564886
safety-[ | none : 2L1T safety stock | RMU | ROH | DF240510011 | Self-locking Nut M6 | 2808 | 712 | 2096 | 6100K013 | 1-1-1-1 | consumption | 2025-09-24 | DFE-LV |  | JD01-Jeddah Central Warehouse | 2026-12-31 | 2026-12-17 | 0 | [5 empty] | Work in Process Material Issue | 7562499
safety-[ | none : 2L1T safety stock | RMU | ROH | DF240510011 | Self-locking Nut M6 | 2096 | 2096 | 0 | 6100K013 | 1-1-1-1 | consumption | 2025-09-25 | DFE-LV |  | JD01-Jeddah Central Warehouse | 2026-12-31 | 2026-12-17 | 0 | [5 empty] | Work in Process Material Issue | 7581627
safety-[ | none : 2L1T safety stock | RMU | ROH | DF240510011 | Self-locking nutsM6 | 11860 | 2904 | 8956 | 6100K013 | 1-1-1-1 | consumption | 2025-09-25 | Outer Enclosure |  | JD01-Jeddah Central Warehouse | 2026-12-31 | 2026-12-17 | 0 | [5 empty] | Work in Process Material Issue | 7581627
safety-[ | none : 2L1T safety stock | RMU | ROH | DF240510011 | Self-locking nutsM6 | 8956 | 1200 | 7756 | 6100K013 | 1-1-1-1 | consumption | 2025-09-25 | Outer Enclosure |  | JD01-Jeddah Central Warehouse | 2026-12-31 | 2026-12-17 | 0 | [5 empty] | Work in Process Material Issue | 7591027
safety-[ | none : 2L1T safety stock | RMU | ROH | DF240510011 | Self-locking nutsM6 | 7756 | 840 | 6916 | 6100K015 | 1-1-1-1 | consumption | 2025-09-25 | Outer Enclosure |  | JD01-Jeddah Central Warehouse | 2026-12-31 | 2026-12-17 | 0 | [5 empty] | Work in Process Material Issue | 7592461
safety-[ | none : 2L1T safety stock | RMU | ROH | DF240510011 | Self-locking nutsM6 | 6916 | 600 | 6316 | 6100K013 | 1-1-1-1 | consumption | 2025-09-25 | Outer Enclosure |  | JD01-Jeddah Central Warehouse | 2026-12-31 | 2026-12-17 | 0 | [5 empty] | Work in Process Material Issue | 7587863
safety-[ | none : 2L1T safety stock | RMU | ROH | DF240510011 | Self-locking nutsM6 | 6316 | 2600 | 3716 | 6100K013 | 1-1-1-1 | consumption | 2025-10-26 | Outer Enclosure |  | JD01-Jeddah Central Warehouse | 2026-12-31 | 2026-12-17 | 0 | [5 empty] | Work in Process Material Issue | 8329463
safety-[ | none : 2L1T safety stock | RMU | ROH | DF240510011 | Self-locking nutsM6 | 3716 | 2500 | 1216 | 6100K013 | 1-1-1-1 | consumption | 2025-10-26 | Outer Enclosure |  | JD01-Jeddah Central Warehouse | 2026-12-31 | 2026-12-17 | 0 | [5 empty] | Work in Process Material Issue | 8335178
safety-[ | none : 2L1T safety stock | RMU | ROH | DF240424027 | Self-locking nutsM8 | 2372 | 694 | 1678 | 6100K013 | 1-1-1-1 | consumption | 2025-10-16 | Outer Enclosure |  | JD01-Jeddah Central Warehouse | 2026-12-31 | 2026-12-17 | 0 | [5 empty] | Work in Process Pick | 8149478
safety-[ | none : 2L1T safety stock | RMU | ROH | DF240424027 | Self-locking nutsM8 | 1678 | 1328 | 350 | 6100K013 | 1-1-1-1 | consumption | 2025-09-17 | Outer Enclosure |  | JD01-Jeddah Central Warehouse | 2026-12-31 | 2026-12-17 | 0 | [5 empty] | Work in Process Material Issue | 7370415
safety-[ | none : 2L1T safety stock | RMU | ROH | DF240424027 | Self-locking nutsM8 | 350 | 350 | 0 | 6100K013 | 1-1-1-1 | consumption | 2025-09-18 | Outer Enclosure |  | JD01-Jeddah Central Warehouse | 2026-12-31 | 2026-12-17 | 0 | [5 empty] | Work in Process Material Issue | 7419918
safety-[ | none : 2L1T safety stock | RMU | ROH | DF240424027 | Self-locking Nut M8 | 6523 | 3120 | 3403 | 6100K013 | 1-1-1-1 | consumption | 2025-09-18 | SEP |  | JD01-Jeddah Central Warehouse | 2026-12-31 | 2026-12-17 | 0 | [5 empty] | Work in Process Material Issue | 7408968
safety-[ | none : 2L1T safety stock | RMU | ROH | DF240424027 | Self-locking Nut M8 | 3403 | 2770 | 633 | 6100K013 | 1-1-1-1 | consumption | 2025-09-18 | SEP |  | JD01-Jeddah Central Warehouse | 2026-12-31 | 2026-12-17 | 0 | [5 empty] | Work in Process Material Issue | 7419918
safety-[ | none : 2L1T safety stock | RMU | ROH | DF240424027 | Self-locking Nut M8 | 633 | 633 | 0 | 6100K013 | 1-1-1-1 | consumption | 2025-09-24 | SEP |  | JD01-Jeddah Central Warehouse | 2026-12-31 | 2026-12-17 | 0 | [5 empty] | Work in Process Material Issue | 7564899
safety-[ | none : 2L1T safety stock | RMU | ROH | DF240424002 | Self-sealing Valve | 1186 | 516 | 670 | 6100K013 | 1-1-1-1 | consumption | 2025-09-21 | DFE-Gas Tank |  | JD01-Jeddah Central Warehouse | 2026-12-31 | 2026-12-17 | 0 | [5 empty] | Work in Process Material Issue | 7452520
safety-[ | none : 2L1T safety stock | RMU | ROH | DF240424002 | Self-sealing Valve | 670 | 224 | 446 | 6100K013 | BOX92-1-1-K013_SEP | consumption | 2025-10-23 | DFE-Gas Tank |  | JD01-Jeddah Central Warehouse | 2026-12-31 | 2026-12-17 | 0 | [5 empty] | Work in Process Pick | 8281177
safety-[ | none : 2L1T safety stock | RMU | ROH | DF240424002 | Self-sealing Valve | 446 | 446 | 0 | 6100KDP02 | PO-SEP-6034-[4] | GR_in_process | 2025-11-30 | DFE-Gas Tank |  | JD01-Jeddah Central Warehouse | 2026-12-31 | 2026-12-17 | 0 | Dongfang Electronics International Engineering Co. Ltd | 6100KDP02 // 2L1T SRMU Gas Tank Loose Material from DFE | 800 | 01-09-2025 | 01-09-2025 |  |  | PO-SEP-6034/DF250831-400-SEP
safety-[ | none : 2L1T safety stock | RMU | ROH | 8DF.0816.0442 | Side Plate Transverse Tar | 2372 | 1342 | 1030 | 6100K013 | 1-1-1-1 | consumption | 2025-09-14 | DFE-Gas Tank |  | JD01-Jeddah Central Warehouse | 2026-12-31 | 2026-12-17 | 0 | [5 empty] | Work in Process Material Issue | 7272396
safety-[ | none : 2L1T safety stock | RMU | ROH | 8DF.0816.0442 | Side Plate Transverse Tar | 1030 | 448 | 582 | 6100K013 | BOX92-1-1-K013_SEP | consumption | 2025-10-23 | DFE-Gas Tank |  | JD01-Jeddah Central Warehouse | 2026-12-31 | 2026-12-17 | 0 | [5 empty] | Work in Process Pick | 8272261
safety-[ | none : 2L1T safety stock | RMU | ROH | 8DF.0816.0442 | Side Plate Transverse Tar | 582 | 582 | 0 | 6100KDP02 | PO-SEP-6034-[81] | GR_in_process | 2025-11-30 | DFE-Gas Tank |  | JD01-Jeddah Central Warehouse | 2026-12-31 | 2026-12-17 | 0 | Dongfang Electronics International Engineering Co. Ltd | 6100KDP02 // 2L1T SRMU Gas Tank Loose Material from DFE | 1600 | 01-09-2025 | 01-09-2025 |  |  | PO-SEP-6034/DF250831-400-SEP
safety-[ | none : 2L1T safety stock | RMU | ROH | DF240907003 | Soft connection (YTZ-(X)-35/8-12) | 1186 | 571 | 615 | 6100K013 | 1-1-1-1 | consumption | 2025-09-21 | DFE-Gas Tank |  | JD01-Jeddah Central Warehouse | 2026-12-31 | 2026-12-17 | 0 | [5 empty] | Work in Process Material Issue | 7452559
safety-[ | none : 2L1T safety stock | RMU | ROH | DF240907003 | Soft connection (YTZ-(X)-35/8-12) | 615 | 224 | 391 | 6100K013 | BOX92-1-1-K013_SEP | consumption | 2025-10-23 | DFE-Gas Tank |  | JD01-Jeddah Central Warehouse | 2026-12-31 | 2026-12-17 | 0 | [5 empty] | Work in Process Pick | 8281232
safety-[ | none : 2L1T safety stock | RMU | ROH | DF240907003 | Soft connection (YTZ-(X)-35/8-12) | 391 | 391 | 0 | 6100KDP02 | PO-SEP-6034-[67] | GR_in_process | 2025-11-30 | DFE-Gas Tank |  | JD01-Jeddah Central Warehouse | 2026-12-31 | 2026-12-17 | 0 | Dongfang Electronics International Engineering Co. Ltd | 6100KDP02 // 2L1T SRMU Gas Tank Loose Material from DFE | 800 | 01-09-2025 | 01-09-2025 |  |  | PO-SEP-6034/DF250831-400-SEP
safety-[ | none : 2L1T safety stock | RMU | ROH | DF240424015 | Spring Washer φ12 | 5337 | 2982 | 2355 | 6100K013 | 1-1-1-1 | consumption | 2025-09-21 | DFE-Gas Tank |  | JD01-Jeddah Central Warehouse | 2026-12-31 | 2026-12-17 | 0 | [5 empty] | Work in Process Material Issue | 7452509
safety-[ | none : 2L1T safety stock | RMU | ROH | DF240424015 | Spring Washer φ12 | 2355 | 1008 | 1347 | 6100K013 | BOX92-1-1-K013_SEP | consumption | 2025-10-23 | DFE-Gas Tank |  | JD01-Jeddah Central Warehouse | 2026-12-31 | 2026-12-17 | 0 | [5 empty] | Work in Process Pick | 8281210
safety-[ | none : 2L1T safety stock | RMU | ROH | DF240424015 | Spring Washer φ12 | 1347 | 1347 | 0 | 6100KDP02 | PO-SEP-6034-[53] | GR_in_process | 2025-11-30 | DFE-Gas Tank |  | JD01-Jeddah Central Warehouse | 2026-12-31 | 2026-12-17 | 0 | Dongfang Electronics International Engineering Co. Ltd | 6100KDP02 // 2L1T SRMU Gas Tank Loose Material from DFE | 3600 | 01-09-2025 | 01-09-2025 |  |  | PO-SEP-6034/DF250831-400-SEP
safety-[ | none : 2L1T safety stock | RMU | ROH | 205046789 | Spring Washer φ6 | 17197 | 16730 | 467 | 6100K013 | 1-1-1-1 | consumption | 2025-09-18 | DFE-LV |  | JD01-Jeddah Central Warehouse | 2026-12-31 | 2026-12-17 | 0 | [5 empty] | Work in Process Material Issue | 7419943
safety-[ | none : 2L1T safety stock | RMU | ROH | 205046789 | Spring Washer φ6 | 467 | 467 | 0 | 6100K013 | 1-1-1-1 | consumption | 2025-09-18 | DFE-LV |  | JD01-Jeddah Central Warehouse | 2026-12-31 | 2026-12-17 | 0 | [5 empty] | Work in Process Material Issue | 7406392
safety-[ | none : 2L1T safety stock | RMU | ROH | 205046789 | Spring Washer φ6 | 31429 | 9533 | 21896 | 6100K013 | 1-1-1-1 | consumption | 2025-09-18 | SEP |  | JD01-Jeddah Central Warehouse | 2026-12-31 | 2026-12-17 | 0 | [5 empty] | Work in Process Material Issue | 7406392
safety-[ | none : 2L1T safety stock | RMU | ROH | 205046789 | Spring Washer φ6 | 21896 | 21896 | 0 | 6100K013 | 1-1-1-1 | consumption | 2025-09-21 | SEP |  | JD01-Jeddah Central Warehouse | 2026-12-31 | 2026-12-17 | 0 | [5 empty] | Work in Process Material Issue | 7452552
safety-[ | none : 2L1T safety stock | RMU | ROH | 205046789 | φ6 Spring washer Stainleess steel | 50405 | 50405 | 0 | 6100K013 | 1-1-1-1 | consumption | 2025-09-21 | Outer Enclosure |  | JD01-Jeddah Central Warehouse | 2026-12-31 | 2026-12-17 | 0 | [5 empty] | Work in Process Material Issue | 7452552
safety-[ | none : 2L1T safety stock | RMU | ROH | 205041916 | Spring Washer φ8 | 20162 | 20162 | 0 | 6100K013 | 1-1-1-1 | consumption | 2025-09-14 | SEP |  | JD01-Jeddah Central Warehouse | 2026-12-31 | 2026-12-17 | 0 | [5 empty] | Work in Process Material Issue | 7272408
safety-[ | none : 2L1T safety stock | RMU | ROH | 205041916 | Spring Washer φ8 | 43289 | 2635 | 40654 | 6100K013 | 1-1-1-1 | consumption | 2025-09-14 | DFE-Gas Tank |  | JD01-Jeddah Central Warehouse | 2026-12-31 | 2026-12-17 | 0 | [5 empty] | Work in Process Material Issue | 7272408
safety-[ | none : 2L1T safety stock | RMU | ROH | 205041916 | Spring Washer φ8 | 40654 | 8668 | 31986 | 6100K013 | 1-1-1-1 | consumption | 2025-10-16 | DFE-Gas Tank |  | JD01-Jeddah Central Warehouse | 2026-12-31 | 2026-12-17 | 0 | [5 empty] | Work in Process Pick | 8149370
safety-[ | none : 2L1T safety stock | RMU | ROH | 205041916 | Spring Washer φ8 | 31986 | 692 | 31294 | 6100K013 | BOX92-1-1-K013_SEP | consumption | 2025-10-16 | DFE-Gas Tank |  | JD01-Jeddah Central Warehouse | 2026-12-31 | 2026-12-17 | 0 | [5 empty] | Work in Process Pick | 8149373
safety-[ | none : 2L1T safety stock | RMU | ROH | 205041916 | Spring Washer φ8 | 31294 | 10240 | 21054 | 6100K013 | 1-1-1-1 | consumption | 2025-09-18 | DFE-Gas Tank |  | JD01-Jeddah Central Warehouse | 2026-12-31 | 2026-12-17 | 0 | [5 empty] | Work in Process Material Issue | 7419945
safety-[ | none : 2L1T safety stock | RMU | ROH | 205041916 | Spring Washer φ8 | 21054 | 480 | 20574 | 6100K013 | 1-1-1-1 | consumption | 2025-09-18 | DFE-Gas Tank |  | JD01-Jeddah Central Warehouse | 2026-12-31 | 2026-12-17 | 0 | [5 empty] | Work in Process Material Issue | 7406393
safety-[ | none : 2L1T safety stock | RMU | ROH | 205041916 | Spring Washer φ8 | 20574 | 5440 | 15134 | 6100K013 | 1-1-1-1 | consumption | 2025-09-21 | DFE-Gas Tank |  | JD01-Jeddah Central Warehouse | 2026-12-31 | 2026-12-17 | 0 | [5 empty] | Work in Process Material Issue | 7476744
safety-[ | none : 2L1T safety stock | RMU | ROH | 205041916 | Spring Washer φ8 | 15134 | 8176 | 6958 | 6100K013 | BOX92-1-1-K013_SEP | consumption | 2025-10-23 | DFE-Gas Tank |  | JD01-Jeddah Central Warehouse | 2026-12-31 | 2026-12-17 | 0 | [5 empty] | Work in Process Pick | 8281141
safety-[ | none : 2L1T safety stock | RMU | ROH | 205041916 | Spring Washer φ8 | 6958 | 6958 | 0 | 6100K013 | 1-1-1-1 | consumption | 2025-09-24 | DFE-Gas Tank |  | JD01-Jeddah Central Warehouse | 2026-12-31 | 2026-12-17 | 0 | [5 empty] | Work in Process Material Issue | 7564942
safety-[ | none : 2L1T safety stock | RMU | ROH | DF240603021 | Spring Washer φ10 | 13046 | 1081 | 11965 | 6100K013 | 1-1-1-1 | consumption | 2025-09-18 | SEP |  | JD01-Jeddah Central Warehouse | 2026-12-31 | 2026-12-17 | 0 | [5 empty] | Work in Process Material Issue | 7419923
safety-[ | none : 2L1T safety stock | RMU | ROH | DF240603021 | Spring Washer φ10 | 11965 | 3520 | 8445 | 6100K013 | 1-1-1-1 | consumption | 2025-09-21 | SEP |  | JD01-Jeddah Central Warehouse | 2026-12-31 | 2026-12-17 | 0 | [5 empty] | Work in Process Material Issue | 7476725
safety-[ | none : 2L1T safety stock | RMU | ROH | DF240603021 | Spring Washer φ10 | 8445 | 7000 | 1445 | 6100K013 | 1-1-1-1 | consumption | 2025-09-24 | SEP |  | JD01-Jeddah Central Warehouse | 2026-12-31 | 2026-12-17 | 0 | [5 empty] | Work in Process Material Issue | 7564904
safety-[ | none : 2L1T safety stock | RMU | ROH | DF240603021 | Spring Washer φ10 | 1445 | 385 | 1060 | 6100K013 | 1-1-1-1 | consumption | 2025-09-25 | SEP |  | JD01-Jeddah Central Warehouse | 2026-12-31 | 2026-12-17 | 0 | [5 empty] | Work in Process Material Issue | 7587884
safety-[ | none : 2L1T safety stock | RMU | ROH | DF240603021 | Spring Washer φ10 | 1060 | 1060 | 0 | 6100K013 | 1-1-1-1 | consumption | 2025-10-26 | SEP |  | JD01-Jeddah Central Warehouse | 2026-12-31 | 2026-12-17 | 0 | [5 empty] | Work in Process Material Issue | 8335196
safety-[ | none : 2L1T safety stock | RMU | ROH | DF240603011 | Spring Washer φ12 | 593 | 48 | 545 | 6100K013 | 1-1-1-1 | consumption | 2025-09-18 | SEP |  | JD01-Jeddah Central Warehouse | 2026-12-31 | 2026-12-17 | 0 | [5 empty] | Work in Process Material Issue | 7408962
safety-[ | none : 2L1T safety stock | RMU | ROH | DF240603011 | Spring Washer φ12 | 545 | 160 | 385 | 6100K013 | 1-1-1-1 | consumption | 2025-09-21 | SEP |  | JD01-Jeddah Central Warehouse | 2026-12-31 | 2026-12-17 | 0 | [5 empty] | Work in Process Material Issue | 7476715
safety-[ | none : 2L1T safety stock | RMU | ROH | DF240603011 | Spring Washer φ12 | 385 | 250 | 135 | 6100K013 | 1-1-1-1 | consumption | 2025-09-24 | SEP |  | JD01-Jeddah Central Warehouse | 2026-12-31 | 2026-12-17 | 0 | [5 empty] | Work in Process Material Issue | 7564893
safety-[ | none : 2L1T safety stock | RMU | ROH | DF240603011 | Spring Washer φ12 | 135 | 60 | 75 | 6100K013 | 1-1-1-1 | consumption | 2025-09-25 | SEP |  | JD01-Jeddah Central Warehouse | 2026-12-31 | 2026-12-17 | 0 | [5 empty] | Work in Process Material Issue | 7587873
safety-[ | none : 2L1T safety stock | RMU | ROH | DF240603011 | Spring Washer φ12 | 75 | 75 | 0 | 6100K013 | 1-1-1-1 | consumption | 2025-10-26 | SEP |  | JD01-Jeddah Central Warehouse | 2026-12-31 | 2026-12-17 | 0 | [5 empty] | Work in Process Material Issue | 8335188
safety-[ | none : 2L1T safety stock | RMU | ROH | DF240604001 | Square Nut M6 | 14232 | 1207 | 13025 | 6100K013 | 1-1-1-1 | consumption | 2025-09-18 | SEP |  | JD01-Jeddah Central Warehouse | 2026-12-31 | 2026-12-17 | 0 | [5 empty] | Work in Process Material Issue | 7408954
safety-[ | none : 2L1T safety stock | RMU | ROH | DF240604001 | Square Nut M6 | 13025 | 3840 | 9185 | 6100K013 | 1-1-1-1 | consumption | 2025-09-21 | SEP |  | JD01-Jeddah Central Warehouse | 2026-12-31 | 2026-12-17 | 0 | [5 empty] | Work in Process Material Issue | 7476705
safety-[ | none : 2L1T safety stock | RMU | ROH | DF240604001 | Square Nut M6 | 9185 | 7250 | 1935 | 6100K013 | 1-1-1-1 | consumption | 2025-09-24 | SEP |  | JD01-Jeddah Central Warehouse | 2026-12-31 | 2026-12-17 | 0 | [5 empty] | Work in Process Material Issue | 7564871
safety-[ | none : 2L1T safety stock | RMU | ROH | DF240604001 | Square Nut M6 | 1935 | 1440 | 495 | 6100K013 | 1-1-1-1 | consumption | 2025-09-25 | SEP |  | JD01-Jeddah Central Warehouse | 2026-12-31 | 2026-12-17 | 0 | [5 empty] | Work in Process Material Issue | 7587847
safety-[ | none : 2L1T safety stock | RMU | ROH | DF240604001 | Square Nut M6 | 495 | 495 | 0 | 6100K013 | 1-1-1-1 | consumption | 2025-10-26 | SEP |  | JD01-Jeddah Central Warehouse | 2026-12-31 | 2026-12-17 | 0 | [5 empty] | Work in Process Material Issue | 8335163
safety-[ | none : 2L1T safety stock | RMU | ROH | 8DF.0816.3126 | Stator | 1186 | 516 | 670 | 6100K013 | 1-1-1-1 | consumption | 2025-09-14 | DFE-Gas Tank |  | JD01-Jeddah Central Warehouse | 2026-12-31 | 2026-12-17 | 0 | [5 empty] | Work in Process Material Issue | 7272399
safety-[ | none : 2L1T safety stock | RMU | ROH | 8DF.0816.3126 | Stator | 670 | 224 | 446 | 6100K013 | BOX92-1-1-K013_SEP | consumption | 2025-10-23 | DFE-Gas Tank |  | JD01-Jeddah Central Warehouse | 2026-12-31 | 2026-12-17 | 0 | [5 empty] | Work in Process Pick | 8272273
safety-[ | none : 2L1T safety stock | RMU | ROH | 8DF.0816.3126 | Stator | 446 | 446 | 0 | 6100KDP02 | PO-SEP-6034-[80] | GR_in_process | 2025-11-30 | DFE-Gas Tank |  | JD01-Jeddah Central Warehouse | 2026-12-31 | 2026-12-17 | 0 | Dongfang Electronics International Engineering Co. Ltd | 6100KDP02 // 2L1T SRMU Gas Tank Loose Material from DFE | 800 | 01-09-2025 | 01-09-2025 |  |  | PO-SEP-6034/DF250831-400-SEP
safety-[ | none : 2L1T safety stock | RMU | ROH | DF240510054 | Temperature Sensor (JWB/PT-100-03) | 593 | 161 | 432 | 6100K013 | 1-1-1-1 | consumption | 2025-09-15 | DFE-LV |  | JD01-Jeddah Central Warehouse | 2026-12-31 | 2026-12-17 | 0 | [5 empty] | Work in Process Material Issue | 7323452
safety-[ | none : 2L1T safety stock | RMU | ROH | DF240510054 | Temperature Sensor (JWB/PT-100-03) | 432 | 240 | 192 | 6100K013 | 1-1-1-1 | consumption | 2025-09-18 | DFE-LV |  | JD01-Jeddah Central Warehouse | 2026-12-31 | 2026-12-17 | 0 | [5 empty] | Work in Process Material Issue | 7402099
safety-[ | none : 2L1T safety stock | RMU | ROH | DF240510054 | Temperature Sensor (JWB/PT-100-03) | 192 | 30 | 162 | 6100KDP02 | PO-SEP-6055-[148] | GR_in_process | 2025-11-10 | DFE-LV |  | JD01-Jeddah Central Warehouse | 2026-12-31 | 2026-12-17 | 0 | Dongfang Electronics International Engineering Co. Ltd | 6100KDP02 // 2L2T SRMU LV Compartment Purchase Parts from DFE for 30 Units | 30 | 20-08-2025 | 20-08-2025 |  |  | PO-6055/DF250812-30-SEP Yantai
safety-[ | none : 2L1T safety stock | RMU | ROH | DF240510034 | Terminal strip label | 3558 | 200 | 3358 | 6100K013 | R57-B-1-K013_SEP | inventory | 2025-10-28 | DFE-LV |  | JD01-Jeddah Central Warehouse | 2026-12-31 | 2026-12-17 | 0
safety-[ | none : 2L1T safety stock | RMU | ROH | DF240510034 | Terminal strip label | 3358 | 1440 | 1918 | 6100K013 | 1-1-1-1 | consumption | 2025-09-15 | DFE-LV |  | JD01-Jeddah Central Warehouse | 2026-12-31 | 2026-12-17 | 0 | [5 empty] | Work in Process Material Issue | 7323464
safety-[ | none : 2L1T safety stock | RMU | ROH | DF240510034 | Terminal strip label | 1918 | 1440 | 478 | 6100K013 | 1-1-1-1 | consumption | 2025-09-18 | DFE-LV |  | JD01-Jeddah Central Warehouse | 2026-12-31 | 2026-12-17 | 0 | [5 empty] | Work in Process Material Issue | 7402111
safety-[ | none : 2L1T safety stock | RMU | ROH | DF240510034 | Terminal strip label | 478 | 210 | 268 | 6100KDP02 | PO-SEP-6055-[107] | GR_in_process | 2025-11-10 | DFE-LV |  | JD01-Jeddah Central Warehouse | 2026-12-31 | 2026-12-17 | 0 | Dongfang Electronics International Engineering Co. Ltd | 6100KDP02 // 2L2T SRMU LV Compartment Purchase Parts from DFE for 30 Units | 210 | 20-08-2025 | 20-08-2025 |  |  | PO-6055/DF250812-30-SEP Yantai
safety-[ | none : 2L1T safety stock | RMU | ROH | DF241118009 | Test Socket NTC1-332AS6h/250V | 593 | 161 | 432 | 6100K013 | 1-1-1-1 | consumption | 2025-09-15 | DFE-LV |  | JD01-Jeddah Central Warehouse | 2026-12-31 | 2026-12-17 | 0 | [5 empty] | Work in Process Material Issue | 7323485
safety-[ | none : 2L1T safety stock | RMU | ROH | DF241118009 | Test Socket NTC1-332AS6h/250V | 432 | 240 | 192 | 6100K013 | 1-1-1-1 | consumption | 2025-09-18 | DFE-LV |  | JD01-Jeddah Central Warehouse | 2026-12-31 | 2026-12-17 | 0 | [5 empty] | Work in Process Material Issue | 7402132
safety-[ | none : 2L1T safety stock | RMU | ROH | DF241118009 | Test Socket NTC1-332AS6h/250V | 192 | 30 | 162 | 6100KDP02 | PO-SEP-6055-[159] | GR_in_process | 2025-11-10 | DFE-LV |  | JD01-Jeddah Central Warehouse | 2026-12-31 | 2026-12-17 | 0 | Dongfang Electronics International Engineering Co. Ltd | 6100KDP02 // 2L2T SRMU LV Compartment Purchase Parts from DFE for 30 Units | 30 | 20-08-2025 | 20-08-2025 |  |  | PO-6055/DF250812-30-SEP Yantai
safety-[ | none : 2L1T safety stock | RMU | ROH | DF240424017 | Thickened Plain Washer φ10 | 23127 | 10947 | 12180 | 6100K013 | 1-1-1-1 | consumption | 2025-09-21 | DFE-Gas Tank |  | JD01-Jeddah Central Warehouse | 2026-12-31 | 2026-12-17 | 0 | [5 empty] | Work in Process Material Issue | 7452512
safety-[ | none : 2L1T safety stock | RMU | ROH | DF240424017 | Thickened Plain Washer φ10 | 12180 | 4368 | 7812 | 6100K013 | BOX92-1-1-K013_SEP | consumption | 2025-10-23 | DFE-Gas Tank |  | JD01-Jeddah Central Warehouse | 2026-12-31 | 2026-12-17 | 0 | [5 empty] | Work in Process Pick | 8281216
safety-[ | none : 2L1T safety stock | RMU | ROH | DF240424017 | Thickened Plain Washer φ10 | 7812 | 7812 | 0 | 6100KDP02 | PO-SEP-6034-[56] | GR_in_process | 2025-11-30 | DFE-Gas Tank |  | JD01-Jeddah Central Warehouse | 2026-12-31 | 2026-12-17 | 0 | Dongfang Electronics International Engineering Co. Ltd | 6100KDP02 // 2L1T SRMU Gas Tank Loose Material from DFE | 15600 | 01-09-2025 | 01-09-2025 |  |  | PO-SEP-6034/DF250831-400-SEP
safety-[ | none : 2L1T safety stock | RMU | ROH | DF240424014 | Thickened Plain Washer φ12 | 5337 | 2982 | 2355 | 6100K013 | 1-1-1-1 | consumption | 2025-09-21 | DFE-Gas Tank |  | JD01-Jeddah Central Warehouse | 2026-12-31 | 2026-12-17 | 0 | [5 empty] | Work in Process Material Issue | 7452508
safety-[ | none : 2L1T safety stock | RMU | ROH | DF240424014 | Thickened Plain Washer φ12 | 2355 | 1008 | 1347 | 6100K013 | BOX92-1-1-K013_SEP | consumption | 2025-10-23 | DFE-Gas Tank |  | JD01-Jeddah Central Warehouse | 2026-12-31 | 2026-12-17 | 0 | [5 empty] | Work in Process Pick | 8281207
safety-[ | none : 2L1T safety stock | RMU | ROH | DF240424014 | Thickened Plain Washer φ12 | 1347 | 1347 | 0 | 6100KDP02 | PO-SEP-6034-[52] | GR_in_process | 2025-11-30 | DFE-Gas Tank |  | JD01-Jeddah Central Warehouse | 2026-12-31 | 2026-12-17 | 0 | Dongfang Electronics International Engineering Co. Ltd | 6100KDP02 // 2L1T SRMU Gas Tank Loose Material from DFE | 3600 | 01-09-2025 | 01-09-2025 |  |  | PO-SEP-6034/DF250831-400-SEP
safety-[ | none : 2L1T safety stock | RMU | ROH | DF240603039 | Thread sealant | 88.95 | 88.95 | 0 | 6100K013 | 1-1-1-1 | inventory | 2025-10-28 | SEP |  | JD01-Jeddah Central Warehouse | 2026-12-31 | 2026-12-17 | 0
safety-[ | none : 2L1T safety stock | RMU | ROH | 5DF.0815.0002 | Three-station Load Switch | 1186 | 543 | 643 | 6100K013 | 1-1-1-1 | consumption | 2025-09-21 | DFE-Gas Tank |  | JD01-Jeddah Central Warehouse | 2026-12-31 | 2026-12-17 | 0 | [5 empty] | Work in Process Material Issue | 7452517
safety-[ | none : 2L1T safety stock | RMU | ROH | 5DF.0815.0002 | Three-station Load Switch | 643 | 224 | 419 | 6100K013 | BOX92-1-1-K013_SEP | consumption | 2025-10-23 | DFE-Gas Tank |  | JD01-Jeddah Central Warehouse | 2026-12-31 | 2026-12-17 | 0 | [5 empty] | Work in Process Pick | 8281156
safety-[ | none : 2L1T safety stock | RMU | ROH | 5DF.0815.0002 | Three-station Load Switch | 419 | 419 | 0 | 6100KDP02 | PO-SEP-6034-[1] | GR_in_process | 2025-11-30 | DFE-Gas Tank |  | JD01-Jeddah Central Warehouse | 2026-12-31 | 2026-12-17 | 0 | Dongfang Electronics International Engineering Co. Ltd | 6100KDP02 // 2L1T SRMU Gas Tank Loose Material from DFE | 800 | 01-09-2025 | 01-09-2025 |  |  | PO-SEP-6034/DF250831-400-SEP
safety-[ | none : 2L1T safety stock | RMU | ROH | 5DF.0816.0029 | Three-station Load Switch Sealing Assembly | 1779 | 994 | 785 | 6100K013 | 1-1-1-1 | consumption | 2025-09-21 | DFE-Gas Tank |  | JD01-Jeddah Central Warehouse | 2026-12-31 | 2026-12-17 | 0 | [5 empty] | Work in Process Material Issue | 7452529
safety-[ | none : 2L1T safety stock | RMU | ROH | 5DF.0816.0029 | Three-station Load Switch Sealing Assembly | 785 | 336 | 449 | 6100K013 | BOX92-1-1-K013_SEP | consumption | 2025-10-23 | DFE-Gas Tank |  | JD01-Jeddah Central Warehouse | 2026-12-31 | 2026-12-17 | 0 | [5 empty] | Work in Process Pick | 8281120
safety-[ | none : 2L1T safety stock | RMU | ROH | 5DF.0816.0029 | Three-station Load Switch Sealing Assembly | 449 | 449 | 0 | 6100KDP02 | PO-SEP-6034-[16] | GR_in_process | 2025-11-30 | DFE-Gas Tank |  | JD01-Jeddah Central Warehouse | 2026-12-31 | 2026-12-17 | 0 | Dongfang Electronics International Engineering Co. Ltd | 6100KDP02 // 2L1T SRMU Gas Tank Loose Material from DFE | 1200 | 01-09-2025 | 01-09-2025 |  |  | PO-SEP-6034/DF250831-400-SEP
safety-[ | none : 2L1T safety stock | RMU | ROH | DF240612003 | Tie strap (black) 4*150 | 444750 | 244375 | 200375 | 6100K013 | BOX12-1-1-K013_SEP | inventory | 2025-10-28 | DFE-LV |  | JD01-Jeddah Central Warehouse | 2026-12-31 | 2026-12-17 | 0
safety-[ | none : 2L1T safety stock | RMU | ROH | DF240612003 | Tie strap (black) 4*150 | 200375 | 96750 | 103625 | 6100K013 | BOX5-1-1-K013_SEP | inventory | 2025-10-28 | DFE-LV |  | JD01-Jeddah Central Warehouse | 2026-12-31 | 2026-12-17 | 0
safety-[ | none : 2L1T safety stock | RMU | ROH | DF240612003 | Tie strap (black) 4*150 | 103625 | 30000 | 73625 | 6100KDP02 | BOX1-1-1-K013_SEP | inventory | 2025-10-28 | DFE-LV |  | JD01-Jeddah Central Warehouse | 2026-12-31 | 2026-12-17 | 0
safety-[ | none : 2L1T safety stock | RMU | ROH | DF240612003 | Tie strap (black) 4*150 | 73625 | 21200 | 52425 | 6100K013 | 1-1-1-1 | inventory | 2025-10-28 | DFE-LV |  | JD01-Jeddah Central Warehouse | 2026-12-31 | 2026-12-17 | 0
safety-[ | none : 2L1T safety stock | RMU | ROH | DF240612003 | Tie strap (black) 4*150 | 52425 | 11825 | 40600 | 6100K013 | PLT3-1-1-K013_SEP | inventory | 2025-10-28 | DFE-LV |  | JD01-Jeddah Central Warehouse | 2026-12-31 | 2026-12-17 | 0
safety-[ | none : 2L1T safety stock | RMU | ROH | DF240612003 | Tie strap (black) 4*150 | 40600 | 11225 | 29375 | 6100K011B | R59-J-1-MVBM_SEP | inventory | 2025-10-28 | DFE-LV |  | JD01-Jeddah Central Warehouse | 2026-12-31 | 2026-12-17 | 0
safety-[ | none : 2L1T safety stock | RMU | ROH | DF240612003 | Tie strap (black) 4*150 | 29375 | 8300 | 21075 | 6100K017 | R59-J-1-MVBM_SEP | inventory | 2025-10-28 | DFE-LV |  | JD01-Jeddah Central Warehouse | 2026-12-31 | 2026-12-17 | 0
safety-[ | none : 2L1T safety stock | RMU | ROH | DF240612003 | Tie strap (black) 4*150 | 21075 | 7825 | 13250 | 6100K007 | 1-1-1-1 | inventory | 2025-10-28 | DFE-LV |  | JD01-Jeddah Central Warehouse | 2026-12-31 | 2026-12-17 | 0
safety-[ | none : 2L1T safety stock | RMU | ROH | DF240612003 | Tie strap (black) 4*150 | 13250 | 6225 | 7025 | 6100K006 | 1-1-1-1 | inventory | 2025-10-28 | DFE-LV |  | JD01-Jeddah Central Warehouse | 2026-12-31 | 2026-12-17 | 0
safety-[ | none : 2L1T safety stock | RMU | ROH | DF240612003 | Tie strap (black) 4*150 | 7025 | 5400 | 1625 | 6100K012B | 1-1-1-1 | inventory | 2025-10-28 | DFE-LV |  | JD01-Jeddah Central Warehouse | 2026-12-31 | 2026-12-17 | 0
safety-[ | none : 2L1T safety stock | RMU | ROH | DF240612003 | Tie strap (black) 4*150 | 1625 | 1625 | 0 | free_stock | R58-R-1-K12B_SEP | inventory | 2025-10-28 | DFE-LV |  | JD01-Jeddah Central Warehouse | 2026-12-31 | 2026-12-17 | 0
safety-[ | none : 2L1T safety stock | RMU | ROH | DF240603026 | Tower seal ring φ115 | 1779 | 919 | 860 | 6100K013 | 1-1-1-1 | consumption | 2025-09-18 | SEP |  | JD01-Jeddah Central Warehouse | 2026-12-31 | 2026-12-17 | 0 | [5 empty] | Work in Process Material Issue | 7406377
safety-[ | none : 2L1T safety stock | RMU | ROH | DF240603026 | Tower seal ring φ115 | 860 | 480 | 380 | 6100K013 | 1-1-1-1 | consumption | 2025-09-21 | SEP |  | JD01-Jeddah Central Warehouse | 2026-12-31 | 2026-12-17 | 0 | [5 empty] | Work in Process Material Issue | 7476731
safety-[ | none : 2L1T safety stock | RMU | ROH | DF240603026 | Tower seal ring φ115 | 380 | 380 | 0 | 6100K013 | 1-1-1-1 | consumption | 2025-09-24 | SEP |  | JD01-Jeddah Central Warehouse | 2026-12-31 | 2026-12-17 | 0 | [5 empty] | Work in Process Material Issue | 7564910
safety-[ | none : 2L1T safety stock | RMU | ROH | DF240603025 | Tower seal ring φ40 | 1186 | 156 | 1030 | 6100K013 | 1-1-1-1 | consumption | 2025-09-18 | SEP |  | JD01-Jeddah Central Warehouse | 2026-12-31 | 2026-12-17 | 0 | [5 empty] | Work in Process Material Issue | 7406376
safety-[ | none : 2L1T safety stock | RMU | ROH | DF240603025 | Tower seal ring φ40 | 1030 | 320 | 710 | 6100K013 | 1-1-1-1 | consumption | 2025-09-21 | SEP |  | JD01-Jeddah Central Warehouse | 2026-12-31 | 2026-12-17 | 0 | [5 empty] | Work in Process Material Issue | 7476730
safety-[ | none : 2L1T safety stock | RMU | ROH | DF240603025 | Tower seal ring φ40 | 710 | 500 | 210 | 6100K013 | 1-1-1-1 | consumption | 2025-09-24 | SEP |  | JD01-Jeddah Central Warehouse | 2026-12-31 | 2026-12-17 | 0 | [5 empty] | Work in Process Material Issue | 7564909
safety-[ | none : 2L1T safety stock | RMU | ROH | DF240603025 | Tower seal ring φ40 | 210 | 120 | 90 | 6100K013 | 1-1-1-1 | consumption | 2025-09-25 | SEP |  | JD01-Jeddah Central Warehouse | 2026-12-31 | 2026-12-17 | 0 | [5 empty] | Work in Process Material Issue | 7587889
safety-[ | none : 2L1T safety stock | RMU | ROH | DF240603025 | Tower seal ring φ40 | 90 | 90 | 0 | 6100K013 | 1-1-1-1 | consumption | 2025-10-26 | SEP |  | JD01-Jeddah Central Warehouse | 2026-12-31 | 2026-12-17 | 0 | [5 empty] | Work in Process Material Issue | 8335200
safety-[ | none : 2L1T safety stock | RMU | ROH | DF240510030 | UK-2.5B Fixing (E/UK) | 9488 | 1720 | 7768 | 6100K013 | 1-1-1-1 | consumption | 2025-09-18 | DFE-LV |  | JD01-Jeddah Central Warehouse | 2026-12-31 | 2026-12-17 | 0 | [5 empty] | Work in Process Material Issue | 7402108
safety-[ | none : 2L1T safety stock | RMU | ROH | DF240510030 | UK-2.5B Fixing (E/UK) | 7768 | 420 | 7348 | 6100KDP02 | PO-SEP-6055-[102] | GR_in_process | 2025-11-10 | DFE-LV |  | JD01-Jeddah Central Warehouse | 2026-12-31 | 2026-12-17 | 0 | Dongfang Electronics International Engineering Co. Ltd | 6100KDP02 // 2L2T SRMU LV Compartment Purchase Parts from DFE for 30 Units | 420 | 20-08-2025 | 20-08-2025 |  |  | PO-6055/DF250812-30-SEP Yantai
safety-[ | none : 2L1T safety stock | RMU | ROH | RMU000000220 | Fixing, E/UK, UK-2.5B ¦ 1201442 ¦ PHOENIX | 7348 | 7348 | 0 | 6100K013 | R17-A-1-K013_SEP | inventory | 2025-10-28 | DFE-LV | Automated: Replaced DF240510030 by RMU000000220. | JD01-Jeddah Central Warehouse | 2026-12-31 | 2026-12-17 | 0
safety-[ | none : 2L1T safety stock | RMU | ROH | DF240612011 | UK-2.5B marking strip (1-10) | 1186 | 174 | 1012 | 6100KDP02 | PO-SEP-6055-[117] | GR_in_process | 2025-11-10 | DFE-LV |  | JD01-Jeddah Central Warehouse | 2026-12-31 | 2026-12-17 | 0 | Dongfang Electronics International Engineering Co. Ltd | 6100KDP02 // 2L2T SRMU LV Compartment Purchase Parts from DFE for 30 Units | 180 | 20-08-2025 | 20-08-2025 |  |  | PO-6055/DF250812-30-SEP Yantai
safety-[ | none : 2L1T safety stock | RMU | ROH | DF240612009 | UK-2.5B marking strip (1-5) | 3558 | 498 | 3060 | 6100K013 | R61-O-1-K013_SEP | inventory | 2025-10-28 | DFE-LV |  | JD01-Jeddah Central Warehouse | 2026-12-31 | 2026-12-17 | 0
safety-[ | none : 2L1T safety stock | RMU | ROH | DF240612009 | UK-2.5B marking strip (1-5) | 3060 | 46 | 3014 | 6100K013 | NEW.FLR-1-1-K013_SEP | inventory | 2025-10-28 | DFE-LV |  | JD01-Jeddah Central Warehouse | 2026-12-31 | 2026-12-17 | 0
safety-[ | none : 2L1T safety stock | RMU | ROH | DF240612009 | UK-2.5B marking strip (1-5) | 3014 | 1440 | 1574 | 6100K013 | 1-1-1-1 | consumption | 2025-09-15 | DFE-LV |  | JD01-Jeddah Central Warehouse | 2026-12-31 | 2026-12-17 | 0 | [5 empty] | Work in Process Material Issue | 7323470
safety-[ | none : 2L1T safety stock | RMU | ROH | DF240612009 | UK-2.5B marking strip (1-5) | 1574 | 1440 | 134 | 6100K013 | 1-1-1-1 | consumption | 2025-09-18 | DFE-LV |  | JD01-Jeddah Central Warehouse | 2026-12-31 | 2026-12-17 | 0 | [5 empty] | Work in Process Material Issue | 7402117
safety-[ | none : 2L1T safety stock | RMU | ROH | DF240612009 | UK-2.5B marking strip (1-5) | 134 | 120 | 14 | 6100KDP02 | PO-SEP-6055-[115] | GR_in_process | 2025-11-10 | DFE-LV |  | JD01-Jeddah Central Warehouse | 2026-12-31 | 2026-12-17 | 0 | Dongfang Electronics International Engineering Co. Ltd | 6100KDP02 // 2L2T SRMU LV Compartment Purchase Parts from DFE for 30 Units | 120 | 20-08-2025 | 20-08-2025 |  |  | PO-6055/DF250812-30-SEP Yantai
safety-[ | none : 2L1T safety stock | RMU | ROH | DF240612010 | UK-2.5B marking strip (1-8) | 1186 | 246 | 940 | 6100K013 | 1-1-1-1 | inventory | 2025-10-28 | DFE-LV |  | JD01-Jeddah Central Warehouse | 2026-12-31 | 2026-12-17 | 0
safety-[ | none : 2L1T safety stock | RMU | ROH | DF240612010 | UK-2.5B marking strip (1-8) | 940 | 480 | 460 | 6100K013 | 1-1-1-1 | consumption | 2025-09-15 | DFE-LV |  | JD01-Jeddah Central Warehouse | 2026-12-31 | 2026-12-17 | 0 | [5 empty] | Work in Process Material Issue | 7323442
safety-[ | none : 2L1T safety stock | RMU | ROH | DF240612010 | UK-2.5B marking strip (1-8) | 460 | 460 | 0 | 6100K013 | 1-1-1-1 | consumption | 2025-09-18 | DFE-LV |  | JD01-Jeddah Central Warehouse | 2026-12-31 | 2026-12-17 | 0 | [5 empty] | Work in Process Material Issue | 7402088
safety-[ | none : 2L1T safety stock | RMU | ROH | DF240510029 | UK-2.5B voltage terminal partition (D-UK2.5) | 5337 | 1036 | 4301 | 6100K013 | 1-1-1-1 | consumption | 2025-09-15 | DFE-LV |  | JD01-Jeddah Central Warehouse | 2026-12-31 | 2026-12-17 | 0 | [5 empty] | Work in Process Material Issue | 7323460
safety-[ | none : 2L1T safety stock | RMU | ROH | DF240510029 | UK-2.5B voltage terminal partition (D-UK2.5) | 4301 | 2880 | 1421 | 6100K013 | 1-1-1-1 | consumption | 2025-09-18 | DFE-LV |  | JD01-Jeddah Central Warehouse | 2026-12-31 | 2026-12-17 | 0 | [5 empty] | Work in Process Material Issue | 7402107
safety-[ | none : 2L1T safety stock | RMU | ROH | DF240510029 | UK-2.5B voltage terminal partition (D-UK2.5) | 1421 | 270 | 1151 | 6100KDP02 | PO-SEP-6055-[101] | GR_in_process | 2025-11-10 | DFE-LV |  | JD01-Jeddah Central Warehouse | 2026-12-31 | 2026-12-17 | 0 | Dongfang Electronics International Engineering Co. Ltd | 6100KDP02 // 2L2T SRMU LV Compartment Purchase Parts from DFE for 30 Units | 270 | 20-08-2025 | 20-08-2025 |  |  | PO-6055/DF250812-30-SEP Yantai
safety-[ | none : 2L1T safety stock | RMU | ROH | RMU000000259 | Parition, Terminal Voltage, D-UK-2.5B ¦ 3001022 ¦ PHOENIX | 1151 | 250 | 901 | 6100K013 | R53-R-1-K013_SEP | inventory | 2025-10-28 | DFE-LV | Automated: Replaced DF240510029 by RMU000000259. | JD01-Jeddah Central Warehouse | 2026-12-31 | 2026-12-17 | 0
safety-[ | none : 2L1T safety stock | RMU | ROH | DF240612024 | UK2.5B Center Connection Bar (2 connections)FBI 2-6(0203438) | 2965 | 800 | 2165 | 6100K013 | R18-S-1-K013_SEP | consumption | 2025-10-14 | DFE-LV |  | JD01-Jeddah Central Warehouse | 2026-12-31 | 2026-12-17 | 0 | [5 empty] | Subinventory Transfer | 8109255
safety-[ | none : 2L1T safety stock | RMU | ROH | DF240612024 | UK2.5B Center Connection Bar (2 connections)FBI 2-6(0203438) | 2165 | 45 | 2120 | 6100K013 | NEW.FLR-1-1-K013_SEP | consumption | 2025-10-14 | DFE-LV |  | JD01-Jeddah Central Warehouse | 2026-12-31 | 2026-12-17 | 0 | [5 empty] | Subinventory Transfer | 8109253
safety-[ | none : 2L1T safety stock | RMU | ROH | DF240612024 | UK2.5B Center Connection Bar (2 connections)FBI 2-6(0203438) | 2120 | 1200 | 920 | 6100K013 | 1-1-1-1 | consumption | 2025-09-15 | DFE-LV |  | JD01-Jeddah Central Warehouse | 2026-12-31 | 2026-12-17 | 0 | [5 empty] | Work in Process Material Issue | 7323444
safety-[ | none : 2L1T safety stock | RMU | ROH | DF240612024 | UK2.5B Center Connection Bar (2 connections)FBI 2-6(0203438) | 920 | 920 | 0 | 6100K013 | 1-1-1-1 | consumption | 2025-09-18 | DFE-LV |  | JD01-Jeddah Central Warehouse | 2026-12-31 | 2026-12-17 | 0 | [5 empty] | Work in Process Material Issue | 7402090
safety-[ | none : 2L1T safety stock | RMU | ROH | DF241118007 | Unlock the locking knob | 1779 | 588 | 1191 | 6100K013 | 1-1-1-1 | consumption | 2025-09-15 | DFE-LV |  | JD01-Jeddah Central Warehouse | 2026-12-31 | 2026-12-17 | 0 | [5 empty] | Work in Process Material Issue | 7323481
safety-[ | none : 2L1T safety stock | RMU | ROH | DF241118007 | Unlock the locking knob | 1191 | 720 | 471 | 6100K013 | 1-1-1-1 | consumption | 2025-09-18 | DFE-LV |  | JD01-Jeddah Central Warehouse | 2026-12-31 | 2026-12-17 | 0 | [5 empty] | Work in Process Material Issue | 7402128
safety-[ | none : 2L1T safety stock | RMU | ROH | DF241118007 | Unlock the locking knob | 471 | 120 | 351 | 6100KDP02 | PO-SEP-6055-[154] | GR_in_process | 2025-11-10 | DFE-LV |  | JD01-Jeddah Central Warehouse | 2026-12-31 | 2026-12-17 | 0 | Dongfang Electronics International Engineering Co. Ltd | 6100KDP02 // 2L2T SRMU LV Compartment Purchase Parts from DFE for 30 Units | 120 | 20-08-2025 | 20-08-2025 |  |  | PO-6055/DF250812-30-SEP Yantai
safety-[ | none : 2L1T safety stock | RMU | ROH | 8DF.0816.0131 | V Common Enclosure Front Plate Transverse Bar | 1186 | 86 | 1100 | 6100KDP02 | BOX42-1-1-K013_SEP | consumption | 2025-10-13 | DFE-Gas Tank |  | JD01-Jeddah Central Warehouse | 2026-12-31 | 2026-12-17 | 0 | [5 empty] | Project Transfer | 8080585
safety-[ | none : 2L1T safety stock | RMU | ROH | 8DF.0816.0131 | V Common Enclosure Front Plate Transverse Bar | 1100 | 960 | 140 | 6100K013 | 1-1-1-1 | consumption | 2025-09-14 | DFE-Gas Tank |  | JD01-Jeddah Central Warehouse | 2026-12-31 | 2026-12-17 | 0 | [5 empty] | Work in Process Material Issue | 7272403
safety-[ | none : 2L1T safety stock | RMU | ROH | 8DF.0816.0131 | V Common Enclosure Front Plate Transverse Bar | 140 | 140 | 0 | 6100K013 | BOX92-1-1-K013_SEP | consumption | 2025-10-23 | DFE-Gas Tank |  | JD01-Jeddah Central Warehouse | 2026-12-31 | 2026-12-17 | 0 | [5 empty] | Work in Process Pick | 8281135
safety-[ | none : 2L1T safety stock | RMU | ROH | 8DF.0816.0116 | V Common Enclosure Spacer Reinforcing Rib | 593 | 423 | 170 | 6100K013 | 1-1-1-1 | consumption | 2025-09-14 | DFE-Gas Tank |  | JD01-Jeddah Central Warehouse | 2026-12-31 | 2026-12-17 | 0 | [5 empty] | Work in Process Material Issue | 7272406
safety-[ | none : 2L1T safety stock | RMU | ROH | 8DF.0816.0116 | V Common Enclosure Spacer Reinforcing Rib | 170 | 112 | 58 | 6100K013 | BOX92-1-1-K013_SEP | consumption | 2025-10-23 | DFE-Gas Tank |  | JD01-Jeddah Central Warehouse | 2026-12-31 | 2026-12-17 | 0 | [5 empty] | Work in Process Pick | 8281132
safety-[ | none : 2L1T safety stock | RMU | ROH | 8DF.0816.0116 | V Common Enclosure Spacer Reinforcing Rib | 58 | 58 | 0 | 6100KDP02 | PO-SEP-6034-[79] | GR_in_process | 2025-11-30 | DFE-Gas Tank |  | JD01-Jeddah Central Warehouse | 2026-12-31 | 2026-12-17 | 0 | Dongfang Electronics International Engineering Co. Ltd | 6100KDP02 // 2L1T SRMU Gas Tank Loose Material from DFE | 400 | 01-09-2025 | 01-09-2025 |  |  | PO-SEP-6034/DF250831-400-SEP
safety-[ | none : 2L1T safety stock | RMU | ROH | 5DF.0816.0046 | V Strut Welding | 1186 | 536 | 650 | 6100K013 | 1-1-1-1 | consumption | 2025-09-21 | DFE-Gas Tank |  | JD01-Jeddah Central Warehouse | 2026-12-31 | 2026-12-17 | 0 | [5 empty] | Work in Process Material Issue | 7452554
safety-[ | none : 2L1T safety stock | RMU | ROH | 5DF.0816.0046 | V Strut Welding | 650 | 224 | 426 | 6100K013 | BOX92-1-1-K013_SEP | consumption | 2025-10-23 | DFE-Gas Tank |  | JD01-Jeddah Central Warehouse | 2026-12-31 | 2026-12-17 | 0 | [5 empty] | Work in Process Pick | 8281123
safety-[ | none : 2L1T safety stock | RMU | ROH | 5DF.0816.0046 | V Strut Welding | 426 | 426 | 0 | 6100KDP02 | PO-SEP-6034-[6] | GR_in_process | 2025-11-30 | DFE-Gas Tank |  | JD01-Jeddah Central Warehouse | 2026-12-31 | 2026-12-17 | 0 | Dongfang Electronics International Engineering Co. Ltd | 6100KDP02 // 2L1T SRMU Gas Tank Loose Material from DFE | 800 | 01-09-2025 | 01-09-2025 |  |  | PO-SEP-6034/DF250831-400-SEP
safety-[ | none : 2L1T safety stock | RMU | ROH | 8DF.0818.0015 | V-A Phase Bus | 593 | 423 | 170 | 6100K013 | 1-1-1-1 | consumption | 2025-09-21 | DFE-Gas Tank |  | JD01-Jeddah Central Warehouse | 2026-12-31 | 2026-12-17 | 0 | [5 empty] | Work in Process Material Issue | 7452499
safety-[ | none : 2L1T safety stock | RMU | ROH | 8DF.0818.0015 | V-A Phase Bus | 170 | 112 | 58 | 6100K013 | BOX92-1-1-K013_SEP | consumption | 2025-10-23 | DFE-Gas Tank |  | JD01-Jeddah Central Warehouse | 2026-12-31 | 2026-12-17 | 0 | [5 empty] | Work in Process Pick | 8281256
safety-[ | none : 2L1T safety stock | RMU | ROH | 8DF.0818.0015 | V-A Phase Bus | 58 | 58 | 0 | 6100KDP02 | PO-SEP-6034-[35] | GR_in_process | 2025-11-30 | DFE-Gas Tank |  | JD01-Jeddah Central Warehouse | 2026-12-31 | 2026-12-17 | 0 | Dongfang Electronics International Engineering Co. Ltd | 6100KDP02 // 2L1T SRMU Gas Tank Loose Material from DFE | 400 | 01-09-2025 | 01-09-2025 |  |  | PO-SEP-6034/DF250831-400-SEP
safety-[ | none : 2L1T safety stock | RMU | ROH | 8DF.0818.0016 | V-B Phase Bus | 593 | 423 | 170 | 6100K013 | 1-1-1-1 | consumption | 2025-09-21 | DFE-Gas Tank |  | JD01-Jeddah Central Warehouse | 2026-12-31 | 2026-12-17 | 0 | [5 empty] | Work in Process Material Issue | 7452500
safety-[ | none : 2L1T safety stock | RMU | ROH | 8DF.0818.0016 | V-B Phase Bus | 170 | 112 | 58 | 6100K013 | BOX92-1-1-K013_SEP | consumption | 2025-10-23 | DFE-Gas Tank |  | JD01-Jeddah Central Warehouse | 2026-12-31 | 2026-12-17 | 0 | [5 empty] | Work in Process Pick | 8281259
safety-[ | none : 2L1T safety stock | RMU | ROH | 8DF.0818.0016 | V-B Phase Bus | 58 | 58 | 0 | 6100KDP02 | PO-SEP-6034-[36] | GR_in_process | 2025-11-30 | DFE-Gas Tank |  | JD01-Jeddah Central Warehouse | 2026-12-31 | 2026-12-17 | 0 | Dongfang Electronics International Engineering Co. Ltd | 6100KDP02 // 2L1T SRMU Gas Tank Loose Material from DFE | 400 | 01-09-2025 | 01-09-2025 |  |  | PO-SEP-6034/DF250831-400-SEP
safety-[ | none : 2L1T safety stock | RMU | ROH | 8DF.0818.0017 | V-C Phase Bus | 593 | 423 | 170 | 6100K013 | 1-1-1-1 | consumption | 2025-09-21 | DFE-Gas Tank |  | JD01-Jeddah Central Warehouse | 2026-12-31 | 2026-12-17 | 0 | [5 empty] | Work in Process Material Issue | 7452501
safety-[ | none : 2L1T safety stock | RMU | ROH | 8DF.0818.0017 | V-C Phase Bus | 170 | 112 | 58 | 6100K013 | BOX92-1-1-K013_SEP | consumption | 2025-10-23 | DFE-Gas Tank |  | JD01-Jeddah Central Warehouse | 2026-12-31 | 2026-12-17 | 0 | [5 empty] | Work in Process Pick | 8281262
safety-[ | none : 2L1T safety stock | RMU | ROH | 8DF.0818.0017 | V-C Phase Bus | 58 | 58 | 0 | 6100KDP02 | PO-SEP-6034-[37] | GR_in_process | 2025-11-30 | DFE-Gas Tank |  | JD01-Jeddah Central Warehouse | 2026-12-31 | 2026-12-17 | 0 | Dongfang Electronics International Engineering Co. Ltd | 6100KDP02 // 2L1T SRMU Gas Tank Loose Material from DFE | 400 | 01-09-2025 | 01-09-2025 |  |  | PO-SEP-6034/DF250831-400-SEP
safety-[ | none : 2L1T safety stock | RMU | HALB | 8DF.0818.0007 | VC Bonding Bar M410 | 1779 | 1239 | 540 | 6100K013 | 1-1-1-1 | consumption | 2025-09-21 | DFE-Gas Tank |  | JD01-Jeddah Central Warehouse | 2026-12-31 | 2026-12-17 | 0 | [5 empty] | Work in Process Material Issue | 7452544
safety-[ | none : 2L1T safety stock | RMU | HALB | 8DF.0818.0007 | VC Bonding Bar M410 | 540 | 336 | 204 | 6100K013 | BOX92-1-1-K013_SEP | consumption | 2025-10-23 | DFE-Gas Tank |  | JD01-Jeddah Central Warehouse | 2026-12-31 | 2026-12-17 | 0 | [5 empty] | Work in Process Pick | 8272288
safety-[ | none : 2L1T safety stock | RMU | HALB | 8DF.0818.0007 | VC Bonding Bar M410 | 204 | 204 | 0 | 6100KDP02 | PO-SEP-6034-[22] | GR_in_process | 2025-11-30 | DFE-Gas Tank |  | JD01-Jeddah Central Warehouse | 2026-12-31 | 2026-12-17 | 0 | Dongfang Electronics International Engineering Co. Ltd | 6100KDP02 // 2L1T SRMU Gas Tank Loose Material from DFE | 1200 | 01-09-2025 | 01-09-2025 |  |  | PO-SEP-6034/DF250831-400-SEP
safety-[ | none : 2L1T safety stock | RMU | ROH | 5DF.0816.0050 | VC Strut Welding | 2372 | 872 | 1500 | 6100K013 | 1-1-1-1 | consumption | 2025-09-21 | DFE-Gas Tank |  | JD01-Jeddah Central Warehouse | 2026-12-31 | 2026-12-17 | 0 | [5 empty] | Work in Process Material Issue | 7452555
safety-[ | none : 2L1T safety stock | RMU | ROH | 5DF.0816.0050 | VC Strut Welding | 1500 | 448 | 1052 | 6100K013 | BOX92-1-1-K013_SEP | consumption | 2025-10-23 | DFE-Gas Tank |  | JD01-Jeddah Central Warehouse | 2026-12-31 | 2026-12-17 | 0 | [5 empty] | Work in Process Pick | 8273368
safety-[ | none : 2L1T safety stock | RMU | ROH | 5DF.0816.0050 | VC Strut Welding | 1052 | 1052 | 0 | 6100KDP02 | PO-SEP-6034-[7] | GR_in_process | 2025-11-30 | DFE-Gas Tank |  | JD01-Jeddah Central Warehouse | 2026-12-31 | 2026-12-17 | 0 | Dongfang Electronics International Engineering Co. Ltd | 6100KDP02 // 2L1T SRMU Gas Tank Loose Material from DFE | 1600 | 01-09-2025 | 01-09-2025 |  |  | PO-SEP-6034/DF250831-400-SEP
safety-[ | none : 2L1T safety stock | RMU | ROH | DF240424023 | Vacuum Silicone Grease | 29650 | 3100 | 26550 | 6100K013 | BOX42-1-1-K013_SEP | inventory | 2025-10-28 | DFE-Gas Tank |  | JD01-Jeddah Central Warehouse | 2026-12-31 | 2026-12-17 | 0
safety-[ | none : 2L1T safety stock | RMU | ROH | DF240424023 | Vacuum Silicone Grease | 26550 | 1970 | 24580 | 6100K013 | WH2-1-1-K013_SEP | inventory | 2025-10-28 | DFE-Gas Tank |  | JD01-Jeddah Central Warehouse | 2026-12-31 | 2026-12-17 | 0
safety-[ | none : 2L1T safety stock | RMU | ROH | DF240424023 | Vacuum Silicone Grease | 24580 | 1500 | 23080 | 6100K013 | 1-1-1-1 | inventory | 2025-10-28 | DFE-Gas Tank |  | JD01-Jeddah Central Warehouse | 2026-12-31 | 2026-12-17 | 0
safety-[ | none : 2L1T safety stock | RMU | ROH | DF240424023 | Vacuum Silicone Grease | 23080 | 500 | 22580 | free_stock | BOX6-1-1-K013_SEP | inventory | 2025-10-28 | DFE-Gas Tank |  | JD01-Jeddah Central Warehouse | 2026-12-31 | 2026-12-17 | 0
safety-[ | none : 2L1T safety stock | RMU | ROH | DF240424023 | Vacuum Silicone Grease | 22580 | 100 | 22480 | 6100K013 | BOX61-1-1-K013_SEP | inventory | 2025-10-28 | DFE-Gas Tank |  | JD01-Jeddah Central Warehouse | 2026-12-31 | 2026-12-17 | 0
safety-[ | none : 2L1T safety stock | RMU | ROH | DF240424023 | Vacuum Silicone Grease | 22480 | 5250 | 17230 | 6100KDP02 | BOX42-1-1-K013_SEP | consumption | 2025-10-13 | DFE-Gas Tank |  | JD01-Jeddah Central Warehouse | 2026-12-31 | 2026-12-17 | 0 | [5 empty] | Project Transfer | 8080573
safety-[ | none : 2L1T safety stock | RMU | ROH | DF240424023 | Vacuum Silicone Grease | 17230 | 480 | 16750 | 6100K013 | 1-1-1-1 | consumption | 2025-09-21 | DFE-Gas Tank |  | JD01-Jeddah Central Warehouse | 2026-12-31 | 2026-12-17 | 0 | [5 empty] | Work in Process Material Issue | 7452514
safety-[ | none : 2L1T safety stock | RMU | ROH | DF240424023 | Vacuum Silicone Grease | 16750 | 5250 | 11500 | 6100K013 | BOX92-1-1-K013_SEP | consumption | 2025-10-25 | DFE-Gas Tank |  | JD01-Jeddah Central Warehouse | 2026-12-31 | 2026-12-17 | 0 | [5 empty] | Work in Process Pick | 8304456
safety-[ | none : 2L1T safety stock | RMU | ROH | DF240424023 | Vacuum Silicone Grease | 11500 | 350 | 11150 | 6100K013 | BOX92-1-1-K013_SEP | consumption | 2025-10-25 | DFE-Gas Tank |  | JD01-Jeddah Central Warehouse | 2026-12-31 | 2026-12-17 | 0 | [5 empty] | Work in Process Pick | 8304459
safety-[ | none : 2L1T safety stock | RMU | ROH | DF240424023 | Vacuum Silicone Grease | 11150 | 11150 | 0 | 6100KDP02 | PO-SEP-6034-[87] | GR_in_process | 2025-11-30 | DFE-Gas Tank |  | JD01-Jeddah Central Warehouse | 2026-12-31 | 2026-12-17 | 0 | Dongfang Electronics International Engineering Co. Ltd | 6100KDP02 // 2L1T SRMU Gas Tank Loose Material from DFE | 20000 | 01-09-2025 | 01-09-2025 |  |  | PO-SEP-6034/DF250831-400-SEP
safety-[ | none : 2L1T safety stock | RMU | ROH | DF240510026 | Wiring Channel 80 * 40 | 1933.18 | 253.98 | 1679.2 | 6100K013 | PLT6-1-1-K013_SEP | inventory | 2025-10-28 | DFE-LV |  | JD01-Jeddah Central Warehouse | 2026-12-31 | 2026-12-17 | 0
safety-[ | none : 2L1T safety stock | RMU | ROH | DF240510026 | Wiring Channel 80 * 40 | 1679.2 | 300 | 1379.2 | 6100K013 | 1-1-1-1 | consumption | 2025-09-15 | DFE-LV |  | JD01-Jeddah Central Warehouse | 2026-12-31 | 2026-12-17 | 0 | [5 empty] | Work in Process Material Issue | 7323457
safety-[ | none : 2L1T safety stock | RMU | ROH | DF240510026 | Wiring Channel 80 * 40 | 1379.2 | 900 | 479.2 | 6100K013 | 1-1-1-1 | consumption | 2025-09-18 | DFE-LV |  | JD01-Jeddah Central Warehouse | 2026-12-31 | 2026-12-17 | 0 | [5 empty] | Work in Process Material Issue | 7402104
safety-[ | none : 2L1T safety stock | RMU | ROH | DF205041558 | Warning Sign (Print + Outdoor Protection) | 1186 | 220 | 966 | 6100K013 | 1-1-1-1 | consumption | 2025-09-22 | Outer Enclosure |  | JD01-Jeddah Central Warehouse | 2026-12-31 | 2026-12-17 | 0 | [5 empty] | Work in Process Material Issue | 7513367
safety-[ | none : 2L1T safety stock | RMU | ROH | DF205041558 | Warning Sign (Print + Outdoor Protection) | 966 | 500 | 466 | 6100K013 | 1-1-1-1 | consumption | 2025-09-24 | Outer Enclosure |  | JD01-Jeddah Central Warehouse | 2026-12-31 | 2026-12-17 | 0 | [5 empty] | Work in Process Material Issue | 7562535
safety-[ | none : 2L1T safety stock | RMU | ROH | DF205041558 | Warning Sign (Print + Outdoor Protection) | 466 | 466 | 0 | 6100K013 | 1-1-1-1 | consumption | 2025-09-25 | Outer Enclosure |  | JD01-Jeddah Central Warehouse | 2026-12-31 | 2026-12-17 | 0 | [5 empty] | Work in Process Material Issue | 7581667
safety-[ | none : 2L1T safety stock | RMU | ROH | DF205041499 | Waterproof Adhesive Tape (Large) UD-07 EPDM | 770.9 | 101.7 | 669.2 | 6100K013 | 1-1-1-1 | consumption | 2025-09-17 | Outer Enclosure |  | JD01-Jeddah Central Warehouse | 2026-12-31 | 2026-12-17 | 0 | [5 empty] | Work in Process Material Issue | 7370445
safety-[ | none : 2L1T safety stock | RMU | ROH | DF205041499 | Waterproof Adhesive Tape (Large) UD-07 EPDM | 669.2 | 669.2 | 0 | 6100K013 | 1-1-1-1 | consumption | 2025-09-21 | Outer Enclosure |  | JD01-Jeddah Central Warehouse | 2026-12-31 | 2026-12-17 | 0 | [5 empty] | Work in Process Material Issue | 7485818
safety-[ | none : 2L1T safety stock | RMU | ROH | DF240311001 | Welded Stud M8*35 | 14232 | 8688 | 5544 | 6100K013 | 1-1-1-1 | inventory | 2025-10-28 | DFE-Gas Tank |  | JD01-Jeddah Central Warehouse | 2026-12-31 | 2026-12-17 | 0
safety-[ | none : 2L1T safety stock | RMU | ROH | DF240311001 | Welded Stud M8*35 | 5544 | 5472 | 72 | free_stock | NEW.FLR-1-1-MVBM_SEP | inventory | 2025-10-28 | DFE-Gas Tank |  | JD01-Jeddah Central Warehouse | 2026-12-31 | 2026-12-17 | 0
safety-[ | none : 2L1T safety stock | RMU | ROH | DF240311001 | Welded Stud M8*35 | 72 | 72 | 0 | 6100K013 | BOX92-1-1-K013_SEP | inventory | 2025-10-28 | DFE-Gas Tank |  | JD01-Jeddah Central Warehouse | 2026-12-31 | 2026-12-17 | 0
safety-[ | none : 2L1T safety stock | RMU | ROH | 211002912 | Welded Stud M8*20 | 52777 | 23407 | 29370 | free_stock | NEW.FLR-1-1-MVBM_SEP | inventory | 2025-10-28 | DFE-Gas Tank |  | JD01-Jeddah Central Warehouse | 2026-12-31 | 2026-12-17 | 0
safety-[ | none : 2L1T safety stock | RMU | ROH | 211002912 | Welded Stud M8*20 | 29370 | 19973 | 9397 | 6100K013 | 1-1-1-1 | inventory | 2025-10-28 | DFE-Gas Tank |  | JD01-Jeddah Central Warehouse | 2026-12-31 | 2026-12-17 | 0
safety-[ | none : 2L1T safety stock | RMU | ROH | 211002912 | Welded Stud M8*20 | 9397 | 9397 | 0 | 6100K013 | BOX92-1-1-K013_SEP | inventory | 2025-10-28 | DFE-Gas Tank |  | JD01-Jeddah Central Warehouse | 2026-12-31 | 2026-12-17 | 0
safety-[ | none : 2L1T safety stock | RMU | ROH | DF241118100 | Welded Stud M8*25 | 3558 | 2868 | 690 | 6100K013 | 1-1-1-1 | consumption | 2025-09-14 | DFE-Gas Tank |  | JD01-Jeddah Central Warehouse | 2026-12-31 | 2026-12-17 | 0 | [5 empty] | Work in Process Material Issue | 7272407
safety-[ | none : 2L1T safety stock | RMU | ROH | DF241118100 | Welded Stud M8*25 | 690 | 672 | 18 | 6100K013 | BOX92-1-1-K013_SEP | consumption | 2025-10-23 | DFE-Gas Tank |  | JD01-Jeddah Central Warehouse | 2026-12-31 | 2026-12-17 | 0 | [5 empty] | Work in Process Pick | 8281250
safety-[ | none : 2L1T safety stock | RMU | ROH | DF241118100 | Welded Stud M8*25 | 18 | 18 | 0 | 6100KDP02 | PO-SEP-6034-[78] | GR_in_process | 2025-11-30 | DFE-Gas Tank |  | JD01-Jeddah Central Warehouse | 2026-12-31 | 2026-12-17 | 0 | Dongfang Electronics International Engineering Co. Ltd | 6100KDP02 // 2L1T SRMU Gas Tank Loose Material from DFE | 2400 | 01-09-2025 | 01-09-2025 |  |  | PO-SEP-6034/DF250831-400-SEP
safety-[ | none : 2L1T safety stock | RMU | ROH | DF240510007 | Welded stud M6*16 | 2372 | 2372 | 0 | 6100K013 | 1-1-1-1 | consumption | 2025-09-18 | SEP |  | JD01-Jeddah Central Warehouse | 2026-12-31 | 2026-12-17 | 0 | [5 empty] | Work in Process Material Issue | 7399311
safety-[ | none : 2L1T safety stock | RMU | ROH | DF240510007 | Welded stud M6*16 | 8302 | 1684 | 6618 | 6100K013 | 1-1-1-1 | consumption | 2025-09-18 | DFE-LV |  | JD01-Jeddah Central Warehouse | 2026-12-31 | 2026-12-17 | 0 | [5 empty] | Work in Process Material Issue | 7399311
safety-[ | none : 2L1T safety stock | RMU | ROH | DF240510007 | Welded stud M6*16 | 6618 | 1500 | 5118 | 6100K013 | 1-1-1-1 | consumption | 2025-09-24 | DFE-LV |  | JD01-Jeddah Central Warehouse | 2026-12-31 | 2026-12-17 | 0 | [5 empty] | Work in Process Material Issue | 7564882
safety-[ | none : 2L1T safety stock | RMU | ROH | DF240510007 | Welded stud M6*16 | 5118 | 1080 | 4038 | 6100K013 | 1-1-1-1 | consumption | 2025-09-25 | DFE-LV |  | JD01-Jeddah Central Warehouse | 2026-12-31 | 2026-12-17 | 0 | [5 empty] | Work in Process Material Issue | 7587860
safety-[ | none : 2L1T safety stock | RMU | ROH | DF240510007 | Welded stud M6*16 | 4038 | 4038 | 0 | 6100K013 | 1-1-1-1 | consumption | 2025-10-26 | DFE-LV |  | JD01-Jeddah Central Warehouse | 2026-12-31 | 2026-12-17 | 0 | [5 empty] | Work in Process Material Issue | 8335174
safety-[ | none : 2L1T safety stock | RMU | ROH | DF240603032 | White nylon washer (φ6-12 1.3mm) | 14232 | 502 | 13730 | 6100K013 | 1-1-1-1 | consumption | 2025-10-26 | SEP |  | JD01-Jeddah Central Warehouse | 2026-12-31 | 2026-12-17 | 0 | [5 empty] | Work in Process Material Issue | 8335161
safety-[ | none : 2L1T safety stock | RMU | ROH | DF240510055 | Control module (ISCU-01E) | 1186 | 246 | 940 | 6100K013 | 1-1-1-1 | inventory | 2025-10-28 | DFE-LV |  | JD01-Jeddah Central Warehouse | 2026-12-31 | 2026-12-17 | 0
safety-[ | none : 2L1T safety stock | RMU | ROH | DF240510055 | Control module (ISCU-01E) | 940 | 480 | 460 | 6100K013 | 1-1-1-1 | consumption | 2025-09-15 | DFE-LV |  | JD01-Jeddah Central Warehouse | 2026-12-31 | 2026-12-17 | 0 | [5 empty] | Work in Process Material Issue | 7323453
safety-[ | none : 2L1T safety stock | RMU | ROH | DF240510055 | Control module (ISCU-01E) | 460 | 460 | 0 | 6100K013 | 1-1-1-1 | consumption | 2025-09-18 | DFE-LV |  | JD01-Jeddah Central Warehouse | 2026-12-31 | 2026-12-17 | 0 | [5 empty] | Work in Process Material Issue | 7402100
safety-[ | none : 2L1T safety stock | RMU | ROH | 8DF.0818.1053 | Upper door hook | 1779 | 419 | 1360 | 6100K013 | 1-1-1-1 | consumption | 2025-09-18 | SEP |  | JD01-Jeddah Central Warehouse | 2026-12-31 | 2026-12-17 | 0 | [5 empty] | Work in Process Material Issue | 7406399
safety-[ | none : 2L1T safety stock | RMU | ROH | 8DF.0818.1053 | Upper door hook | 1360 | 480 | 880 | 6100K013 | 1-1-1-1 | consumption | 2025-09-21 | SEP |  | JD01-Jeddah Central Warehouse | 2026-12-31 | 2026-12-17 | 0 | [5 empty] | Work in Process Material Issue | 7476750
safety-[ | none : 2L1T safety stock | RMU | ROH | 8DF.0818.1053 | Upper door hook | 880 | 880 | 0 | 6100K013 | 1-1-1-1 | consumption | 2025-09-24 | SEP |  | JD01-Jeddah Central Warehouse | 2026-12-31 | 2026-12-17 | 0 | [5 empty] | Work in Process Material Issue | 7564949
safety-[ | none : 2L1T safety stock | RMU | ROH | DF240510036 | Door lock (MS705 GH-18) | 1186 | 22 | 1164 | 6100K013 | 1-1-1-1 | consumption | 2025-10-16 | DFE-LV |  | JD01-Jeddah Central Warehouse | 2026-12-31 | 2026-12-17 | 0 | [5 empty] | Work in Process Pick | 8149517
safety-[ | none : 2L1T safety stock | RMU | ROH | DF240510036 | Door lock (MS705 GH-18) | 1164 | 480 | 684 | 6100K013 | 1-1-1-1 | consumption | 2025-09-18 | DFE-LV |  | JD01-Jeddah Central Warehouse | 2026-12-31 | 2026-12-17 | 0 | [5 empty] | Work in Process Material Issue | 7399317
safety-[ | none : 2L1T safety stock | RMU | ROH | DF240510036 | Door lock (MS705 GH-18) | 684 | 120 | 564 | 6100K013 | 1-1-1-1 | consumption | 2025-09-25 | DFE-LV |  | JD01-Jeddah Central Warehouse | 2026-12-31 | 2026-12-17 | 0 | [5 empty] | Work in Process Material Issue | 7587865
safety-[ | none : 2L1T safety stock | RMU | ROH | DF240510036 | Door lock (MS705 GH-18) | 564 | 500 | 64 | 6100K013 | 1-1-1-1 | consumption | 2025-10-26 | DFE-LV |  | JD01-Jeddah Central Warehouse | 2026-12-31 | 2026-12-17 | 0 | [5 empty] | Work in Process Material Issue | 8335180
safety-[ | none : 2L1T safety stock | RMU | HALB | 8DF.0818.1296 | Door stop fixing | 1186 | 1186 | 0 | 6100K013 | INC-1-1-K013_SEP | inventory | 2025-10-28 | SEP |  | JD01-Jeddah Central Warehouse | 2026-12-31 | 2026-12-17 | 0
safety-[ | none : 2L1T safety stock | RMU | HALB | 8DF.0818.1295 | Door stop tongue | 1186 | 1020 | 166 | 6100K013 | R58-J-1-K013_SEP | inventory | 2025-10-28 | SEP |  | JD01-Jeddah Central Warehouse | 2026-12-31 | 2026-12-17 | 0
safety-[ | none : 2L1T safety stock | RMU | HALB | 8DF.0818.1295 | Door stop tongue | 166 | 166 | 0 | 6100K013 | 1-1-1-1 | inventory | 2025-10-28 | SEP |  | JD01-Jeddah Central Warehouse | 2026-12-31 | 2026-12-17 | 0
safety-[ | none : 2L1T safety stock | RMU | ROH | DF240510046 | Flashlight (LED T5) | 593 | 60 | 533 | 6100KDP02 | BOX1-1-1-K013_SEP | inventory | 2025-10-28 | DFE-LV |  | JD01-Jeddah Central Warehouse | 2026-12-31 | 2026-12-17 | 0
safety-[ | none : 2L1T safety stock | RMU | ROH | DF240510046 | Flashlight (LED T5) | 533 | 26 | 507 | 6100K013 | BOX5-1-1-K013_SEP | inventory | 2025-10-28 | DFE-LV |  | JD01-Jeddah Central Warehouse | 2026-12-31 | 2026-12-17 | 0
safety-[ | none : 2L1T safety stock | RMU | ROH | DF240510046 | Flashlight (LED T5) | 507 | 240 | 267 | 6100K013 | 1-1-1-1 | consumption | 2025-09-15 | DFE-LV |  | JD01-Jeddah Central Warehouse | 2026-12-31 | 2026-12-17 | 0 | [5 empty] | Work in Process Material Issue | 7323449
safety-[ | none : 2L1T safety stock | RMU | ROH | DF240510046 | Flashlight (LED T5) | 267 | 240 | 27 | 6100K013 | 1-1-1-1 | consumption | 2025-09-18 | DFE-LV |  | JD01-Jeddah Central Warehouse | 2026-12-31 | 2026-12-17 | 0 | [5 empty] | Work in Process Material Issue | 7402096
safety-[ | none : 2L1T safety stock | RMU | ROH | DF240510061 | Relay (RXM2LB2BD) Including base and buckle | 1779 | 359 | 1420 | 6100K013 | 1-1-1-1 | inventory | 2025-10-28 | DFE-LV |  | JD01-Jeddah Central Warehouse | 2026-12-31 | 2026-12-17 | 0
safety-[ | none : 2L1T safety stock | RMU | ROH | DF240510061 | Relay (RXM2LB2BD) Including base and buckle | 1420 | 80 | 1340 | 6100K013 | R57-G-1-K013_SEP | inventory | 2025-10-28 | DFE-LV |  | JD01-Jeddah Central Warehouse | 2026-12-31 | 2026-12-17 | 0
safety-[ | none : 2L1T safety stock | RMU | ROH | DF240510061 | Relay (RXM2LB2BD) Including base and buckle | 1340 | 43 | 1297 | 6100K013 | R18-I-1-K013_SEP | inventory | 2025-10-28 | DFE-LV |  | JD01-Jeddah Central Warehouse | 2026-12-31 | 2026-12-17 | 0
safety-[ | none : 2L1T safety stock | RMU | ROH | DF240510061 | Relay (RXM2LB2BD) Including base and buckle | 1297 | 720 | 577 | 6100K013 | 1-1-1-1 | consumption | 2025-09-15 | DFE-LV |  | JD01-Jeddah Central Warehouse | 2026-12-31 | 2026-12-17 | 0 | [5 empty] | Work in Process Material Issue | 7323455
safety-[ | none : 2L1T safety stock | RMU | ROH | DF240510061 | Relay (RXM2LB2BD) Including base and buckle | 577 | 577 | 0 | 6100K013 | 1-1-1-1 | consumption | 2025-09-18 | DFE-LV |  | JD01-Jeddah Central Warehouse | 2026-12-31 | 2026-12-17 | 0 | [5 empty] | Work in Process Material Issue | 7402102
safety-[ | none : 2L1T safety stock | RMU | ROH | DF240510060 | Relay (RXM4AB2BD) Including base and buckle | 593 | 161 | 432 | 6100K013 | 1-1-1-1 | consumption | 2025-09-15 | DFE-LV |  | JD01-Jeddah Central Warehouse | 2026-12-31 | 2026-12-17 | 0 | [5 empty] | Work in Process Material Issue | 7323454
safety-[ | none : 2L1T safety stock | RMU | ROH | DF240510060 | Relay (RXM4AB2BD) Including base and buckle | 432 | 240 | 192 | 6100K013 | 1-1-1-1 | consumption | 2025-09-18 | DFE-LV |  | JD01-Jeddah Central Warehouse | 2026-12-31 | 2026-12-17 | 0 | [5 empty] | Work in Process Material Issue | 7402101
safety-[ | none : 2L1T safety stock | RMU | ROH | DF240510060 | Relay (RXM4AB2BD) Including base and buckle | 192 | 30 | 162 | 6100KDP02 | PO-SEP-6055-[152] | GR_in_process | 2025-11-10 | DFE-LV |  | JD01-Jeddah Central Warehouse | 2026-12-31 | 2026-12-17 | 0 | Dongfang Electronics International Engineering Co. Ltd | 6100KDP02 // 2L2T SRMU LV Compartment Purchase Parts from DFE for 30 Units | 30 | 20-08-2025 | 20-08-2025 |  |  | PO-6055/DF250812-30-SEP Yantai
safety-[ | none : 2L1T safety stock | RMU | ROH | DF240510047 | Socket (13A/60HZ) | 593 | 114 | 479 | 6100K013 | R61-O-1-K013_SEP | consumption | 2025-10-14 | DFE-LV |  | JD01-Jeddah Central Warehouse | 2026-12-31 | 2026-12-17 | 0 | [5 empty] | Subinventory Transfer | 8109259
safety-[ | none : 2L1T safety stock | RMU | ROH | DF240510047 | Socket (13A/60HZ) | 479 | 340 | 139 | 6100K013 | 1-1-1-1 | consumption | 2025-09-15 | DFE-LV |  | JD01-Jeddah Central Warehouse | 2026-12-31 | 2026-12-17 | 0 | [5 empty] | Work in Process Material Issue | 7323450
safety-[ | none : 2L1T safety stock | RMU | ROH | DF240510047 | Socket (13A/60HZ) | 139 | 139 | 0 | 6100K013 | 1-1-1-1 | consumption | 2025-09-18 | DFE-LV |  | JD01-Jeddah Central Warehouse | 2026-12-31 | 2026-12-17 | 0 | [5 empty] | Work in Process Material Issue | 7402097
safety-[ | none : 2L1T safety stock | RMU | ROH | DF241128001 | Spring Washer φ4 | 1186 | 70 | 1116 | 6100K013 | BOX12-1-1-K013_SEP | consumption | 2025-10-16 | DFE-LV |  | JD01-Jeddah Central Warehouse | 2026-12-31 | 2026-12-17 | 0 | [5 empty] | Work in Process Pick | 8151137
safety-[ | none : 2L1T safety stock | RMU | ROH | DF241128001 | Spring Washer φ4 | 1116 | 24 | 1092 | 6100K013 | R54-I-1-K013_SEP | consumption | 2025-10-16 | DFE-LV |  | JD01-Jeddah Central Warehouse | 2026-12-31 | 2026-12-17 | 0 | [5 empty] | Work in Process Pick | 8151140
safety-[ | none : 2L1T safety stock | RMU | ROH | DF241128001 | Spring Washer φ4 | 1092 | 480 | 612 | 6100K013 | 1-1-1-1 | consumption | 2025-09-18 | DFE-LV |  | JD01-Jeddah Central Warehouse | 2026-12-31 | 2026-12-17 | 0 | [5 empty] | Work in Process Material Issue | 7399328
safety-[ | none : 2L1T safety stock | RMU | ROH | DF241128001 | Spring Washer φ4 | 612 | 120 | 492 | 6100K008 | R58-A-1-K11B_SEP | consumption | 2025-10-18 | DFE-LV |  | JD01-Jeddah Central Warehouse | 2026-12-31 | 2026-12-17 | 0 | [5 empty] | Work in Process Pick | 8161225
safety-[ | none : 2L1T safety stock | RMU | ROH | DF241128001 | Spring Washer φ4 | 492 | 120 | 372 | 6100K013 | 1-1-1-1 | consumption | 2025-09-25 | DFE-LV |  | JD01-Jeddah Central Warehouse | 2026-12-31 | 2026-12-17 | 0 | [5 empty] | Work in Process Material Issue | 7587907
safety-[ | none : 2L1T safety stock | RMU | ROH | DF241128001 | Spring Washer φ4 | 372 | 292 | 80 | 6100K006 | 1-1-1-1 | consumption | 2025-10-25 | DFE-LV |  | JD01-Jeddah Central Warehouse | 2026-12-31 | 2026-12-17 | 0 | [5 empty] | Work in Process Material Issue | 8296193
safety-[ | none : 2L1T safety stock | RMU | ROH | DF241128001 | Spring Washer φ4 | 80 | 76 | 4 | 6100K006 | 1-1-1-1 | consumption | 2025-10-25 | DFE-LV |  | JD01-Jeddah Central Warehouse | 2026-12-31 | 2026-12-17 | 0 | [5 empty] | Work in Process Material Issue | 8298395
safety-[ | none : 2L1T safety stock | RMU | ROH | DF241128001 | Spring Washer φ4 | 4 | 4 | 0 | 6100K013 | 1-1-1-1 | consumption | 2025-10-26 | DFE-LV |  | JD01-Jeddah Central Warehouse | 2026-12-31 | 2026-12-17 | 0 | [5 empty] | Work in Process Material Issue | 8335218
safety-[ | none : 2L1T safety stock | RMU | ROH | 205046790 | φ10 spring washer Stainless steel | 4744 | 3200 | 1544 | 6100K013 | 1-1-1-1 | consumption | 2025-09-21 | Outer Enclosure |  | JD01-Jeddah Central Warehouse | 2026-12-31 | 2026-12-17 | 0 | [5 empty] | Work in Process Material Issue | 7485814
safety-[ | none : 2L1T safety stock | RMU | ROH | 205046790 | φ10 spring washer Stainless steel | 1544 | 1280 | 264 | 6100K013 | 1-1-1-1 | consumption | 2025-09-22 | Outer Enclosure |  | JD01-Jeddah Central Warehouse | 2026-12-31 | 2026-12-17 | 0 | [5 empty] | Work in Process Material Issue | 7513361
safety-[ | none : 2L1T safety stock | RMU | ROH | 205046790 | φ10 spring washer Stainless steel | 264 | 264 | 0 | 6100K013 | 1-1-1-1 | consumption | 2025-09-24 | Outer Enclosure |  | JD01-Jeddah Central Warehouse | 2026-12-31 | 2026-12-17 | 0 | [5 empty] | Work in Process Material Issue | 7562527
safety-[ | none : 2L1T safety stock | RMU | ROH | DF211001964 | φ10-30 large flat pad Stainless steel | 4744 | 3171 | 1573 | 6100K013 | 1-1-1-1 | consumption | 2025-09-21 | Outer Enclosure |  | JD01-Jeddah Central Warehouse | 2026-12-31 | 2026-12-17 | 0 | [5 empty] | Work in Process Material Issue | 7485813
safety-[ | none : 2L1T safety stock | RMU | ROH | DF211001964 | φ10-30 large flat pad Stainless steel | 1573 | 1280 | 293 | 6100K013 | 1-1-1-1 | consumption | 2025-09-22 | Outer Enclosure |  | JD01-Jeddah Central Warehouse | 2026-12-31 | 2026-12-17 | 0 | [5 empty] | Work in Process Material Issue | 7513360
safety-[ | none : 2L1T safety stock | RMU | ROH | DF211001964 | φ10-30 large flat pad Stainless steel | 293 | 293 | 0 | 6100K013 | 1-1-1-1 | consumption | 2025-09-24 | Outer Enclosure |  | JD01-Jeddah Central Warehouse | 2026-12-31 | 2026-12-17 | 0 | [5 empty] | Work in Process Material Issue | 7562526
safety-[ | none : 2L1T safety stock | RMU | ROH | 205042612 | φ3.2*16 Cotter pin Stainless steel | 593 | 593 | 0 | 6100K013 | 1-1-1-1 | consumption | 2025-09-25 | Outer Enclosure |  | JD01-Jeddah Central Warehouse | 2026-12-31 | 2026-12-17 | 0 | [5 empty] | Work in Process Material Issue | 7581647
safety-[ | none : 2L1T safety stock | RMU | ROH | 205042517 | ø4 Flat pad Stainless steel | 7116 | 3276 | 3840 | 6100K013 | R55-Q-1-K013_SEP | inventory | 2025-10-28 | Outer Enclosure |  | JD01-Jeddah Central Warehouse | 2026-12-31 | 2026-12-17 | 0
safety-[ | none : 2L1T safety stock | RMU | ROH | 205042517 | ø4 Flat pad Stainless steel | 3840 | 2692 | 1148 | 6100K013 | R40-I-1-K013_SEP | inventory | 2025-10-28 | Outer Enclosure |  | JD01-Jeddah Central Warehouse | 2026-12-31 | 2026-12-17 | 0
safety-[ | none : 2L1T safety stock | RMU | ROH | 205042517 | ø4 Flat pad Stainless steel | 1148 | 1148 | 0 | 6100K013 | 1-1-1-1 | consumption | 2025-09-17 | Outer Enclosure |  | JD01-Jeddah Central Warehouse | 2026-12-31 | 2026-12-17 | 0 | [5 empty] | Work in Process Material Issue | 7370431
safety-[ | none : 2L1T safety stock | RMU | ROH | 205042515 | φ4 Spring washer Stainless steel | 7116 | 3202 | 3914 | 6100K013 | R40-I-1-K013_SEP | inventory | 2025-10-28 | Outer Enclosure |  | JD01-Jeddah Central Warehouse | 2026-12-31 | 2026-12-17 | 0
safety-[ | none : 2L1T safety stock | RMU | ROH | 205042515 | φ4 Spring washer Stainless steel | 3914 | 2136 | 1778 | 6100K013 | R55-Q-1-K013_SEP | inventory | 2025-10-28 | Outer Enclosure |  | JD01-Jeddah Central Warehouse | 2026-12-31 | 2026-12-17 | 0
safety-[ | none : 2L1T safety stock | RMU | ROH | 205042515 | φ4 Spring washer Stainless steel | 1778 | 1778 | 0 | 6100K013 | 1-1-1-1 | consumption | 2025-09-17 | Outer Enclosure |  | JD01-Jeddah Central Warehouse | 2026-12-31 | 2026-12-17 | 0 | [5 empty] | Work in Process Material Issue | 7370432
safety-[ | none : 2L1T safety stock | RMU | ROH | DF205040971 | φ4*12 Waterproof blind rivets Stainless steel | 18976 | 2488 | 16488 | 6100K013 | 1-1-1-1 | consumption | 2025-09-24 | Outer Enclosure |  | JD01-Jeddah Central Warehouse | 2026-12-31 | 2026-12-17 | 0 | [5 empty] | Work in Process Material Issue | 7562518
safety-[ | none : 2L1T safety stock | RMU | ROH | DF205040971 | φ4*12 Waterproof blind rivets Stainless steel | 16488 | 12000 | 4488 | 6100K013 | 1-1-1-1 | consumption | 2025-09-25 | Outer Enclosure |  | JD01-Jeddah Central Warehouse | 2026-12-31 | 2026-12-17 | 0 | [5 empty] | Work in Process Material Issue | 7591047
safety-[ | none : 2L1T safety stock | RMU | ROH | DF205040971 | φ4*12 Waterproof blind rivets Stainless steel | 4488 | 4488 | 0 | 6100K013 | 1-1-1-1 | consumption | 2025-09-25 | Outer Enclosure |  | JD01-Jeddah Central Warehouse | 2026-12-31 | 2026-12-17 | 0 | [5 empty] | Work in Process Material Issue | 7581650
safety-[ | none : 2L1T safety stock | RMU | ROH | 211001963 | Large Flat Washer φ6-18 | 12453 | 6369 | 6084 | 6100K013 | R50-A-1-K013_SEP | inventory | 2025-10-28 | DFE-LV |  | JD01-Jeddah Central Warehouse | 2026-12-31 | 2026-12-17 | 0
safety-[ | none : 2L1T safety stock | RMU | ROH | 211001963 | Large Flat Washer φ6-18 | 6084 | 5922 | 162 | 6100K013 | R40-I-1-K013_SEP | inventory | 2025-10-28 | DFE-LV |  | JD01-Jeddah Central Warehouse | 2026-12-31 | 2026-12-17 | 0
safety-[ | none : 2L1T safety stock | RMU | ROH | 211001963 | Large Flat Washer φ6-18 | 162 | 162 | 0 | 6100K013 | R55-Q-1-K013_SEP | inventory | 2025-10-28 | DFE-LV |  | JD01-Jeddah Central Warehouse | 2026-12-31 | 2026-12-17 | 0
safety-[ | none : 2L1T safety stock | RMU | ROH | 211001963 | Large Flat Washer φ6-18 | 13639 | 2756 | 10883 | 6100K013 | R55-Q-1-K013_SEP | inventory | 2025-10-28 | SEP |  | JD01-Jeddah Central Warehouse | 2026-12-31 | 2026-12-17 | 0
safety-[ | none : 2L1T safety stock | RMU | ROH | 211001963 | Large Flat Washer φ6-18 | 10883 | 1748 | 9135 | free_stock | R51-I-1-MVBM_SEP | inventory | 2025-10-28 | SEP |  | JD01-Jeddah Central Warehouse | 2026-12-31 | 2026-12-17 | 0
safety-[ | none : 2L1T safety stock | RMU | ROH | 211001963 | Large Flat Washer φ6-18 | 9135 | 1530 | 7605 | 6100K013 | R41-H-1-K013_SEP | inventory | 2025-10-28 | SEP |  | JD01-Jeddah Central Warehouse | 2026-12-31 | 2026-12-17 | 0
safety-[ | none : 2L1T safety stock | RMU | ROH | 211001963 | Large Flat Washer φ6-18 | 7605 | 570 | 7035 | 6100KDP02 | BOX1-1-1-K013_SEP | inventory | 2025-10-28 | SEP |  | JD01-Jeddah Central Warehouse | 2026-12-31 | 2026-12-17 | 0
safety-[ | none : 2L1T safety stock | RMU | ROH | 211001963 | Large Flat Washer φ6-18 | 7035 | 7035 | 0 | 6100K013 | 1-1-1-1 | consumption | 2025-11-09 | SEP |  | JD01-Jeddah Central Warehouse | 2026-12-31 | 2026-12-17 | 0 | [5 empty] | Work in Process Material Issue | 7226790
safety-[ | none : 2L1T safety stock | RMU | ROH | 211001963 | φ6-18 Large flat pad Stainless steel | 31429 | 14085 | 17344 | 6100K013 | 1-1-1-1 | consumption | 2025-11-09 | Outer Enclosure |  | JD01-Jeddah Central Warehouse | 2026-12-31 | 2026-12-17 | 0 | [5 empty] | Work in Process Material Issue | 7226790
safety-[ | none : 2L1T safety stock | RMU | ROH | 211001963 | φ6-18 Large flat pad Stainless steel | 17344 | 11440 | 5904 | 6100K013 | 1-1-1-1 | consumption | 2025-10-16 | Outer Enclosure |  | JD01-Jeddah Central Warehouse | 2026-12-31 | 2026-12-17 | 0 | [5 empty] | Work in Process Pick | 8149402
safety-[ | none : 2L1T safety stock | RMU | ROH | 211001963 | φ6-18 Large flat pad Stainless steel | 5904 | 5904 | 0 | 6100K013 | 1-1-1-1 | consumption | 2025-09-17 | Outer Enclosure |  | JD01-Jeddah Central Warehouse | 2026-12-31 | 2026-12-17 | 0 | [5 empty] | Work in Process Material Issue | 7370438
safety-[ | none : 2L1T safety stock | RMU | ROH | DF205040982 | φ6.4*10.5 Seahorse rivets Stainless steel (SS/HFIX0813) | 32022 | 12535 | 19487 | 6100K013 | 1-1-1-1 | consumption | 2025-09-21 | Outer Enclosure |  | JD01-Jeddah Central Warehouse | 2026-12-31 | 2026-12-17 | 0 | [5 empty] | Work in Process Material Issue | 7485809
safety-[ | none : 2L1T safety stock | RMU | ROH | DF205040982 | φ6.4*10.5 Seahorse rivets Stainless steel (SS/HFIX0813) | 19487 | 8640 | 10847 | 6100K013 | 1-1-1-1 | consumption | 2025-09-22 | Outer Enclosure |  | JD01-Jeddah Central Warehouse | 2026-12-31 | 2026-12-17 | 0 | [5 empty] | Work in Process Material Issue | 7513356
safety-[ | none : 2L1T safety stock | RMU | ROH | DF205040982 | φ6.4*10.5 Seahorse rivets Stainless steel (SS/HFIX0813) | 10847 | 10847 | 0 | 6100K013 | 1-1-1-1 | consumption | 2025-09-24 | Outer Enclosure |  | JD01-Jeddah Central Warehouse | 2026-12-31 | 2026-12-17 | 0 | [5 empty] | Work in Process Material Issue | 7562521
safety-[ | none : 2L1T safety stock | RMU | ROH | DF205040983 | φ6.4*16.5 Countersunk Seahorse blind rivets Stainless steel | 2372 | 1148 | 1224 | 6100K013 | 1-1-1-1 | consumption | 2025-09-21 | Outer Enclosure |  | JD01-Jeddah Central Warehouse | 2026-12-31 | 2026-12-17 | 0 | [5 empty] | Work in Process Material Issue | 7485810
safety-[ | none : 2L1T safety stock | RMU | ROH | DF205040983 | φ6.4*16.5 Countersunk Seahorse blind rivets Stainless steel | 1224 | 640 | 584 | 6100K013 | 1-1-1-1 | consumption | 2025-09-22 | Outer Enclosure |  | JD01-Jeddah Central Warehouse | 2026-12-31 | 2026-12-17 | 0 | [5 empty] | Work in Process Material Issue | 7513357
safety-[ | none : 2L1T safety stock | RMU | ROH | DF205040983 | φ6.4*16.5 Countersunk Seahorse blind rivets Stainless steel | 584 | 584 | 0 | 6100K013 | 1-1-1-1 | consumption | 2025-09-24 | Outer Enclosure |  | JD01-Jeddah Central Warehouse | 2026-12-31 | 2026-12-17 | 0 | [5 empty] | Work in Process Material Issue | 7562522
safety-[ | none : 2L1T safety stock | RMU | ROH | 205036418 | Flat Washer φ8 | 593 | 118 | 475 | 6100K013 | 1-1-1-1 | consumption | 2025-09-21 | SEP |  | JD01-Jeddah Central Warehouse | 2026-12-31 | 2026-12-17 | 0 | [5 empty] | Work in Process Material Issue | 7476745
safety-[ | none : 2L1T safety stock | RMU | ROH | 205036418 | Flat Washer φ8 | 475 | 250 | 225 | 6100K013 | 1-1-1-1 | consumption | 2025-09-24 | SEP |  | JD01-Jeddah Central Warehouse | 2026-12-31 | 2026-12-17 | 0 | [5 empty] | Work in Process Material Issue | 7564944
safety-[ | none : 2L1T safety stock | RMU | ROH | 205036418 | Flat Washer φ8 | 225 | 60 | 165 | 6100K013 | 1-1-1-1 | consumption | 2025-09-25 | SEP |  | JD01-Jeddah Central Warehouse | 2026-12-31 | 2026-12-17 | 0 | [5 empty] | Work in Process Material Issue | 7587921
safety-[ | none : 2L1T safety stock | RMU | ROH | 205036418 | Flat Washer φ8 | 165 | 165 | 0 | 6100K013 | 1-1-1-1 | consumption | 2025-10-26 | SEP |  | JD01-Jeddah Central Warehouse | 2026-12-31 | 2026-12-17 | 0 | [5 empty] | Work in Process Material Issue | 8335233
safety-[ | none : 2L1T safety stock | RMU | ROH | 205038987 | Spring Washer φ8 | 593 | 338 | 255 | 6100K013 | 1-1-1-1 | consumption | 2025-09-17 | SEP |  | JD01-Jeddah Central Warehouse | 2026-12-31 | 2026-12-17 | 0 | [5 empty] | Work in Process Material Issue | 7375723
safety-[ | none : 2L1T safety stock | RMU | ROH | 205038987 | Spring Washer φ8 | 255 | 160 | 95 | 6100K013 | 1-1-1-1 | consumption | 2025-09-21 | SEP |  | JD01-Jeddah Central Warehouse | 2026-12-31 | 2026-12-17 | 0 | [5 empty] | Work in Process Material Issue | 7476746
safety-[ | none : 2L1T safety stock | RMU | ROH | 205038987 | Spring Washer φ8 | 95 | 95 | 0 | 6100K013 | 1-1-1-1 | consumption | 2025-09-24 | SEP |  | JD01-Jeddah Central Warehouse | 2026-12-31 | 2026-12-17 | 0 | [5 empty] | Work in Process Material Issue | 7564945
safety-[ | none : 2L2T safety stock | RMU | ROH | DF240612121 | Cold pressed terminal tube type VE1510 (RED) | 6060 | 5791 | 269 | 6100K013 | 1-1-1-1 | consumption | 2025-09-18 | DFE-LV |  | JD01-Jeddah Central Warehouse | 2026-12-31 | 2026-12-17 | 0 | [5 empty] | Work in Process Material Issue | 7406401
safety-[ | none : 2L2T safety stock | RMU | ROH | DF240612121 | Cold pressed terminal tube type VE1510 (RED) | 269 | 269 | 0 | 6100K013 | 1-1-1-1 | consumption | 2025-09-21 | DFE-LV |  | JD01-Jeddah Central Warehouse | 2026-12-31 | 2026-12-17 | 0 | [5 empty] | Work in Process Material Issue | 7480562
safety-[ | none : 2L2T safety stock | RMU | ROH | DF241207001 | Cross groove pan head combination screw M4*20 | 120 | 120 | 0 | 6100KDP02 | PO-SEP-6034-[45] | GR_in_process | 2025-11-30 | DFE-Gas Tank |  | JD01-Jeddah Central Warehouse | 2026-12-31 | 2026-12-17 | 0 | Dongfang Electronics International Engineering Co. Ltd | 6100KDP02 // 2L1T SRMU Gas Tank Loose Material from DFE | 3600 | 01-09-2025 | 01-09-2025 |  |  | PO-SEP-6034/DF250831-400-SEP
safety-[ | none : 2L2T safety stock | RMU | ROH | 205041926 | Hex Nut M10 | 410 | 410 | 0 | 6100KDP02 | PO-SEP-6034-[58] | GR_in_process | 2025-11-30 | DFE-Gas Tank |  | JD01-Jeddah Central Warehouse | 2026-12-31 | 2026-12-17 | 0 | Dongfang Electronics International Engineering Co. Ltd | 6100KDP02 // 2L1T SRMU Gas Tank Loose Material from DFE | 14000 | 01-09-2025 | 01-09-2025 |  |  | PO-SEP-6034/DF250831-400-SEP
safety-[ | none : 2L2T safety stock | RMU | ROH | 205041926 | Hex Nut M10 | 840 | 840 | 0 | 6100KDP02 | PO-SEP-6034-[58] | GR_in_process | 2025-11-30 | SEP |  | JD01-Jeddah Central Warehouse | 2026-12-31 | 2026-12-17 | 0 | Dongfang Electronics International Engineering Co. Ltd | 6100KDP02 // 2L1T SRMU Gas Tank Loose Material from DFE | 14000 | 01-09-2025 | 01-09-2025 |  |  | PO-SEP-6034/DF250831-400-SEP
safety-[ | none : 2L2T safety stock | RMU | ROH | DF241115003 | Hex Bolt M10*25 | 20 | 20 | 0 | 6100K013 | 1-1-1-1 | consumption | 2025-09-21 | DFE-Gas Tank |  | JD01-Jeddah Central Warehouse | 2026-12-31 | 2026-12-17 | 0 | [5 empty] | Work in Process Material Issue | 7452549
safety-[ | none : 2L2T safety stock | RMU | ROH | DF241115002 | Hexagonal head combination bolt M10*25 | 60 | 60 | 0 | 6100KDP02 | PO-SEP-6034-[60] | GR_in_process | 2025-11-30 | DFE-Gas Tank |  | JD01-Jeddah Central Warehouse | 2026-12-31 | 2026-12-17 | 0 | Dongfang Electronics International Engineering Co. Ltd | 6100KDP02 // 2L1T SRMU Gas Tank Loose Material from DFE | 2400 | 01-09-2025 | 01-09-2025 |  |  | PO-SEP-6034/DF250831-400-SEP
safety-[ | none : 2L2T safety stock | RMU | ROH | DF241126015 | OTTA6-T-P/P marking strip (11)ZB10 LGS:11(1053014:0001) | 120 | 120 | 0 | 6100K013 | 1-1-1-1 | consumption | 2025-09-18 | DFE-LV |  | JD01-Jeddah Central Warehouse | 2026-12-31 | 2026-12-17 | 0 | [5 empty] | Work in Process Material Issue | 7402137
safety-[ | none : 2L2T safety stock | RMU | ROH | DF241126011 | Phoenix Terminal Center Bridge EB 2-OTTA 6(0790608) | 180 | 180 | 0 | 6100K013 | 1-1-1-1 | consumption | 2025-09-18 | DFE-LV |  | JD01-Jeddah Central Warehouse | 2026-12-31 | 2026-12-17 | 0 | [5 empty] | Work in Process Material Issue | 7402133
safety-[ | none : 2L2T safety stock | RMU | ROH | DF241126012 | Phoenix Terminal Center Bridge EB 4-OTTA 6(0326049) | 60 | 60 | 0 | 6100K013 | 1-1-1-1 | consumption | 2025-09-18 | DFE-LV |  | JD01-Jeddah Central Warehouse | 2026-12-31 | 2026-12-17 | 0 | [5 empty] | Work in Process Material Issue | 7402134
safety-[ | none : 2L2T safety stock | RMU | ROH | DF240612109 | Pre insulated terminal O-type HRV1.25-8 (RED) | 60 | 60 | 0 | 6100K013 | BOX60-1-1-K013_SEP | inventory | 2025-10-28 | DFE-Gas Tank |  | JD01-Jeddah Central Warehouse | 2026-12-31 | 2026-12-17 | 0
safety-[ | none : 2L2T safety stock | RMU | ROH | DF240510010 | Rivet Nut M6*15 | 330 | 330 | 0 | 6100K013 | 1-1-1-1 | consumption | 2025-09-24 | DFE-LV |  | JD01-Jeddah Central Warehouse | 2026-12-31 | 2026-12-17 | 0 | [5 empty] | Work in Process Material Issue | 7564885
safety-[ | none : 2L2T safety stock | RMU | ROH | DF240510010 | Rivet Nut M6*15 | 480 | 480 | 0 | 6100K013 | 1-1-1-1 | consumption | 2025-09-24 | SEP |  | JD01-Jeddah Central Warehouse | 2026-12-31 | 2026-12-17 | 0 | [5 empty] | Work in Process Material Issue | 7564885
safety-[ | none : 2L2T safety stock | RMU |  | DF240510010 | Rivet Nut M6*15 | 570 | 445 | 125 | 6100K013 | 1-1-1-1 | consumption | 2025-09-24 | SEP |  | JD01-Jeddah Central Warehouse | 2026-12-31 | 2026-12-17 | 0 | [5 empty] | Work in Process Material Issue | 7564885
safety-[ | none : 2L2T safety stock | RMU |  | DF240510010 | Rivet Nut M6*15 | 125 | 125 | 0 | 6100K013 | 1-1-1-1 | consumption | 2025-09-25 | SEP |  | JD01-Jeddah Central Warehouse | 2026-12-31 | 2026-12-17 | 0 | [5 empty] | Work in Process Material Issue | 7587862
safety-[ | none : 2L2T safety stock | RMU | ROH | 205041912 | Spring Washer φ10 | 470 | 470 | 0 | 6100K013 | 1-1-1-1 | consumption | 2025-09-24 | DFE-Gas Tank |  | JD01-Jeddah Central Warehouse | 2026-12-31 | 2026-12-17 | 0 | [5 empty] | Work in Process Material Issue | 7564874
safety-[ | none : 2L2T safety stock | RMU | ROH | 205041912 | Spring Washer φ10 | 600 | 600 | 0 | 6100K013 | 1-1-1-1 | consumption | 2025-09-24 | SEP |  | JD01-Jeddah Central Warehouse | 2026-12-31 | 2026-12-17 | 0 | [5 empty] | Work in Process Material Issue | 7564874
safety-[ | none : 2L2T safety stock | RMU | ROH | DF241126016 | UK2.5B Center Connection Bar (3 connections)FBI 10-3(0203250) | 60 | 60 | 0 | 6100K013 | 1-1-1-1 | consumption | 2025-09-18 | DFE-LV |  | JD01-Jeddah Central Warehouse | 2026-12-31 | 2026-12-17 | 0 | [5 empty] | Work in Process Material Issue | 7402138
safety-[ | none : 2L2T safety stock | RMU | ROH | 5DF.0818.0004 | 17.5kV Killer Switch | 20 | 20 | 0 | 6100KDP02 | PO-SEP-6034-[2] | GR_in_process | 2025-11-30 | DFE-Gas Tank |  | JD01-Jeddah Central Warehouse | 2026-12-31 | 2026-12-17 | 0 | Dongfang Electronics International Engineering Co. Ltd | 6100KDP02 // 2L1T SRMU Gas Tank Loose Material from DFE | 400 | 01-09-2025 | 01-09-2025 |  |  | PO-SEP-6034/DF250831-400-SEP
safety-[ | none : 2L2T safety stock | RMU | ROH | 6GDEP.198.025 | 198 Bushing | 60 | 60 | 0 | 6100KDP02 | PO-SEP-6034-[10] | GR_in_process | 2025-11-30 | DFE-Gas Tank |  | JD01-Jeddah Central Warehouse | 2026-12-31 | 2026-12-17 | 0 | Dongfang Electronics International Engineering Co. Ltd | 6100KDP02 // 2L1T SRMU Gas Tank Loose Material from DFE | 2400 | 01-09-2025 | 01-09-2025 |  |  | PO-SEP-6034/DF250831-400-SEP
safety-[ | none : 2L2T safety stock | RMU | ROH | 6GDEP.220.012 | 220 Bushing | 60 | 60 | 0 | 6100KDP02 | PO-SEP-6034-[8] | GR_in_process | 2025-11-30 | DFE-Gas Tank |  | JD01-Jeddah Central Warehouse | 2026-12-31 | 2026-12-17 | 0 | Dongfang Electronics International Engineering Co. Ltd | 6100KDP02 // 2L1T SRMU Gas Tank Loose Material from DFE | 2400 | 01-09-2025 | 01-09-2025 |  |  | PO-SEP-6034/DF250831-400-SEP
safety-[ | none : 2L2T safety stock | RMU | ROH | 6GDEP.247.011 | 247 Bushing | 60 | 60 | 0 | 6100KDP02 | PO-SEP-6034-[9] | GR_in_process | 2025-11-30 | DFE-Gas Tank |  | JD01-Jeddah Central Warehouse | 2026-12-31 | 2026-12-17 | 0 | Dongfang Electronics International Engineering Co. Ltd | 6100KDP02 // 2L1T SRMU Gas Tank Loose Material from DFE | 1200 | 01-09-2025 | 01-09-2025 |  |  | PO-SEP-6034/DF250831-400-SEP
safety-[ | none : 2L2T safety stock | RMU | ROH | 5DF.0816.0028 | Assemble Circuit Breaker Dynamic Seal | 20 | 20 | 0 | 6100KDP02 | PO-SEP-6034-[12] | GR_in_process | 2025-11-30 | DFE-Gas Tank |  | JD01-Jeddah Central Warehouse | 2026-12-31 | 2026-12-17 | 0 | Dongfang Electronics International Engineering Co. Ltd | 6100KDP02 // 2L1T SRMU Gas Tank Loose Material from DFE | 400 | 01-09-2025 | 01-09-2025 |  |  | PO-SEP-6034/DF250831-400-SEP
safety-[ | none : 2L2T safety stock | RMU | ROH | DF240603031 | Black rubber gasket (φ6-12 2mm) | 720 | 720 | 0 | 6100K013 | 1-1-1-1 | consumption | 2025-10-26 | SEP |  | JD01-Jeddah Central Warehouse | 2026-12-31 | 2026-12-17 | 0 | [5 empty] | Work in Process Material Issue | 8335160
safety-[ | none : 2L2T safety stock | RMU | ROH | DF240603003 | Blind Rivet (φ3.2*7) | 60 | 60 | 0 | 6100K013 | R55-P-1-K013_SEP | inventory | 2025-10-28 | DFE-LV |  | JD01-Jeddah Central Warehouse | 2026-12-31 | 2026-12-17 | 0
safety-[ | none : 2L2T safety stock | RMU | ROH | DF209001751 | Buckle A104 Stainless Steel Single hole φ12 | 60 | 26 | 34 | 6100K013 | 1-1-1-1 | consumption | 2025-09-24 | Outer Enclosure |  | JD01-Jeddah Central Warehouse | 2026-12-31 | 2026-12-17 | 0 | [5 empty] | Work in Process Material Issue | 7562534
safety-[ | none : 2L2T safety stock | RMU | ROH | DF209001751 | Buckle A104 Stainless Steel Single hole φ12 | 34 | 34 | 0 | 6100K013 | 1-1-1-1 | consumption | 2025-09-25 | Outer Enclosure |  | JD01-Jeddah Central Warehouse | 2026-12-31 | 2026-12-17 | 0 | [5 empty] | Work in Process Material Issue | 7581666
safety-[ | none : 2L2T safety stock | RMU | ROH | 5ST.0818.0002 | Button protection cover | 420 | 420 | 0 | 6100K013 | 1-1-1-1 | consumption | 2025-10-16 | DFE-Consumables |  | JD01-Jeddah Central Warehouse | 2026-12-31 | 2026-12-17 | 0 | [5 empty] | Work in Process Pick | 8149420
safety-[ | none : 2L2T safety stock | RMU | ROH | 8DF-580-0046 | C-A Phase Bus | 20 | 20 | 0 | 6100KDP02 | PO-SEP-6034-[28] | GR_in_process | 2025-11-30 | DFE-Gas Tank |  | JD01-Jeddah Central Warehouse | 2026-12-31 | 2026-12-17 | 0 | Dongfang Electronics International Engineering Co. Ltd | 6100KDP02 // 2L1T SRMU Gas Tank Loose Material from DFE | 800 | 01-09-2025 | 01-09-2025 |  |  | PO-SEP-6034/DF250831-400-SEP
safety-[ | none : 2L2T safety stock | RMU | ROH | 8DF-580-0047 | C-A Phase Grounding Bar | 20 | 20 | 0 | 6100KDP02 | PO-SEP-6034-[31] | GR_in_process | 2025-11-30 | DFE-Gas Tank |  | JD01-Jeddah Central Warehouse | 2026-12-31 | 2026-12-17 | 0 | Dongfang Electronics International Engineering Co. Ltd | 6100KDP02 // 2L1T SRMU Gas Tank Loose Material from DFE | 800 | 01-09-2025 | 01-09-2025 |  |  | PO-SEP-6034/DF250831-400-SEP
safety-[ | none : 2L2T safety stock | RMU | ROH | 8DF-580-0048 | C-B Phase Bus | 20 | 20 | 0 | 6100KDP02 | PO-SEP-6034-[29] | GR_in_process | 2025-11-30 | DFE-Gas Tank |  | JD01-Jeddah Central Warehouse | 2026-12-31 | 2026-12-17 | 0 | Dongfang Electronics International Engineering Co. Ltd | 6100KDP02 // 2L1T SRMU Gas Tank Loose Material from DFE | 800 | 01-09-2025 | 01-09-2025 |  |  | PO-SEP-6034/DF250831-400-SEP
safety-[ | none : 2L2T safety stock | RMU | ROH | 8DF-580-0049 | C-B Phase Grounding Bar | 20 | 20 | 0 | 6100KDP02 | PO-SEP-6034-[32] | GR_in_process | 2025-11-30 | DFE-Gas Tank |  | JD01-Jeddah Central Warehouse | 2026-12-31 | 2026-12-17 | 0 | Dongfang Electronics International Engineering Co. Ltd | 6100KDP02 // 2L1T SRMU Gas Tank Loose Material from DFE | 800 | 01-09-2025 | 01-09-2025 |  |  | PO-SEP-6034/DF250831-400-SEP
safety-[ | none : 2L2T safety stock | RMU | ROH | 8DF-580-0050 | C-C Phase Bus | 20 | 20 | 0 | 6100KDP02 | PO-SEP-6034-[30] | GR_in_process | 2025-11-30 | DFE-Gas Tank |  | JD01-Jeddah Central Warehouse | 2026-12-31 | 2026-12-17 | 0 | Dongfang Electronics International Engineering Co. Ltd | 6100KDP02 // 2L1T SRMU Gas Tank Loose Material from DFE | 800 | 01-09-2025 | 01-09-2025 |  |  | PO-SEP-6034/DF250831-400-SEP
safety-[ | none : 2L2T safety stock | RMU | ROH | 8DF-580-0051 | C-C Phase Grounding Bar | 20 | 20 | 0 | 6100KDP02 | PO-SEP-6034-[33] | GR_in_process | 2025-11-30 | DFE-Gas Tank |  | JD01-Jeddah Central Warehouse | 2026-12-31 | 2026-12-17 | 0 | Dongfang Electronics International Engineering Co. Ltd | 6100KDP02 // 2L1T SRMU Gas Tank Loose Material from DFE | 800 | 01-09-2025 | 01-09-2025 |  |  | PO-SEP-6034/DF250831-400-SEP
safety-[ | none : 2L2T safety stock | RMU | HALB | 8DF.0815.1085 | CCVC Ground bar 5 | 10 | 10 | 0 | 6100KDP02 | BOX42-1-1-K013_SEP | consumption | 2025-10-13 | DFE-Gas Tank |  | JD01-Jeddah Central Warehouse | 2026-12-31 | 2026-12-17 | 0 | [5 empty] | Project Transfer | 8080435
safety-[ | none : 2L2T safety stock | RMU | ROH | DF240510022 | Wire harness (black)BVR-1.5mm² | 1500 | 1500 | 0 | 6100K013 | R56-Q-1-K013_SEP | inventory | 2025-10-28 | DFE-LV |  | JD01-Jeddah Central Warehouse | 2026-12-31 | 2026-12-17 | 0
safety-[ | none : 2L2T safety stock | RMU | ROH | DF240510023 | Wire harness (black)BVR-2.5mm² | 150 | 150 | 0 | 6100K013 | 1-1-1-1 | inventory | 2025-10-28 | DFE-LV |  | JD01-Jeddah Central Warehouse | 2026-12-31 | 2026-12-17 | 0
safety-[ | none : 2L2T safety stock | RMU | ROH | DF240510024 | Wire harness (black)BVR-4.0mm² | 1890 | 946.5 | 943.5 | 6100K013 | 1-1-1-1 | consumption | 2025-09-18 | DFE-LV |  | JD01-Jeddah Central Warehouse | 2026-12-31 | 2026-12-17 | 0 | [5 empty] | Work in Process Material Issue | 7408985
safety-[ | none : 2L2T safety stock | RMU | ROH | DF240510024 | Wire harness (black)BVR-4.0mm² | 943.5 | 943.5 | 0 | 6100K013 | R56-Q-1-K013_SEP | consumption | 2025-10-19 | DFE-LV |  | JD01-Jeddah Central Warehouse | 2026-12-31 | 2026-12-17 | 0 | [5 empty] | Work in Process Pick | 8178506
safety-[ | none : 2L2T safety stock | RMU | ROH | DF241126003 | Wire harness (Blue)BVR-1.5mm² | 2100 | 1320 | 780 | 6100K013 | R19-A-1-K013_SEP | consumption | 2025-10-21 | DFE-LV |  | JD01-Jeddah Central Warehouse | 2026-12-31 | 2026-12-17 | 0 | [5 empty] | Work in Process Pick | 8236619
safety-[ | none : 2L2T safety stock | RMU | ROH | DF241126003 | Wire harness (Blue)BVR-1.5mm² | 780 | 780 | 0 | 6100KDP02 | PO-SEP-6055-[61] | GR_in_process | 2025-11-10 | DFE-LV |  | JD01-Jeddah Central Warehouse | 2026-12-31 | 2026-12-17 | 0 | Dongfang Electronics International Engineering Co. Ltd | 6100KDP02 // 2L2T SRMU LV Compartment Purchase Parts from DFE for 30 Units | 2100 | 20-08-2025 | 20-08-2025 |  |  | PO-6055/DF250812-30-SEP Yantai
safety-[ | none : 2L2T safety stock | RMU | ROH | DF250303002 | Wire harness (Blue)BVR-4.0mm² | 480 | 480 | 0 | 6100K013 | 1-1-1-1 | consumption | 2025-09-18 | DFE-LV |  | JD01-Jeddah Central Warehouse | 2026-12-31 | 2026-12-17 | 0 | [5 empty] | Work in Process Material Issue | 7417754
safety-[ | none : 2L2T safety stock | RMU | ROH | DF241126004 | Wire harness (grey)BVR-1.5mm² | 11100 | 11100 | 0 | 6100K013 | NEW.FLR-1-1-K013_SEP | inventory | 2025-10-28 | DFE-LV |  | JD01-Jeddah Central Warehouse | 2026-12-31 | 2026-12-17 | 0
safety-[ | none : 2L2T safety stock | RMU | ROH | DF241126008 | Wire harness (grey)BVR-2.5mm² | 1290 | 1290 | 0 | 6100K013 | 1-1-1-1 | consumption | 2025-09-21 | DFE-LV |  | JD01-Jeddah Central Warehouse | 2026-12-31 | 2026-12-17 | 0 | [5 empty] | Work in Process Material Issue | 7480573
safety-[ | none : 2L2T safety stock | RMU | ROH | DF241126001 | Wire harness (Red)BVR-1.5mm² | 510 | 510 | 0 | 6100K013 | 1-1-1-1 | consumption | 2025-09-18 | DFE-LV |  | JD01-Jeddah Central Warehouse | 2026-12-31 | 2026-12-17 | 0 | [5 empty] | Work in Process Material Issue | 7409016
safety-[ | none : 2L2T safety stock | RMU | ROH | DF241126005 | Wire harness (Red)BVR-2.5mm² | 150 | 150 | 0 | 6100K013 | 1-1-1-1 | inventory | 2025-10-28 | DFE-LV |  | JD01-Jeddah Central Warehouse | 2026-12-31 | 2026-12-17 | 0
safety-[ | none : 2L2T safety stock | RMU | ROH | DF241126009 | Wire harness (Red)BVR-4.0mm² | 690 | 690 | 0 | 6100K013 | R19-K-1-K013_SEP | inventory | 2025-10-28 | DFE-LV |  | JD01-Jeddah Central Warehouse | 2026-12-31 | 2026-12-17 | 0
safety-[ | none : 2L2T safety stock | RMU | ROH | DF241126002 | Wire harness (Yellow)BVR-1.5mm² | 510 | 510 | 0 | 6100K013 | 1-1-1-1 | consumption | 2025-09-18 | DFE-LV |  | JD01-Jeddah Central Warehouse | 2026-12-31 | 2026-12-17 | 0 | [5 empty] | Work in Process Material Issue | 7409017
safety-[ | none : 2L2T safety stock | RMU | ROH | DF250303001 | Wire harness (Yellow)BVR-4.0mm² | 480 | 480 | 0 | 6100K013 | 1-1-1-1 | consumption | 2025-09-18 | DFE-LV |  | JD01-Jeddah Central Warehouse | 2026-12-31 | 2026-12-17 | 0 | [5 empty] | Work in Process Material Issue | 7417753
safety-[ | none : 2L2T safety stock | RMU | ROH | DF240510039 | CT+ECT (75A/1A+75A/225mV) | 180 | 180 | 0 | 6100K013 | 1-1-1-1 | consumption | 2025-09-22 | SEP |  | JD01-Jeddah Central Warehouse | 2026-12-31 | 2026-12-17 | 0 | [5 empty] | Work in Process Material Issue | 7503151
safety-[ | none : 2L2T safety stock | RMU | HALB | 8DF.0818.0006 | CV Bonding Bar M410 | 30 | 30 | 0 | 6100KDP02 | PO-SEP-6034-[23] | GR_in_process | 2025-11-30 | DFE-Gas Tank |  | JD01-Jeddah Central Warehouse | 2026-12-31 | 2026-12-17 | 0 | Dongfang Electronics International Engineering Co. Ltd | 6100KDP02 // 2L1T SRMU Gas Tank Loose Material from DFE | 1200 | 01-09-2025 | 01-09-2025 |  |  | PO-SEP-6034/DF250831-400-SEP
safety-[ | none : 2L2T safety stock | RMU | ROH | 8DF.0815.0153 | CVC Common Enclosure Bottom Bar | 30 | 30 | 0 | 6100KDP02 | PO-SEP-6034-[72] | GR_in_process | 2025-11-30 | DFE-Gas Tank |  | JD01-Jeddah Central Warehouse | 2026-12-31 | 2026-12-17 | 0 | Dongfang Electronics International Engineering Co. Ltd | 6100KDP02 // 2L1T SRMU Gas Tank Loose Material from DFE | 800 | 01-09-2025 | 01-09-2025 |  |  | PO-SEP-6034/DF250831-400-SEP
safety-[ | none : 2L2T safety stock | RMU | ROH | 8DF.0818.0002 | CVC Side Plate | 20 | 20 | 0 | 6100KDP02 | PO-SEP-6034-[82] | GR_in_process | 2025-11-30 | DFE-Gas Tank |  | JD01-Jeddah Central Warehouse | 2026-12-31 | 2026-12-17 | 0 | Dongfang Electronics International Engineering Co. Ltd | 6100KDP02 // 2L1T SRMU Gas Tank Loose Material from DFE | 800 | 01-09-2025 | 01-09-2025 |  |  | PO-SEP-6034/DF250831-400-SEP
safety-[ | none : 2L2T safety stock | RMU | ROH | 8DF.0818.0039 | CVVC Front Plate | 10 | 10 | 0 | 6100KDP02 | BOX6-1-1-K013_SEP | inventory | 2025-10-28 | DFE-Gas Tank |  | JD01-Jeddah Central Warehouse | 2026-12-31 | 2026-12-17 | 0
safety-[ | none : 2L2T safety stock | RMU | ROH | 8DF.0818.0067 | CVVC Install the Stiffener in One Piece | 10 | 10 | 0 | 6100KDP02 | BOX6-1-1-K013_SEP | inventory | 2025-10-28 | DFE-Gas Tank |  | JD01-Jeddah Central Warehouse | 2026-12-31 | 2026-12-17 | 0
safety-[ | none : 2L2T safety stock | RMU | ROH | 8DF.0818.0040 | CVVC Rear Plate | 10 | 10 | 0 | 6100KDP02 | BOX6-1-1-K013_SEP | inventory | 2025-10-28 | DFE-Gas Tank |  | JD01-Jeddah Central Warehouse | 2026-12-31 | 2026-12-17 | 0
safety-[ | none : 2L2T safety stock | RMU | ROH | 8DF-217-0004 | Cable door guide sleeve | 240 | 240 | 0 | 6100K013 | 1-1-1-1 | consumption | 2025-09-24 | SEP |  | JD01-Jeddah Central Warehouse | 2026-12-31 | 2026-12-17 | 0 | [5 empty] | Work in Process Material Issue | 7564950
safety-[ | none : 2L2T safety stock | RMU | ROH | 8DF.0818.1093 | Cable room insulation board 1 | 240 | 240 | 0 | 6100K013 | 1-1-1-1 | consumption | 2025-09-24 | DFE-Consumables |  | JD01-Jeddah Central Warehouse | 2026-12-31 | 2026-12-17 | 0 | [5 empty] | Work in Process Material Issue | 7564946
safety-[ | none : 2L2T safety stock | RMU | ROH | DF240603045 | Charge indicator (DXN-T-FD/17.5) | 120 | 120 | 0 | 6100K013 | 1-1-1-1 | consumption | 2025-10-26 | DFE-Consumables |  | JD01-Jeddah Central Warehouse | 2026-12-31 | 2026-12-17 | 0 | [5 empty] | Work in Process Material Issue | 8335162
safety-[ | none : 2L2T safety stock | RMU | ROH | 8DF.0818.1049 | Circuit Breaker Indicator | 20 | 20 | 0 | 6100KDP02 | PO-SEP-6034-[26] | GR_in_process | 2025-11-30 | DFE-Gas Tank |  | JD01-Jeddah Central Warehouse | 2026-12-31 | 2026-12-17 | 0 | Dongfang Electronics International Engineering Co. Ltd | 6100KDP02 // 2L1T SRMU Gas Tank Loose Material from DFE | 400 | 01-09-2025 | 01-09-2025 |  |  | PO-SEP-6034/DF250831-400-SEP
safety-[ | none : 2L2T safety stock | RMU | ROH | 5DF.0815.0201 | Circuit Breaker Mechanism | 20 | 20 | 0 | 6100KDP02 | PO-SEP-6034-[11] | GR_in_process | 2025-11-30 | DFE-Gas Tank |  | JD01-Jeddah Central Warehouse | 2026-12-31 | 2026-12-17 | 0 | Dongfang Electronics International Engineering Co. Ltd | 6100KDP02 // 2L1T SRMU Gas Tank Loose Material from DFE | 400 | 01-09-2025 | 01-09-2025 |  |  | PO-SEP-6034/DF250831-400-SEP
safety-[ | none : 2L2T safety stock | RMU | ROH | DF240424003 | Circuit Breaker Mechanism Mechanical Interlocking | 20 | 20 | 0 | 6100KDP02 | PO-SEP-6034-[13] | GR_in_process | 2025-11-30 | DFE-Gas Tank |  | JD01-Jeddah Central Warehouse | 2026-12-31 | 2026-12-17 | 0 | Dongfang Electronics International Engineering Co. Ltd | 6100KDP02 // 2L1T SRMU Gas Tank Loose Material from DFE | 400 | 01-09-2025 | 01-09-2025 |  |  | PO-SEP-6034/DF250831-400-SEP
safety-[ | none : 2L2T safety stock | RMU | ROH | DF240424004 | Circuit Breaker Mechanism Mounting Assembly | 20 | 20 | 0 | 6100KDP02 | PO-SEP-6034-[14] | GR_in_process | 2025-11-30 | DFE-Gas Tank |  | JD01-Jeddah Central Warehouse | 2026-12-31 | 2026-12-17 | 0 | Dongfang Electronics International Engineering Co. Ltd | 6100KDP02 // 2L1T SRMU Gas Tank Loose Material from DFE | 400 | 01-09-2025 | 01-09-2025 |  |  | PO-SEP-6034/DF250831-400-SEP
safety-[ | none : 2L2T safety stock | RMU | ROH | DF241126027 | Cold pressed terminal O-shaped RV1.25-4 (RED) | 300 | 300 | 0 | 6100K013 | PLT2-1-1-K013_SEP | inventory | 2025-10-28 | DFE-LV |  | JD01-Jeddah Central Warehouse | 2026-12-31 | 2026-12-17 | 0
safety-[ | none : 2L2T safety stock | RMU | ROH | DF240612124 | Cold pressed terminal U-shaped SV1.25-4 (RED) | 3120 | 3120 | 0 | 6100K013 | 1-1-1-1 | consumption | 2025-09-18 | DFE-LV |  | JD01-Jeddah Central Warehouse | 2026-12-31 | 2026-12-17 | 0 | [5 empty] | Work in Process Material Issue | 7409014
safety-[ | none : 2L2T safety stock | RMU | ROH | DF240612127 | Cold pressed terminal plug-in type FRD1.25-156 (RED) | 120 | 120 | 0 | 6100K013 | BOX12-1-1-K013_SEP | inventory | 2025-10-28 | DFE-LV |  | JD01-Jeddah Central Warehouse | 2026-12-31 | 2026-12-17 | 0
safety-[ | none : 2L2T safety stock | RMU | ROH | DF240612128 | Cold pressed terminal plug-in type MPD1.25-156 (RED) | 120 | 120 | 0 | 6100K013 | PLT2-1-1-K013_SEP | inventory | 2025-10-28 | DFE-LV |  | JD01-Jeddah Central Warehouse | 2026-12-31 | 2026-12-17 | 0
safety-[ | none : 2L2T safety stock | RMU | ROH | DF240612126 | Cold pressed terminal strip type DBV1.25-10 (RED) | 1860 | 1860 | 0 | 6100K013 | 1-1-1-1 | consumption | 2025-09-21 | DFE-LV |  | JD01-Jeddah Central Warehouse | 2026-12-31 | 2026-12-17 | 0 | [5 empty] | Work in Process Material Issue | 7480565
safety-[ | none : 2L2T safety stock | RMU | ROH | 8DF.0815.0157 | Common Enclosure Roof Bar | 40 | 40 | 0 | 6100KDP02 | PO-SEP-6034-[86] | GR_in_process | 2025-11-30 | DFE-Gas Tank |  | JD01-Jeddah Central Warehouse | 2026-12-31 | 2026-12-17 | 0 | Dongfang Electronics International Engineering Co. Ltd | 6100KDP02 // 2L1T SRMU Gas Tank Loose Material from DFE | 1200 | 01-09-2025 | 01-09-2025 |  |  | PO-SEP-6034/DF250831-400-SEP
safety-[ | none : 2L2T safety stock | RMU | ROH | RMU000000217 | Module, Communication, 4G, Ord: IR302-LQ28, with Mushroom Antenna ¦ 208004917 ¦ China Inhand | 30 | 30 | 0 | 6100KDP02 | PO-SEP-8114-[2] | GR_in_process | 2025-11-30 | DFE-LV | Automated: Replaced 208004917 by RMU000000217. | JD01-Jeddah Central Warehouse | 2026-12-31 | 2026-12-17 | 0 | AMMARTECH Contracting & Smart Solutions | 6100KDP02 // 3L 355 Units Amar tech Scope Items | 355 | 08-10-2025 | 08-10-2025 |  |  | PO-SEP-8114/APAC-AMM2025092401
safety-[ | none : 2L2T safety stock | RMU | ROH | 8DF.0818.1292 | Copper sets | 60 | 60 | 0 | 6100K013 | 1-1-1-1 | inventory | 2025-10-28 | SEP |  | JD01-Jeddah Central Warehouse | 2026-12-31 | 2026-12-17 | 0
safety-[ | none : 2L2T safety stock | RMU | ROH | DF240603008 | Cross recessed pan head screw M6*20 | 1200 | 450 | 750 | 6100K013 | 1-1-1-1 | consumption | 2025-10-26 | SEP |  | JD01-Jeddah Central Warehouse | 2026-12-31 | 2026-12-17 | 0 | [5 empty] | Work in Process Material Issue | 8335155
safety-[ | none : 2L2T safety stock | RMU | ROH | DF240907004 | Cross recessed pan head screws M3*12 | 120 | 120 | 0 | 6100K013 | BOX12-1-1-K013_SEP | inventory | 2025-10-28 | Outer Enclosure |  | JD01-Jeddah Central Warehouse | 2026-12-31 | 2026-12-17 | 0
safety-[ | none : 2L2T safety stock | RMU | ROH | DF240103074 | M4*12 Cross recessed pan head triangular tooth self-tapping self-drilling screw galvanized | 30 | 30 | 0 | 6100K013 | R55-Q-1-K013_SEP | inventory | 2025-10-28 | Outer Enclosure |  | JD01-Jeddah Central Warehouse | 2026-12-31 | 2026-12-17 | 0
safety-[ | none : 2L2T safety stock | RMU | ROH | DF240510001 | Cross recessed self-tapping locking screw M4*12 | 1140 | 454 | 686 | 6100K013 | 1-1-1-1 | consumption | 2025-10-26 | DFE-LV |  | JD01-Jeddah Central Warehouse | 2026-12-31 | 2026-12-17 | 0 | [5 empty] | Work in Process Material Issue | 8335184
safety-[ | none : 2L2T safety stock | RMU | ROH | DF240603047 | M5 * 12 cross groove pan head triangular self tapping screw | 120 | 120 | 0 | 6100K013 | 1-1-1-1 | consumption | 2025-10-26 | Outer Enclosure |  | JD01-Jeddah Central Warehouse | 2026-12-31 | 2026-12-17 | 0 | [5 empty] | Work in Process Material Issue | 8335204
safety-[ | none : 2L2T safety stock | RMU | ROH | DF240603047 | Cross recessed self-tapping screw M5*12 | 1560 | 1560 | 0 | 6100K013 | 1-1-1-1 | consumption | 2025-10-26 | SEP |  | JD01-Jeddah Central Warehouse | 2026-12-31 | 2026-12-17 | 0 | [5 empty] | Work in Process Material Issue | 8335204
safety-[ | none : 2L2T safety stock | RMU | ROH | DF240510027 | Rail | 39 | 39 | 0 | 6100K013 | BOX12-1-1-K013_SEP | inventory | 2025-10-28 | DFE-LV |  | JD01-Jeddah Central Warehouse | 2026-12-31 | 2026-12-17 | 0
safety-[ | none : 2L2T safety stock | RMU | ROH | DF240424026 | Desiccant | 10 | 10 | 0 | 6100KDP02 | PO-SEP-6034-[66] | GR_in_process | 2025-11-30 | DFE-Gas Tank |  | JD01-Jeddah Central Warehouse | 2026-12-31 | 2026-12-17 | 0 | Dongfang Electronics International Engineering Co. Ltd | 6100KDP02 // 2L1T SRMU Gas Tank Loose Material from DFE | 400 | 01-09-2025 | 01-09-2025 |  |  | PO-SEP-6034/DF250831-400-SEP
safety-[ | none : 2L2T safety stock | RMU | ROH | DF209001750 | Dixation Hook Q235A | 30 | 30 | 0 | 6100K013 | 1-1-1-1 | consumption | 2025-09-24 | Outer Enclosure |  | JD01-Jeddah Central Warehouse | 2026-12-31 | 2026-12-17 | 0 | [5 empty] | Work in Process Material Issue | 7562537
safety-[ | none : 2L2T safety stock | RMU | ROH | DF205041101 | Door Bolt 5 Inches Stainless steel | 60 | 60 | 0 | 6100K013 | 1-1-1-1 | consumption | 2025-09-24 | Outer Enclosure |  | JD01-Jeddah Central Warehouse | 2026-12-31 | 2026-12-17 | 0 | [5 empty] | Work in Process Material Issue | 7562529
safety-[ | none : 2L2T safety stock | RMU | ROH | DF240603035 | Door lock (MS310 Hengzhu) | 60 | 60 | 0 | 6100K013 | 1-1-1-1 | consumption | 2025-10-26 | DFE-Consumables |  | JD01-Jeddah Central Warehouse | 2026-12-31 | 2026-12-17 | 0 | [5 empty] | Work in Process Material Issue | 8335192
safety-[ | none : 2L2T safety stock | RMU | ROH | 8DF.0818.1293 | Door stop guide sleeve | 60 | 60 | 0 | 6100K013 | 1-1-1-1 | consumption | 2025-11-09 | SEP |  | JD01-Jeddah Central Warehouse | 2026-12-31 | 2026-12-17 | 0 | [5 empty] | Work in Process Material Issue | 7226793
safety-[ | none : 2L2T safety stock | RMU | ROH | DF240424025 | Dust-free Paper | 200 | 200 | 0 | 6100KDP02 | PO-SEP-6034-[65] | GR_in_process | 2025-11-30 | DFE-Gas Tank |  | JD01-Jeddah Central Warehouse | 2026-12-31 | 2026-12-17 | 0 | Dongfang Electronics International Engineering Co. Ltd | 6100KDP02 // 2L1T SRMU Gas Tank Loose Material from DFE | 8000 | 01-09-2025 | 01-09-2025 |  |  | PO-SEP-6034/DF250831-400-SEP
safety-[ | none : 2L2T safety stock | RMU | ROH | DF240612005 | Wrapped mesh (black) φ30 | 21 | 21 | 0 | 6100K013 | 1-1-1-1 | consumption | 2025-09-15 | DFE-LV |  | JD01-Jeddah Central Warehouse | 2026-12-31 | 2026-12-17 | 0 | [5 empty] | Work in Process Material Issue | 7323467
safety-[ | none : 2L2T safety stock | RMU | ROH | DF240510006 | External hexagonal flange triangular thread self-tapping locking screw M6*12 | 990 | 990 | 0 | 6100K013 | 1-1-1-1 | consumption | 2025-10-26 | SEP |  | JD01-Jeddah Central Warehouse | 2026-12-31 | 2026-12-17 | 0 | [5 empty] | Work in Process Material Issue | 8335173
safety-[ | none : 2L2T safety stock | RMU | ROH | DF240510006 | External hexagonal flange triangular thread self-tapping locking screws M6*12 | 1080 | 1080 | 0 | 6100K013 | 1-1-1-1 | consumption | 2025-10-26 | Outer Enclosure |  | JD01-Jeddah Central Warehouse | 2026-12-31 | 2026-12-17 | 0 | [5 empty] | Work in Process Material Issue | 8335173
safety-[ | none : 2L2T safety stock | RMU | ROH | DF240510006 | External hexagonal flange triangular thread self-tapping locking screw M6*12 | 1140 | 1140 | 0 | 6100K013 | 1-1-1-1 | consumption | 2025-10-26 | DFE-LV |  | JD01-Jeddah Central Warehouse | 2026-12-31 | 2026-12-17 | 0 | [5 empty] | Work in Process Material Issue | 8335173
safety-[ | none : 2L2T safety stock | RMU | ROH | DF241126019 | 1.0 White Wire Gauge Tube 1.0mm² | 15 | 15 | 0 | 6100K013 | R19-S-1-K013_SEP | inventory | 2025-10-28 | DFE-LV |  | JD01-Jeddah Central Warehouse | 2026-12-31 | 2026-12-17 | 0
safety-[ | none : 2L2T safety stock | RMU | ROH | DF241126023 | 1.5 Red Wire Gauge Tube 1.5mm² | 6 | 6 | 0 | 6100K013 | R20-B-1-K013_SEP | inventory | 2025-10-28 | DFE-LV |  | JD01-Jeddah Central Warehouse | 2026-12-31 | 2026-12-17 | 0
safety-[ | none : 2L2T safety stock | RMU | ROH | DF241126020 | 1.5 White Wire Gauge Tube 1.5mm² | 435 | 388 | 47 | 6100K013 | 1-1-1-1 | consumption | 2025-09-18 | DFE-LV |  | JD01-Jeddah Central Warehouse | 2026-12-31 | 2026-12-17 | 0 | [5 empty] | Work in Process Material Issue | 7402119
safety-[ | none : 2L2T safety stock | RMU | ROH | DF241126020 | 1.5 White Wire Gauge Tube 1.5mm² | 47 | 47 | 0 | 6100KDP02 | PO-SEP-6055-[127] | GR_in_process | 2025-11-10 | DFE-LV |  | JD01-Jeddah Central Warehouse | 2026-12-31 | 2026-12-17 | 0 | Dongfang Electronics International Engineering Co. Ltd | 6100KDP02 // 2L2T SRMU LV Compartment Purchase Parts from DFE for 30 Units | 480 | 20-08-2025 | 20-08-2025 |  |  | PO-6055/DF250813-30-SEP Xiamen
safety-[ | none : 2L2T safety stock | RMU | ROH | DF241126024 | 2.5 Red Wire Gauge Tube 2.5mm² | 33 | 33 | 0 | 6100K013 | 1-1-1-1 | consumption | 2025-09-18 | DFE-LV |  | JD01-Jeddah Central Warehouse | 2026-12-31 | 2026-12-17 | 0 | [5 empty] | Work in Process Material Issue | 7402123
safety-[ | none : 2L2T safety stock | RMU | ROH | DF241126021 | 2.5 White Wire Gauge Tube 2.5mm² | 52.5 | 52.5 | 0 | 6100K013 | 1-1-1-1 | inventory | 2025-10-28 | DFE-LV |  | JD01-Jeddah Central Warehouse | 2026-12-31 | 2026-12-17 | 0
safety-[ | none : 2L2T safety stock | RMU | ROH | DF241126022 | 4.0 White Wire Gauge Tube 4.0mm² | 82.5 | 82.5 | 0 | 6100KDP02 | PO-SEP-6055-[130] | GR_in_process | 2025-11-10 | DFE-LV |  | JD01-Jeddah Central Warehouse | 2026-12-31 | 2026-12-17 | 0 | Dongfang Electronics International Engineering Co. Ltd | 6100KDP02 // 2L2T SRMU LV Compartment Purchase Parts from DFE for 30 Units | 76800 | 20-08-2025 | 20-08-2025 |  |  | PO-6055/DF250813-30-SEP Xiamen
safety-[ | none : 2L2T safety stock | RMU | ROH | 8DF-128-0009 | Fixed clamp | 30 | 13 | 17 | 6100K013 | 1-1-1-1 | consumption | 2025-09-24 | Outer Enclosure |  | JD01-Jeddah Central Warehouse | 2026-12-31 | 2026-12-17 | 0 | [5 empty] | Work in Process Material Issue | 7562541
safety-[ | none : 2L2T safety stock | RMU | ROH | 8DF-128-0009 | Fixed clamp | 17 | 17 | 0 | 6100K013 | 1-1-1-1 | consumption | 2025-09-25 | Outer Enclosure |  | JD01-Jeddah Central Warehouse | 2026-12-31 | 2026-12-17 | 0 | [5 empty] | Work in Process Material Issue | 7581674
safety-[ | none : 2L2T safety stock | RMU | ROH | 205036416 | Flat Washer φ4 | 660 | 660 | 0 | 6100K013 | 1-1-1-1 | consumption | 2025-10-26 | DFE-LV |  | JD01-Jeddah Central Warehouse | 2026-12-31 | 2026-12-17 | 0 | [5 empty] | Work in Process Material Issue | 8335164
safety-[ | none : 2L2T safety stock | RMU | ROH | 211001962 | Flat Washer φ6 | 420 | 420 | 0 | 6100K015 | 1-1-1-1 | consumption | 2025-09-25 | DFE-LV |  | JD01-Jeddah Central Warehouse | 2026-12-31 | 2026-12-17 | 0 | [5 empty] | Work in Process Material Issue | 7592480
safety-[ | none : 2L2T safety stock | RMU | ROH | 211001962 | φ6 Flap pad Stainless steel | 1080 | 141 | 939 | 6100K015 | 1-1-1-1 | consumption | 2025-09-25 | Outer Enclosure |  | JD01-Jeddah Central Warehouse | 2026-12-31 | 2026-12-17 | 0 | [5 empty] | Work in Process Material Issue | 7592480
safety-[ | none : 2L2T safety stock | RMU | ROH | 211001962 | φ6 Flap pad Stainless steel | 939 | 939 | 0 | 6100K013 | 1-1-1-1 | consumption | 2025-10-26 | Outer Enclosure |  | JD01-Jeddah Central Warehouse | 2026-12-31 | 2026-12-17 | 0 | [5 empty] | Work in Process Material Issue | 8335227
safety-[ | none : 2L2T safety stock | RMU | ROH | 211001962 | Flat Washer φ6 | 1680 | 1680 | 0 | 6100K013 | 1-1-1-1 | consumption | 2025-10-26 | SEP |  | JD01-Jeddah Central Warehouse | 2026-12-31 | 2026-12-17 | 0 | [5 empty] | Work in Process Material Issue | 8335227
safety-[ | none : 2L2T safety stock | RMU | ROH | 205041921 | Flat Washer φ8 | 360 | 360 | 0 | 6100KDP02 | PO-SEP-6034-[46] | GR_in_process | 2025-11-30 | SEP |  | JD01-Jeddah Central Warehouse | 2026-12-31 | 2026-12-17 | 0 | Dongfang Electronics International Engineering Co. Ltd | 6100KDP02 // 2L1T SRMU Gas Tank Loose Material from DFE | 27600 | 01-09-2025 | 01-09-2025 |  |  | PO-SEP-6034/DF250831-400-SEP
safety-[ | none : 2L2T safety stock | RMU | ROH | 205041921 | Flat Washer φ8 | 920 | 920 | 0 | 6100KDP02 | PO-SEP-6034-[46] | GR_in_process | 2025-11-30 | DFE-Gas Tank |  | JD01-Jeddah Central Warehouse | 2026-12-31 | 2026-12-17 | 0 | Dongfang Electronics International Engineering Co. Ltd | 6100KDP02 // 2L1T SRMU Gas Tank Loose Material from DFE | 27600 | 01-09-2025 | 01-09-2025 |  |  | PO-SEP-6034/DF250831-400-SEP
safety-[ | none : 2L2T safety stock | RMU | ROH | DF240907005 | Flat Washers φ3 | 120 | 120 | 0 | 6100K006 | 1-1-1-1 | consumption | 2025-10-25 | Outer Enclosure |  | JD01-Jeddah Central Warehouse | 2026-12-31 | 2026-12-17 | 0 | [5 empty] | Work in Process Material Issue | 8296718
safety-[ | none : 2L2T safety stock | RMU | ROH | DF240907005 | Flat Washer φ3 | 300 | 300 | 0 | 6100K006 | 1-1-1-1 | consumption | 2025-10-25 | DFE-LV |  | JD01-Jeddah Central Warehouse | 2026-12-31 | 2026-12-17 | 0 | [5 empty] | Work in Process Material Issue | 8296718
safety-[ | none : 2L2T safety stock | RMU | ROH | 205004178 | ø10 Flat pad Stainless steel | 30 | 30 | 0 | 6100K013 | 1-1-1-1 | inventory | 2025-10-28 | Outer Enclosure |  | JD01-Jeddah Central Warehouse | 2026-12-31 | 2026-12-17 | 0
safety-[ | none : 2L2T safety stock | RMU | ROH | DF240603022 | Flat Washer φ10 | 1740 | 1740 | 0 | 6100K013 | 1-1-1-1 | consumption | 2025-10-26 | SEP |  | JD01-Jeddah Central Warehouse | 2026-12-31 | 2026-12-17 | 0 | [5 empty] | Work in Process Material Issue | 8335198
safety-[ | none : 2L2T safety stock | RMU | ROH | DF240603012 | Flat Washer φ12 | 60 | 60 | 0 | 6100K013 | 1-1-1-1 | consumption | 2025-09-25 | SEP |  | JD01-Jeddah Central Warehouse | 2026-12-31 | 2026-12-17 | 0 | [5 empty] | Work in Process Material Issue | 7587874
safety-[ | none : 2L2T safety stock | RMU | ROH | DF240603005 | Cross groove countersunk head screw M3*6 | 1680 | 1680 | 0 | 6100K013 | 1-1-1-1 | consumption | 2025-10-26 | SEP |  | JD01-Jeddah Central Warehouse | 2026-12-31 | 2026-12-17 | 0 | [5 empty] | Work in Process Material Issue | 8335154
safety-[ | none : 2L2T safety stock | RMU | ROH | 8DF.0818.0009 | Front Reinforcing Rib | 20 | 20 | 0 | 6100KDP02 | PO-SEP-6034-[76] | GR_in_process | 2025-11-30 | DFE-Gas Tank |  | JD01-Jeddah Central Warehouse | 2026-12-31 | 2026-12-17 | 0 | Dongfang Electronics International Engineering Co. Ltd | 6100KDP02 // 2L1T SRMU Gas Tank Loose Material from DFE | 1600 | 01-09-2025 | 01-09-2025 |  |  | PO-SEP-6034/DF250831-400-SEP
safety-[ | none : 2L2T safety stock | RMU | ROH | 8DF.0815.0102 | Front Reinforcing Rib 2 | 20 | 20 | 0 | 6100K013 | BOX42-1-1-K013_SEP | inventory | 2025-10-28 | DFE-Gas Tank |  | JD01-Jeddah Central Warehouse | 2026-12-31 | 2026-12-17 | 0
safety-[ | none : 2L2T safety stock | RMU | ROH | DF240612001 | Grounding wire (yellow green) BVR-2.5mm² | 930 | 930 | 0 | 6100K013 | 1-1-1-1 | consumption | 2025-09-18 | DFE-LV |  | JD01-Jeddah Central Warehouse | 2026-12-31 | 2026-12-17 | 0 | [5 empty] | Work in Process Material Issue | 7408980
safety-[ | none : 2L2T safety stock | RMU | HALB | 8DF.0818.0008A | Gas Tank Ground Bar A | 10 | 10 | 0 | 6100KDP02 | PO-SEP-6034-[24] | GR_in_process | 2025-11-30 | DFE-Gas Tank |  | JD01-Jeddah Central Warehouse | 2026-12-31 | 2026-12-17 | 0 | Dongfang Electronics International Engineering Co. Ltd | 6100KDP02 // 2L1T SRMU Gas Tank Loose Material from DFE | 800 | 01-09-2025 | 01-09-2025 |  |  | PO-SEP-6034/DF250831-400-SEP
safety-[ | none : 2L2T safety stock | RMU | HALB | 8DF.0818.0008B | Gas Tank Ground Bar B | 20 | 20 | 0 | 6100KDP02 | PO-SEP-6034-[25] | GR_in_process | 2025-11-30 | DFE-Gas Tank |  | JD01-Jeddah Central Warehouse | 2026-12-31 | 2026-12-17 | 0 | Dongfang Electronics International Engineering Co. Ltd | 6100KDP02 // 2L1T SRMU Gas Tank Loose Material from DFE | 800 | 01-09-2025 | 01-09-2025 |  |  | PO-SEP-6034/DF250831-400-SEP
safety-[ | none : 2L2T safety stock | RMU | ROH | DF240603037 | Gland M30*1.5 | 180 | 180 | 0 | 6100K013 | 1-1-1-1 | consumption | 2025-10-26 | SEP |  | JD01-Jeddah Central Warehouse | 2026-12-31 | 2026-12-17 | 0 | [5 empty] | Work in Process Material Issue | 8335202
safety-[ | none : 2L2T safety stock | RMU | ROH | DF240603038 | Gland M40*1.5 | 180 | 180 | 0 | 6100K013 | 1-1-1-1 | consumption | 2025-09-24 | SEP |  | JD01-Jeddah Central Warehouse | 2026-12-31 | 2026-12-17 | 0 | [5 empty] | Work in Process Material Issue | 7564914
safety-[ | none : 2L2T safety stock | RMU | ROH | 8DF.0816.1200 | Grounding identification 1 φ12 | 30 | 30 | 0 | 6100K013 | 1-1-1-1 | consumption | 2025-10-26 | DFE-Consumables |  | JD01-Jeddah Central Warehouse | 2026-12-31 | 2026-12-17 | 0 | [5 empty] | Work in Process Material Issue | 8335182
safety-[ | none : 2L2T safety stock | RMU | HALB | 8DF.0815.0132 | Grounding Bar 1 | 20 | 20 | 0 | 6100KDP02 | PO-SEP-6034-[5] | GR_in_process | 2025-11-30 | DFE-Gas Tank |  | JD01-Jeddah Central Warehouse | 2026-12-31 | 2026-12-17 | 0 | Dongfang Electronics International Engineering Co. Ltd | 6100KDP02 // 2L1T SRMU Gas Tank Loose Material from DFE | 800 | 01-09-2025 | 01-09-2025 |  |  | PO-SEP-6034/DF250831-400-SEP
safety-[ | none : 2L2T safety stock | RMU | ROH | DF240610001 | Grounding box twist lock (38*27) | 60 | 60 | 0 | 6100K013 | 1-1-1-1 | consumption | 2025-09-24 | DFE-Consumables |  | JD01-Jeddah Central Warehouse | 2026-12-31 | 2026-12-17 | 0 | [5 empty] | Work in Process Material Issue | 7564872
safety-[ | none : 2L2T safety stock | RMU | ROH | 8DF.0816.1201 | Grounding identification 2 φ10 | 30 | 30 | 0 | 6100K013 | 1-1-1-1 | consumption | 2025-09-21 | DFE-Gas Tank |  | JD01-Jeddah Central Warehouse | 2026-12-31 | 2026-12-17 | 0 | [5 empty] | Work in Process Material Issue | 7452557
safety-[ | none : 2L2T safety stock | RMU | ROH | 8DF.0816.1201 | Grounding identification 2 φ10 | 120 | 120 | 0 | 6100K013 | 1-1-1-1 | consumption | 2025-09-21 | DFE-Consumables |  | JD01-Jeddah Central Warehouse | 2026-12-31 | 2026-12-17 | 0 | [5 empty] | Work in Process Material Issue | 7452557
safety-[ | none : 2L2T safety stock | RMU | ROH | 8DF.0816.1202 | Grounding identification 3 φ6 | 60 | 60 | 0 | 6100K013 | 1-1-1-1 | consumption | 2025-09-18 | DFE-Consumables |  | JD01-Jeddah Central Warehouse | 2026-12-31 | 2026-12-17 | 0 | [5 empty] | Work in Process Material Issue | 7399307
safety-[ | none : 2L2T safety stock | RMU | ROH | 8DF.0816.1202 | Grounding identification 3 φ6 | 90 | 90 | 0 | 6100K013 | 1-1-1-1 | consumption | 2025-09-18 | DFE-LV |  | JD01-Jeddah Central Warehouse | 2026-12-31 | 2026-12-17 | 0 | [5 empty] | Work in Process Material Issue | 7399307
safety-[ | none : 2L2T safety stock | RMU | ROH | DF241124001 | Grub Screw M6*16 | 240 | 240 | 0 | 6100K013 | 1-1-1-1 | consumption | 2025-09-18 | SEP |  | JD01-Jeddah Central Warehouse | 2026-12-31 | 2026-12-17 | 0 | [5 empty] | Work in Process Material Issue | 7406385
safety-[ | none : 2L2T safety stock | RMU |  | DF241124001 | Grub Screw M6*16 | 240 | 240 | 0 | 6100K013 | 1-1-1-1 | consumption | 2025-09-18 | SEP |  | JD01-Jeddah Central Warehouse | 2026-12-31 | 2026-12-17 | 0 | [5 empty] | Work in Process Material Issue | 7406385
safety-[ | none : 2L2T safety stock | RMU | ROH | DF240603015 | Hexagonal thin nut M3*1.65 | 1680 | 1680 | 0 | 6100K013 | 1-1-1-1 | consumption | 2025-10-26 | SEP |  | JD01-Jeddah Central Warehouse | 2026-12-31 | 2026-12-17 | 0 | [5 empty] | Work in Process Material Issue | 8335156
safety-[ | none : 2L2T safety stock | RMU | ROH | DF240424009 | Hexagonal half round head combination screw M6 * 25 | 720 | 720 | 0 | 6100KDP02 | PO-SEP-6034-[43] | GR_in_process | 2025-11-30 | DFE-Gas Tank |  | JD01-Jeddah Central Warehouse | 2026-12-31 | 2026-12-17 | 0 | Dongfang Electronics International Engineering Co. Ltd | 6100KDP02 // 2L1T SRMU Gas Tank Loose Material from DFE | 21600 | 01-09-2025 | 01-09-2025 |  |  | PO-SEP-6034/DF250831-400-SEP
safety-[ | none : 2L2T safety stock | RMU | ROH | DF241123002 | Half round head hexagon socket bolt M6*40 | 240 | 240 | 0 | 6100K013 | 1-1-1-1 | consumption | 2025-10-26 | SEP |  | JD01-Jeddah Central Warehouse | 2026-12-31 | 2026-12-17 | 0 | [5 empty] | Work in Process Material Issue | 8335214
safety-[ | none : 2L2T safety stock | RMU | ROH | DF240424016 | Hexagon Socket Head Cap Screw M10*30 | 60 | 60 | 0 | 6100KDP02 | PO-SEP-6034-[54] | GR_in_process | 2025-11-30 | DFE-Gas Tank |  | JD01-Jeddah Central Warehouse | 2026-12-31 | 2026-12-17 | 0 | Dongfang Electronics International Engineering Co. Ltd | 6100KDP02 // 2L1T SRMU Gas Tank Loose Material from DFE | 2400 | 01-09-2025 | 01-09-2025 |  |  | PO-SEP-6034/DF250831-400-SEP
safety-[ | none : 2L2T safety stock | RMU | ROH | DF240603018 | Hex Bolt M10*110 | 240 | 110 | 130 | 6100K013 | 1-1-1-1 | consumption | 2025-09-24 | SEP |  | JD01-Jeddah Central Warehouse | 2026-12-31 | 2026-12-17 | 0 | [5 empty] | Work in Process Material Issue | 7564901
safety-[ | none : 2L2T safety stock | RMU | ROH | DF240603018 | Hex Bolt M10*110 | 130 | 130 | 0 | 6100K013 | 1-1-1-1 | consumption | 2025-09-25 | SEP |  | JD01-Jeddah Central Warehouse | 2026-12-31 | 2026-12-17 | 0 | [5 empty] | Work in Process Material Issue | 7587881
safety-[ | none : 2L2T safety stock | RMU | ROH | DF240603020 | Hex Bolt M10*35 | 870 | 870 | 0 | 6100K013 | 1-1-1-1 | consumption | 2025-10-26 | SEP |  | JD01-Jeddah Central Warehouse | 2026-12-31 | 2026-12-17 | 0 | [5 empty] | Work in Process Material Issue | 8335195
safety-[ | none : 2L2T safety stock | RMU | ROH | DF240603017 | Hex Bolt M10*80 | 120 | 16 | 104 | 6100K013 | 1-1-1-1 | consumption | 2025-09-24 | SEP |  | JD01-Jeddah Central Warehouse | 2026-12-31 | 2026-12-17 | 0 | [5 empty] | Work in Process Material Issue | 7564900
safety-[ | none : 2L2T safety stock | RMU | ROH | DF240603017 | Hex Bolt M10*80 | 104 | 104 | 0 | 6100K013 | 1-1-1-1 | consumption | 2025-09-25 | SEP |  | JD01-Jeddah Central Warehouse | 2026-12-31 | 2026-12-17 | 0 | [5 empty] | Work in Process Material Issue | 7587880
safety-[ | none : 2L2T safety stock | RMU | ROH | DF240603009 | Hex Bolt M12*30 | 30 | 30 | 0 | 6100K013 | 1-1-1-1 | consumption | 2025-10-26 | SEP |  | JD01-Jeddah Central Warehouse | 2026-12-31 | 2026-12-17 | 0 | [5 empty] | Work in Process Material Issue | 8335186
safety-[ | none : 2L2T safety stock | RMU | ROH | DF240603016 | Hex Bolt M8*20 | 210 | 210 | 0 | 6100K013 | 1-1-1-1 | consumption | 2025-10-26 | SEP |  | JD01-Jeddah Central Warehouse | 2026-12-31 | 2026-12-17 | 0 | [5 empty] | Work in Process Material Issue | 8335157
safety-[ | none : 2L2T safety stock | RMU | ROH | DF241128002 | Hex Nut M4 | 60 | 8 | 52 | 6100K008 | R58-A-1-K12B_SEP | consumption | 2025-10-18 | DFE-LV |  | JD01-Jeddah Central Warehouse | 2026-12-31 | 2026-12-17 | 0 | [5 empty] | Work in Process Pick | 8161222
safety-[ | none : 2L2T safety stock | RMU | ROH | DF241128002 | Hex Nut M4 | 52 | 52 | 0 | 6100K013 | 1-1-1-1 | consumption | 2025-09-25 | DFE-LV |  | JD01-Jeddah Central Warehouse | 2026-12-31 | 2026-12-17 | 0 | [5 empty] | Work in Process Material Issue | 7587908
safety-[ | none : 2L2T safety stock | RMU | ROH | 205042585 | Hex Nut M8 | 900 | 900 | 0 | 6100KDP02 | PO-SEP-6034-[48] | GR_in_process | 2025-11-30 | SEP |  | JD01-Jeddah Central Warehouse | 2026-12-31 | 2026-12-17 | 0 | Dongfang Electronics International Engineering Co. Ltd | 6100KDP02 // 2L1T SRMU Gas Tank Loose Material from DFE | 29200 | 01-09-2025 | 01-09-2025 |  |  | PO-SEP-6034/DF250831-400-SEP
safety-[ | none : 2L2T safety stock | RMU | ROH | 205042585 | Hex Nut M8 | 970 | 970 | 0 | 6100KDP02 | PO-SEP-6034-[48] | GR_in_process | 2025-11-30 | DFE-Gas Tank |  | JD01-Jeddah Central Warehouse | 2026-12-31 | 2026-12-17 | 0 | Dongfang Electronics International Engineering Co. Ltd | 6100KDP02 // 2L1T SRMU Gas Tank Loose Material from DFE | 29200 | 01-09-2025 | 01-09-2025 |  |  | PO-SEP-6034/DF250831-400-SEP
safety-[ | none : 2L2T safety stock | RMU | ROH | DF240603023 | Hex Nut M10 | 870 | 870 | 0 | 6100K013 | 1-1-1-1 | consumption | 2025-10-26 | SEP |  | JD01-Jeddah Central Warehouse | 2026-12-31 | 2026-12-17 | 0 | [5 empty] | Work in Process Material Issue | 8335199
safety-[ | none : 2L2T safety stock | RMU | ROH | DF240603014 | Hex Nut M12 | 30 | 30 | 0 | 6100K013 | 1-1-1-1 | consumption | 2025-10-26 | SEP |  | JD01-Jeddah Central Warehouse | 2026-12-31 | 2026-12-17 | 0 | [5 empty] | Work in Process Material Issue | 8335190
safety-[ | none : 2L2T safety stock | RMU | ROH | DF240424012 | Hexagon Socket Countersunk Head Screw M8*25 | 210 | 210 | 0 | 6100KDP02 | PO-SEP-6034-[50] | GR_in_process | 2025-11-30 | DFE-Gas Tank |  | JD01-Jeddah Central Warehouse | 2026-12-31 | 2026-12-17 | 0 | Dongfang Electronics International Engineering Co. Ltd | 6100KDP02 // 2L1T SRMU Gas Tank Loose Material from DFE | 6400 | 01-09-2025 | 01-09-2025 |  |  | PO-SEP-6034/DF250831-400-SEP
safety-[ | none : 2L2T safety stock | RMU | ROH | DF240424018 | Hexagon Socket Head Cap Screw M10*35 | 180 | 180 | 0 | 6100KDP02 | PO-SEP-6034-[59] | GR_in_process | 2025-11-30 | DFE-Gas Tank |  | JD01-Jeddah Central Warehouse | 2026-12-31 | 2026-12-17 | 0 | Dongfang Electronics International Engineering Co. Ltd | 6100KDP02 // 2L1T SRMU Gas Tank Loose Material from DFE | 4800 | 01-09-2025 | 01-09-2025 |  |  | PO-SEP-6034/DF250831-400-SEP
safety-[ | none : 2L2T safety stock | RMU | ROH | DF240424013 | Hexagon Socket Head Cap Screw M12*35 | 120 | 120 | 0 | 6100KDP02 | PO-SEP-6034-[51] | GR_in_process | 2025-11-30 | DFE-Gas Tank |  | JD01-Jeddah Central Warehouse | 2026-12-31 | 2026-12-17 | 0 | Dongfang Electronics International Engineering Co. Ltd | 6100KDP02 // 2L1T SRMU Gas Tank Loose Material from DFE | 3600 | 01-09-2025 | 01-09-2025 |  |  | PO-SEP-6034/DF250831-400-SEP
safety-[ | none : 2L2T safety stock | RMU | ROH | DF240603010 | Half round head hexagon combination screw M6 * 12 | 360 | 360 | 0 | 6100K013 | 1-1-1-1 | consumption | 2025-10-26 | SEP |  | JD01-Jeddah Central Warehouse | 2026-12-31 | 2026-12-17 | 0 | [5 empty] | Work in Process Material Issue | 8335187
safety-[ | none : 2L2T safety stock | RMU | ROH | DF240603019 | Hexagonal Flange Triangular Thread Self-Tapping Screw M6*16 | 780 | 595 | 185 | 6100K013 | 1-1-1-1 | consumption | 2025-09-24 | SEP |  | JD01-Jeddah Central Warehouse | 2026-12-31 | 2026-12-17 | 0 | [5 empty] | Work in Process Material Issue | 7564902
safety-[ | none : 2L2T safety stock | RMU | ROH | DF240603019 | Hexagonal Flange Triangular Thread Self-Tapping Screw M6*16 | 185 | 185 | 0 | 6100K013 | 1-1-1-1 | consumption | 2025-09-25 | SEP |  | JD01-Jeddah Central Warehouse | 2026-12-31 | 2026-12-17 | 0 | [5 empty] | Work in Process Material Issue | 7587882
safety-[ | none : 2L2T safety stock | RMU | ROH | DF240603036 | Hinge (F45) | 120 | 120 | 0 | 6100K013 | 1-1-1-1 | consumption | 2025-10-26 | DFE-Consumables |  | JD01-Jeddah Central Warehouse | 2026-12-31 | 2026-12-17 | 0 | [5 empty] | Work in Process Material Issue | 8335191
safety-[ | none : 2L2T safety stock | RMU | ROH | DF250310001 | Hinge CL209-1 Stainless Steel | 150 | 150 | 0 | 6100K013 | 1-1-1-1 | consumption | 2025-09-24 | Outer Enclosure |  | JD01-Jeddah Central Warehouse | 2026-12-31 | 2026-12-17 | 0 | [5 empty] | Work in Process Material Issue | 7562540
safety-[ | none : 2L2T safety stock | RMU | ROH | DF250319001 | Hydraulic Rod 1500N;L=450 | 60 | 60 | 0 | 6100K013 | 1-1-1-1 | consumption | 2025-09-25 | Outer Enclosure |  | JD01-Jeddah Central Warehouse | 2026-12-31 | 2026-12-17 | 0 | [5 empty] | Work in Process Material Issue | 7581675
safety-[ | none : 2L2T safety stock | RMU | ROH | 8DF.LS01.0066 | Isolation Indicator | 40 | 40 | 0 | 6100KDP02 | PO-SEP-6034-[27] | GR_in_process | 2025-11-30 | DFE-Gas Tank |  | JD01-Jeddah Central Warehouse | 2026-12-31 | 2026-12-17 | 0 | Dongfang Electronics International Engineering Co. Ltd | 6100KDP02 // 2L1T SRMU Gas Tank Loose Material from DFE | 1200 | 01-09-2025 | 01-09-2025 |  |  | PO-SEP-6034/DF250831-400-SEP
safety-[ | none : 2L2T safety stock | RMU | ROH | 5DF.0815.0203 | Isolation Switch Mechanism | 20 | 20 | 0 | 6100KDP02 | PO-SEP-6034-[19] | GR_in_process | 2025-11-30 | DFE-Gas Tank |  | JD01-Jeddah Central Warehouse | 2026-12-31 | 2026-12-17 | 0 | Dongfang Electronics International Engineering Co. Ltd | 6100KDP02 // 2L1T SRMU Gas Tank Loose Material from DFE | 400 | 01-09-2025 | 01-09-2025 |  |  | PO-SEP-6034/DF250831-400-SEP
safety-[ | none : 2L2T safety stock | RMU | ROH | DF240424007 | Isolation Switch Mechanism Mechanical Interlocking | 20 | 20 | 0 | 6100KDP02 | PO-SEP-6034-[20] | GR_in_process | 2025-11-30 | DFE-Gas Tank |  | JD01-Jeddah Central Warehouse | 2026-12-31 | 2026-12-17 | 0 | Dongfang Electronics International Engineering Co. Ltd | 6100KDP02 // 2L1T SRMU Gas Tank Loose Material from DFE | 400 | 01-09-2025 | 01-09-2025 |  |  | PO-SEP-6034/DF250831-400-SEP
safety-[ | none : 2L2T safety stock | RMU | ROH | DF211001965 | Large flat washer φ8-24 | 50 | 50 | 0 | 6100K013 | 1-1-1-1 | consumption | 2025-09-21 | DFE-Gas Tank |  | JD01-Jeddah Central Warehouse | 2026-12-31 | 2026-12-17 | 0 | [5 empty] | Work in Process Material Issue | 7476743
safety-[ | none : 2L2T safety stock | RMU | ROH | DF211001965 | Large flat washer φ8-24 | 1170 | 1170 | 0 | 6100K013 | 1-1-1-1 | consumption | 2025-09-21 | SEP |  | JD01-Jeddah Central Warehouse | 2026-12-31 | 2026-12-17 | 0 | [5 empty] | Work in Process Material Issue | 7476743
safety-[ | none : 2L2T safety stock | RMU | ROH | DF240603013 | Large flat washer φ8-24 | 60 | 60 | 0 | 6100K013 | 1-1-1-1 | consumption | 2025-10-26 | Outer Enclosure |  | JD01-Jeddah Central Warehouse | 2026-12-31 | 2026-12-17 | 0 | [5 empty] | Work in Process Material Issue | 8335189
safety-[ | none : 2L2T safety stock | RMU | ROH | DF240603013 | Large flat washer φ8-24 | 330 | 330 | 0 | 6100K013 | 1-1-1-1 | consumption | 2025-10-26 | SEP |  | JD01-Jeddah Central Warehouse | 2026-12-31 | 2026-12-17 | 0 | [5 empty] | Work in Process Material Issue | 8335189
safety-[ | none : 2L2T safety stock | RMU | ROH | 8DF.0818.1052 | Left and right door hooks | 240 | 240 | 0 | 6100K013 | 1-1-1-1 | consumption | 2025-09-24 | SEP |  | JD01-Jeddah Central Warehouse | 2026-12-31 | 2026-12-17 | 0 | [5 empty] | Work in Process Material Issue | 7564947
safety-[ | none : 2L2T safety stock | RMU | ROH | 8DF.0816.2651 | Lifting Lug | 20 | 20 | 0 | 6100KDP02 | PO-SEP-6034-[84] | GR_in_process | 2025-11-30 | DFE-Gas Tank |  | JD01-Jeddah Central Warehouse | 2026-12-31 | 2026-12-17 | 0 | Dongfang Electronics International Engineering Co. Ltd | 6100KDP02 // 2L1T SRMU Gas Tank Loose Material from DFE | 800 | 01-09-2025 | 01-09-2025 |  |  | PO-SEP-6034/DF250831-400-SEP
safety-[ | none : 2L2T safety stock | RMU | ROH | 8DF.0816.2652 | Lifting Lug Holder | 20 | 20 | 0 | 6100KDP02 | PO-SEP-6034-[83] | GR_in_process | 2025-11-30 | DFE-Gas Tank |  | JD01-Jeddah Central Warehouse | 2026-12-31 | 2026-12-17 | 0 | Dongfang Electronics International Engineering Co. Ltd | 6100KDP02 // 2L1T SRMU Gas Tank Loose Material from DFE | 800 | 01-09-2025 | 01-09-2025 |  |  | PO-SEP-6034/DF250831-400-SEP
safety-[ | none : 2L2T safety stock | RMU | ROH | 8DF.0818.1139 | Lifting Lugs (05mm Stainless Steel-304) | 60 | 9 | 51 | 6100K013 | 1-1-1-1 | consumption | 2025-09-22 | Outer Enclosure |  | JD01-Jeddah Central Warehouse | 2026-12-31 | 2026-12-17 | 0 | [5 empty] | Work in Process Material Issue | 7513371
safety-[ | none : 2L2T safety stock | RMU | ROH | 8DF.0818.1139 | Lifting Lugs (05mm Stainless Steel-304) | 51 | 51 | 0 | 6100K013 | 1-1-1-1 | consumption | 2025-09-25 | Outer Enclosure |  | JD01-Jeddah Central Warehouse | 2026-12-31 | 2026-12-17 | 0 | [5 empty] | Work in Process Material Issue | 7591068
safety-[ | none : 2L2T safety stock | RMU | HALB | 8DF.0818.1294 | Limiter holder | 60 | 60 | 0 | 6100K013 | BOX6-1-1-K013_SEP | inventory | 2025-10-28 | SEP |  | JD01-Jeddah Central Warehouse | 2026-12-31 | 2026-12-17 | 0
safety-[ | none : 2L2T safety stock | RMU | ROH | DF240424005 | Load Switch Mechanism Mechanical Interlocking | 20 | 20 | 0 | 6100KDP02 | PO-SEP-6034-[17] | GR_in_process | 2025-11-30 | DFE-Gas Tank |  | JD01-Jeddah Central Warehouse | 2026-12-31 | 2026-12-17 | 0 | Dongfang Electronics International Engineering Co. Ltd | 6100KDP02 // 2L1T SRMU Gas Tank Loose Material from DFE | 800 | 01-09-2025 | 01-09-2025 |  |  | PO-SEP-6034/DF250831-400-SEP
safety-[ | none : 2L2T safety stock | RMU | ROH | DF240424006 | Load Switch Mechanism Mounting Assembly | 40 | 40 | 0 | 6100KDP02 | PO-SEP-6034-[18] | GR_in_process | 2025-11-30 | DFE-Gas Tank |  | JD01-Jeddah Central Warehouse | 2026-12-31 | 2026-12-17 | 0 | Dongfang Electronics International Engineering Co. Ltd | 6100KDP02 // 2L1T SRMU Gas Tank Loose Material from DFE | 1200 | 01-09-2025 | 01-09-2025 |  |  | PO-SEP-6034/DF250831-400-SEP
safety-[ | none : 2L2T safety stock | RMU | ROH | 5DF.0815.0202 | Load Switching Mechanism | 20 | 20 | 0 | 6100KDP02 | PO-SEP-6034-[15] | GR_in_process | 2025-11-30 | DFE-Gas Tank |  | JD01-Jeddah Central Warehouse | 2026-12-31 | 2026-12-17 | 0 | Dongfang Electronics International Engineering Co. Ltd | 6100KDP02 // 2L1T SRMU Gas Tank Loose Material from DFE | 800 | 01-09-2025 | 01-09-2025 |  |  | PO-SEP-6034/DF250831-400-SEP
safety-[ | none : 2L2T safety stock | RMU | ROH | 8DF.0818.1054 | Lower door hook | 120 | 120 | 0 | 6100K013 | 1-1-1-1 | consumption | 2025-09-24 | SEP |  | JD01-Jeddah Central Warehouse | 2026-12-31 | 2026-12-17 | 0 | [5 empty] | Work in Process Material Issue | 7564948
safety-[ | none : 2L2T safety stock | RMU | ROH | DF205039106 | M10 Hex nuts Stainless steel | 240 | 240 | 0 | 6100K013 | R55-Q-1-K013_SEP | inventory | 2025-10-28 | Outer Enclosure |  | JD01-Jeddah Central Warehouse | 2026-12-31 | 2026-12-17 | 0
safety-[ | none : 2L2T safety stock | RMU | ROH | 211003152 | M10*30 Hex bolts Stainless steel | 240 | 240 | 0 | 6100K013 | 1-1-1-1 | consumption | 2025-09-24 | Outer Enclosure |  | JD01-Jeddah Central Warehouse | 2026-12-31 | 2026-12-17 | 0 | [5 empty] | Work in Process Material Issue | 7562524
safety-[ | none : 2L2T safety stock | RMU | ROH | DF240110367 | M12*110 Expansion bolt hot dip galvanized | 240 | 240 | 0 | 6100K013 | 1-1-1-1 | consumption | 2025-09-24 | Outer Enclosure |  | JD01-Jeddah Central Warehouse | 2026-12-31 | 2026-12-17 | 0 | [5 empty] | Work in Process Material Issue | 7562525
safety-[ | none : 2L2T safety stock | RMU | ROH | DF240110385 | M24 Gran head nylon | 90 | 39 | 51 | 6100K013 | 1-1-1-1 | consumption | 2025-10-26 | Outer Enclosure |  | JD01-Jeddah Central Warehouse | 2026-12-31 | 2026-12-17 | 0 | [5 empty] | Work in Process Material Issue | 8329492
safety-[ | none : 2L2T safety stock | RMU | ROH | 205040951 | M4*16 Phillips countersunk head screw Stainless steel | 360 | 360 | 0 | 6100K013 | 1-1-1-1 | consumption | 2025-09-21 | Outer Enclosure |  | JD01-Jeddah Central Warehouse | 2026-12-31 | 2026-12-17 | 0 | [5 empty] | Work in Process Material Issue | 7485797
safety-[ | none : 2L2T safety stock | RMU | ROH | SEP30183 | Nut, G.I, M6 | 120 | 65 | 55 | 6030M865 | R34-A-1-MBM_ISKAN | consumption | 2025-08-30 | Outer Enclosure | Automated: Replaced 211002077 by SEP30698. Automated: Replaced SEP30698 by SEP10851. Automated: Replaced SEP10851 by SEP30183. | JD01-Jeddah Central Warehouse | 2026-12-31 | 2026-12-17 | 0 | [5 empty] | Material Issue Order_MIO | 6901202
safety-[ | none : 2L2T safety stock | RMU | ROH | SEP30183 | Nut, G.I, M6 | 55 | 55 | 0 | 6030M853 | R34-A-1-MBM_ISKAN | consumption | 2025-08-31 | Outer Enclosure | Automated: Replaced 211002077 by SEP30698. Automated: Replaced SEP30698 by SEP10851. Automated: Replaced SEP10851 by SEP30183. | JD01-Jeddah Central Warehouse | 2026-12-31 | 2026-12-17 | 0 | [5 empty] | Material Issue Order_MIO | 6907798
safety-[ | none : 2L2T safety stock | RMU | ROH | SEP30183 | Nut, G.I, M6 | 540 | 300 | 240 | 6030M853 | R34-A-1-MBM_ISKAN | consumption | 2025-08-31 | DFE-LV | Automated: Replaced 211002077 by SEP30698. Automated: Replaced SEP30698 by SEP10851. Automated: Replaced SEP10851 by SEP30183. | JD01-Jeddah Central Warehouse | 2026-12-31 | 2026-12-17 | 0 | [5 empty] | Material Issue Order_MIO | 6907798
safety-[ | none : 2L2T safety stock | RMU | ROH | 211002081 | Hex Bolt M6*12 | 900 | 900 | 0 | 6100K013 | 1-1-1-1 | inventory | 2025-10-28 | SEP |  | JD01-Jeddah Central Warehouse | 2026-12-31 | 2026-12-17 | 0
safety-[ | none : 2L2T safety stock | RMU | ROH | DF211002080 | M6*15 Blind rivet nut Stainless steel (GB/T17880.3) | 2730 | 2730 | 0 | 6100K013 | 1-1-1-1 | consumption | 2025-09-24 | Outer Enclosure |  | JD01-Jeddah Central Warehouse | 2026-12-31 | 2026-12-17 | 0 | [5 empty] | Work in Process Material Issue | 7564935
safety-[ | none : 2L2T safety stock | RMU | ROH | 205039200 | Hex Bolt M6*20 | 390 | 390 | 0 | 6100K013 | 1-1-1-1 | consumption | 2025-09-24 | DFE-LV |  | JD01-Jeddah Central Warehouse | 2026-12-31 | 2026-12-17 | 0 | [5 empty] | Work in Process Material Issue | 7562513
safety-[ | none : 2L2T safety stock | RMU | ROH | 205039200 | M6*20 Hex bolts Stainless steel | 2730 | 2730 | 0 | 6100K013 | 1-1-1-1 | consumption | 2025-09-24 | Outer Enclosure |  | JD01-Jeddah Central Warehouse | 2026-12-31 | 2026-12-17 | 0 | [5 empty] | Work in Process Material Issue | 7562513
safety-[ | none : 2L2T safety stock | RMU | ROH | DF205040952 | M6*20 Phillips countersunk head screw Stainless steel | 120 | 120 | 0 | 6100K013 | 1-1-1-1 | consumption | 2025-09-21 | Outer Enclosure |  | JD01-Jeddah Central Warehouse | 2026-12-31 | 2026-12-17 | 0 | [5 empty] | Work in Process Material Issue | 7485802
safety-[ | none : 2L2T safety stock | RMU | ROH | 205041930 | Hex Bolt M6*25 | 90 | 90 | 0 | free_stock | 1-1-1-1 | inventory | 2025-10-28 | SEP |  | JD01-Jeddah Central Warehouse | 2026-12-31 | 2026-12-17 | 0
safety-[ | none : 2L2T safety stock | RMU | ROH | 205042589 | Hex Bolt M8*25 | 450 | 374 | 76 | free_stock | R51-I-1-MVBM_SEP | inventory | 2025-10-28 | SEP |  | JD01-Jeddah Central Warehouse | 2026-12-31 | 2026-12-17 | 0
safety-[ | none : 2L2T safety stock | RMU | ROH | 205042589 | Hex Bolt M8*25 | 76 | 76 | 0 | 6100K013 | 1-1-1-1 | consumption | 2025-10-16 | SEP |  | JD01-Jeddah Central Warehouse | 2026-12-31 | 2026-12-17 | 0 | [5 empty] | Work in Process Pick | 8149393
safety-[ | none : 2L2T safety stock | RMU | ROH | DF250227001 | MCB-NDB1-63 C16/2(DFST) | 30 | 30 | 0 | free_stock | 1-1-1-1 | inventory | 2025-10-28 | DFE-LV |  | JD01-Jeddah Central Warehouse | 2026-12-31 | 2026-12-17 | 0
safety-[ | none : 2L2T safety stock | RMU | ROH | DF241126028 | OTTA6-T-P/P marking strip (1-10)ZB10 LGS:1-10(1053014:0001) | 120 | 120 | 0 | 6100K013 | 1-1-1-1 | consumption | 2025-09-18 | DFE-LV |  | JD01-Jeddah Central Warehouse | 2026-12-31 | 2026-12-17 | 0 | [5 empty] | Work in Process Material Issue | 7402136
safety-[ | none : 2L2T safety stock | RMU | ROH | DF250303003 | OTTA6-T-P/P marking strip (12)ZB10 LGS:12(1053014:0001) | 120 | 120 | 0 | 6100K013 | NEW.FLR-1-1-K013_SEP | inventory | 2025-10-28 | DFE-LV |  | JD01-Jeddah Central Warehouse | 2026-12-31 | 2026-12-17 | 0
safety-[ | none : 2L2T safety stock | RMU | ROH | DF240510025 | Cable 2*2.5 | 360 | 360 | 0 | 6100K013 | 1-1-1-1 | consumption | 2025-09-18 | DFE-LV |  | JD01-Jeddah Central Warehouse | 2026-12-31 | 2026-12-17 | 0 | [5 empty] | Work in Process Material Issue | 7408986
safety-[ | none : 2L2T safety stock | RMU | ROH | DF240510008 | Paw pad φ6 | 60 | 60 | 0 | 6100K013 | 1-1-1-1 | consumption | 2025-10-26 | DFE-LV |  | JD01-Jeddah Central Warehouse | 2026-12-31 | 2026-12-17 | 0 | [5 empty] | Work in Process Material Issue | 8335175
safety-[ | none : 2L2T safety stock | RMU | ROH | DF240510008 | Paw pad φ6 | 60 | 60 | 0 | 6100K013 | 1-1-1-1 | consumption | 2025-10-26 | SEP |  | JD01-Jeddah Central Warehouse | 2026-12-31 | 2026-12-17 | 0 | [5 empty] | Work in Process Material Issue | 8335175
safety-[ | none : 2L2T safety stock | RMU | ROH | 8DF-580-0056 | Phase-to-phase Bonding | 60 | 60 | 0 | 6100KDP02 | PO-SEP-6034-[34] | GR_in_process | 2025-11-30 | DFE-Gas Tank |  | JD01-Jeddah Central Warehouse | 2026-12-31 | 2026-12-17 | 0 | Dongfang Electronics International Engineering Co. Ltd | 6100KDP02 // 2L1T SRMU Gas Tank Loose Material from DFE | 2400 | 01-09-2025 | 01-09-2025 |  |  | PO-SEP-6034/DF250831-400-SEP
safety-[ | none : 2L2T safety stock | RMU | ROH | DF240510032 | Phoenix current terminal (OTTA-6-P/P) | 720 | 720 | 0 | 6100K013 | 1-1-1-1 | consumption | 2025-09-18 | DFE-LV |  | JD01-Jeddah Central Warehouse | 2026-12-31 | 2026-12-17 | 0 | [5 empty] | Work in Process Material Issue | 7402109
safety-[ | none : 2L2T safety stock | RMU | ROH | DF240510033 | Phoenix current terminal partition (D-OTTA6-T) | 60 | 60 | 0 | 6100K013 | 1-1-1-1 | consumption | 2025-09-18 | DFE-LV |  | JD01-Jeddah Central Warehouse | 2026-12-31 | 2026-12-17 | 0 | [5 empty] | Work in Process Material Issue | 7402110
safety-[ | none : 2L2T safety stock | RMU | ROH | DF240510049 | Power module (DFE500A-AC220D24-ST-X) | 30 | 30 | 0 | 6100K013 | 1-1-1-1 | consumption | 2025-09-18 | SEP |  | JD01-Jeddah Central Warehouse | 2026-12-31 | 2026-12-17 | 0 | [5 empty] | Work in Process Material Issue | 7402103
safety-[ | none : 2L2T safety stock | RMU | ROH | DF240612107 | Pre insulated terminal O-type HRV1.25-6 (BLUE) | 540 | 540 | 0 | 6100K013 | 1-1-1-1 | consumption | 2025-09-21 | DFE-LV |  | JD01-Jeddah Central Warehouse | 2026-12-31 | 2026-12-17 | 0 | [5 empty] | Work in Process Material Issue | 7480550
safety-[ | none : 2L2T safety stock | RMU | ROH | DF240612101 | Pre insulated terminal O-type HRV2-4S (BLUE) | 180 | 180 | 0 | 6100K013 | 1-1-1-1 | consumption | 2025-09-18 | DFE-LV |  | JD01-Jeddah Central Warehouse | 2026-12-31 | 2026-12-17 | 0 | [5 empty] | Work in Process Material Issue | 7408996
safety-[ | none : 2L2T safety stock | RMU | ROH | DF240612102 | Pre insulated terminal O-type HRV2-5S (BLUE) | 270 | 270 | 0 | 6100K013 | BOX12-1-1-K013_SEP | inventory | 2025-10-28 | DFE-LV |  | JD01-Jeddah Central Warehouse | 2026-12-31 | 2026-12-17 | 0
safety-[ | none : 2L2T safety stock | RMU | ROH | DF250303005 | Pre insulated terminal O-type HRV3.5-4 (BLUE) | 1320 | 1320 | 0 | 6100K013 | PLT1-1-1-K013_SEP | consumption | 2025-11-10 | DFE-LV |  | JD01-Jeddah Central Warehouse | 2026-12-31 | 2026-12-17 | 0 | [5 empty] | Material Issue Order_MIO | 8043119
safety-[ | none : 2L2T safety stock | RMU | ROH | DF240612106 | Pre insulated terminal O-type HRV3.5-5S (BARE COPPER) | 120 | 120 | 0 | 6100K013 | 1-1-1-1 | consumption | 2025-09-21 | DFE-LV |  | JD01-Jeddah Central Warehouse | 2026-12-31 | 2026-12-17 | 0 | [5 empty] | Work in Process Material Issue | 7480551
safety-[ | none : 2L2T safety stock | RMU | ROH | DF250303004 | Pre insulated terminal O-type HRV3.5-6 (BLUE) | 360 | 360 | 0 | 6100K013 | BOX12-1-1-K013_SEP | inventory | 2025-10-28 | DFE-LV |  | JD01-Jeddah Central Warehouse | 2026-12-31 | 2026-12-17 | 0
safety-[ | none : 2L2T safety stock | RMU | ROH | DF240907101 | Pre insulated terminal O-type red HRV1.25-5 (Red) | 60 | 60 | 0 | 6100K013 | BOX60-1-1-K013_SEP | inventory | 2025-10-28 | DFE-Gas Tank |  | JD01-Jeddah Central Warehouse | 2026-12-31 | 2026-12-17 | 0
safety-[ | none : 2L2T safety stock | RMU | ROH | DF240612111 | Pre insulated terminal U-type HSV3.5-3.2S(BLACK) | 120 | 120 | 0 | 6100K013 | 1-1-1-1 | consumption | 2025-09-21 | DFE-LV |  | JD01-Jeddah Central Warehouse | 2026-12-31 | 2026-12-17 | 0 | [5 empty] | Work in Process Material Issue | 7480556
safety-[ | none : 2L2T safety stock | RMU | ROH | DF240612117 | Pre insulated terminal tube type HE0510 (RED) | 240 | 240 | 0 | 6100K013 | 1-1-1-1 | consumption | 2025-09-18 | DFE-LV |  | JD01-Jeddah Central Warehouse | 2026-12-31 | 2026-12-17 | 0 | [5 empty] | Work in Process Material Issue | 7409007
safety-[ | none : 2L2T safety stock | RMU | ROH | DF241126026 | Pre insulated terminal tube type HE1510 (BULE) | 540 | 540 | 0 | 6100K013 | 1-1-1-1 | consumption | 2025-09-21 | DFE-LV |  | JD01-Jeddah Central Warehouse | 2026-12-31 | 2026-12-17 | 0 | [5 empty] | Work in Process Material Issue | 7480576
safety-[ | none : 2L2T safety stock | RMU | ROH | DF240612119 | Pre insulated terminal tube type HE4009 (BLACK) | 60 | 60 | 0 | 6100K013 | 1-1-1-1 | consumption | 2025-09-21 | DFE-LV |  | JD01-Jeddah Central Warehouse | 2026-12-31 | 2026-12-17 | 0 | [5 empty] | Work in Process Material Issue | 7480558
safety-[ | none : 2L2T safety stock | RMU | ROH | DF250303006 | Pre insulated terminal tube type HE4009 (BLUE) | 480 | 480 | 0 | 6100K013 | 1-1-1-1 | inventory | 2025-10-28 | DFE-LV |  | JD01-Jeddah Central Warehouse | 2026-12-31 | 2026-12-17 | 0
safety-[ | none : 2L2T safety stock | RMU | ROH | 8DF.0816.0045 | Pressure Gauge Pad | 20 | 20 | 0 | 6100KDP02 | PO-SEP-5861-[74] | GR_in_process | 2025-09-10 | DFE-Gas Tank |  | JD01-Jeddah Central Warehouse | 2026-12-31 | 2026-12-17 | 0 | Dongfang Electronics International Engineering Co. Ltd | 6100KDP02 (450 QTY // SRMU 2L1T Gas Tank Loose Parts) | 500 | 25-06-2025 | 25-06-2025 |  |  | PO-SEP-5861/DF250625SEP
safety-[ | none : 2L2T safety stock | RMU | ROH | 5DF.0816.0230 | Pressure Relief Valve | 20 | 20 | 0 | 6100KDP02 | PO-SEP-6034-[39] | GR_in_process | 2025-11-30 | DFE-Gas Tank |  | JD01-Jeddah Central Warehouse | 2026-12-31 | 2026-12-17 | 0 | Dongfang Electronics International Engineering Co. Ltd | 6100KDP02 // 2L1T SRMU Gas Tank Loose Material from DFE | 400 | 01-09-2025 | 01-09-2025 |  |  | PO-SEP-6034/DF250831-400-SEP
safety-[ | none : 2L2T safety stock | RMU | ROH | DF240603004 | Rivet Nut M8*18 | 120 | 120 | 0 | 6100K013 | 1-1-1-1 | consumption | 2025-10-26 | SEP |  | JD01-Jeddah Central Warehouse | 2026-12-31 | 2026-12-17 | 0 | [5 empty] | Work in Process Material Issue | 8335153
safety-[ | none : 2L2T safety stock | RMU |  | DF240603004 | Rivet Nut M8*18 | 360 | 360 | 0 | 6100K013 | 1-1-1-1 | consumption | 2025-10-26 | SEP |  | JD01-Jeddah Central Warehouse | 2026-12-31 | 2026-12-17 | 0 | [5 empty] | Work in Process Material Issue | 8335153
safety-[ | none : 2L2T safety stock | RMU | ROH | RMU0000000005 | fault indicator (IKI-101light) | 30 | 30 | 0 | 6100K013 | 1-1-1-1 | consumption | 2025-09-18 | SEP |  | JD01-Jeddah Central Warehouse | 2026-12-31 | 2026-12-17 | 0 | [5 empty] | Work in Process Material Issue | 7402142
safety-[ | none : 2L2T safety stock | RMU | ROH | RMU0000000004 | Protect (SIAB110FC232AC) | 60 | 60 | 0 | 6100K013 | 1-1-1-1 | consumption | 2025-09-18 | SEP |  | JD01-Jeddah Central Warehouse | 2026-12-31 | 2026-12-17 | 0 | [5 empty] | Work in Process Material Issue | 7402141
safety-[ | none : 2L2T safety stock | RMU | ROH | DF241126010 | Communication line | 210 | 210 | 0 | 6100K013 | 1-1-1-1 | consumption | 2025-09-18 | DFE-LV |  | JD01-Jeddah Central Warehouse | 2026-12-31 | 2026-12-17 | 0 | [5 empty] | Work in Process Material Issue | 7409023
safety-[ | none : 2L2T safety stock | RMU | ROH | DF205041498 | Rectangular Sealing Strip D-07 T-79 EPDM | 156 | 156 | 0 | 6100K013 | 1-1-1-1 | consumption | 2025-09-25 | Outer Enclosure |  | JD01-Jeddah Central Warehouse | 2026-12-31 | 2026-12-17 | 0 | [5 empty] | Work in Process Material Issue | 7581664
safety-[ | none : 2L2T safety stock | RMU | ROH | DF241124007 | Rectangular plastic buckle 6*18 | 60 | 60 | 0 | 6100K013 | 1-1-1-1 | consumption | 2025-09-25 | DFE-Consumables |  | JD01-Jeddah Central Warehouse | 2026-12-31 | 2026-12-17 | 0 | [5 empty] | Work in Process Material Issue | 7587902
safety-[ | none : 2L2T safety stock | RMU | ROH | DF240603030 | Rectangular plastic buckle 19.8*15 | 120 | 120 | 0 | 6100K013 | 1-1-1-1 | consumption | 2025-10-26 | DFE-Consumables |  | JD01-Jeddah Central Warehouse | 2026-12-31 | 2026-12-17 | 0 | [5 empty] | Work in Process Material Issue | 8335197
safety-[ | none : 2L2T safety stock | RMU | ROH | DF241124008 | Round plastic buckle φ54 | 30 | 30 | 0 | 6100K013 | 1-1-1-1 | consumption | 2025-10-26 | DFE-Consumables |  | JD01-Jeddah Central Warehouse | 2026-12-31 | 2026-12-17 | 0 | [5 empty] | Work in Process Material Issue | 8335212
safety-[ | none : 2L2T safety stock | RMU | ROH | DF240603028 | Round plastic buckle 40° | 120 | 120 | 0 | 6100K013 | 1-1-1-1 | consumption | 2025-10-26 | DFE-Consumables |  | JD01-Jeddah Central Warehouse | 2026-12-31 | 2026-12-17 | 0 | [5 empty] | Work in Process Material Issue | 8335159
safety-[ | none : 2L2T safety stock | RMU | ROH | DF240603027 | Round plastic buckle φ23 | 240 | 240 | 0 | 6100K013 | 1-1-1-1 | consumption | 2025-10-26 | DFE-Consumables |  | JD01-Jeddah Central Warehouse | 2026-12-31 | 2026-12-17 | 0 | [5 empty] | Work in Process Material Issue | 8335158
safety-[ | none : 2L2T safety stock | RMU | ROH | DF241217001 | Rubber pad 200*360*3 | 30 | 30 | 0 | 6100K013 | 1-1-1-1 | consumption | 2025-10-26 | DFE-LV |  | JD01-Jeddah Central Warehouse | 2026-12-31 | 2026-12-17 | 0 | [5 empty] | Work in Process Material Issue | 8335215
safety-[ | none : 2L2T safety stock | RMU | ROH | DF205041559 | SEC Logo Board Print + Outdoor Protection | 60 | 60 | 0 | 6100K013 | 1-1-1-1 | consumption | 2025-09-25 | Outer Enclosure |  | JD01-Jeddah Central Warehouse | 2026-12-31 | 2026-12-17 | 0 | [5 empty] | Work in Process Material Issue | 7591065
safety-[ | none : 2L2T safety stock | RMU | ROH | DF240424001 | SF6 Gas Density Meter | 10 | 10 | 0 | 6100KDP02 | PO-SEP-6034-[3] | GR_in_process | 2025-11-30 | DFE-Gas Tank |  | JD01-Jeddah Central Warehouse | 2026-12-31 | 2026-12-17 | 0 | Dongfang Electronics International Engineering Co. Ltd | 6100KDP02 // 2L1T SRMU Gas Tank Loose Material from DFE | 400 | 01-09-2025 | 01-09-2025 |  |  | PO-SEP-6034/DF250831-400-SEP
safety-[ | none : 2L2T safety stock | RMU | ROH | RMU000000105 | SRMU Breaker Operating Handle ¦ 8DF-253-0001 | 30 | 30 | 0 | 6100K013 | R52-H-1-K013_SEP | consumption | 2025-04-08 | DFE-Consumables |  | JD01-Jeddah Central Warehouse | 2026-12-31 | 2026-12-17 | 0 | [5 empty] | Miscellaneous issue | 6415160
safety-[ | none : 2L2T safety stock | RMU | ROH | DF240510012 | Seahorse rivet (φ6.4*10.5) | 1200 | 1200 | 0 | 6100K013 | 1-1-1-1 | consumption | 2025-09-24 | DFE-LV |  | JD01-Jeddah Central Warehouse | 2026-12-31 | 2026-12-17 | 0 | [5 empty] | Work in Process Material Issue | 7564887
safety-[ | none : 2L2T safety stock | RMU | ROH | DF240510012 | Seahorse rivet (φ6.4*10.5) | 3870 | 255 | 3615 | 6100K013 | 1-1-1-1 | consumption | 2025-09-24 | SEP |  | JD01-Jeddah Central Warehouse | 2026-12-31 | 2026-12-17 | 0 | [5 empty] | Work in Process Material Issue | 7564887
safety-[ | none : 2L2T safety stock | RMU | ROH | DF240510012 | Seahorse rivet (φ6.4*10.5) | 3615 | 3615 | 0 | 6100K013 | 1-1-1-1 | consumption | 2025-09-25 | SEP |  | JD01-Jeddah Central Warehouse | 2026-12-31 | 2026-12-17 | 0 | [5 empty] | Work in Process Material Issue | 7587864
safety-[ | none : 2L2T safety stock | RMU | ROH | DF240603001 | Seahorse rivet (φ5*10) | 120 | 120 | 0 | 6100K013 | 1-1-1-1 | consumption | 2025-09-25 | SEP |  | JD01-Jeddah Central Warehouse | 2026-12-31 | 2026-12-17 | 0 | [5 empty] | Work in Process Material Issue | 7587891
safety-[ | none : 2L2T safety stock | RMU | ROH | DF240603046 | Seahorse countersunk rivet φ6.4*10.5 | 420 | 420 | 0 | 6100K013 | 1-1-1-1 | consumption | 2025-09-25 | SEP |  | JD01-Jeddah Central Warehouse | 2026-12-31 | 2026-12-17 | 0 | [5 empty] | Work in Process Material Issue | 7587846
safety-[ | none : 2L2T safety stock | RMU | ROH | 8DF-580-0057 | Secondary grounding bar | 30 | 30 | 0 | 6100K013 | 1-1-1-1 | inventory | 2025-10-28 | SEP |  | JD01-Jeddah Central Warehouse | 2026-12-31 | 2026-12-17 | 0
safety-[ | none : 2L2T safety stock | RMU | ROH | DF241115001 | Self-locking Nut M8 | 250 | 250 | 0 | 6100KDP02 | PO-SEP-6034-[63] | GR_in_process | 2025-11-30 | DFE-Gas Tank |  | JD01-Jeddah Central Warehouse | 2026-12-31 | 2026-12-17 | 0 | Dongfang Electronics International Engineering Co. Ltd | 6100KDP02 // 2L1T SRMU Gas Tank Loose Material from DFE | 6800 | 01-09-2025 | 01-09-2025 |  |  | PO-SEP-6034/DF250831-400-SEP
safety-[ | none : 2L2T safety stock | RMU | ROH | DF240907006 | Self-locking nut M3 | 120 | 120 | 0 | 6100K013 | 1-1-1-1 | consumption | 2025-10-26 | Outer Enclosure |  | JD01-Jeddah Central Warehouse | 2026-12-31 | 2026-12-17 | 0 | [5 empty] | Work in Process Material Issue | 8329469
safety-[ | none : 2L2T safety stock | RMU | ROH | DF240907006 | Self-locking Nut M3 | 300 | 300 | 0 | 6100K013 | 1-1-1-1 | consumption | 2025-10-26 | DFE-LV |  | JD01-Jeddah Central Warehouse | 2026-12-31 | 2026-12-17 | 0 | [5 empty] | Work in Process Material Issue | 8335217
safety-[ | none : 2L2T safety stock | RMU | ROH | DF240510009 | Self-locking Nut M4 | 600 | 600 | 0 | 6100K013 | 1-1-1-1 | consumption | 2025-09-18 | DFE-LV |  | JD01-Jeddah Central Warehouse | 2026-12-31 | 2026-12-17 | 0 | [5 empty] | Work in Process Material Issue | 7399313
safety-[ | none : 2L2T safety stock | RMU | ROH | DF240424027 | Self-locking nutsM8 | 120 | 120 | 0 | 6100K013 | 1-1-1-1 | consumption | 2025-09-24 | Outer Enclosure |  | JD01-Jeddah Central Warehouse | 2026-12-31 | 2026-12-17 | 0 | [5 empty] | Work in Process Material Issue | 7564899
safety-[ | none : 2L2T safety stock | RMU | ROH | DF240424027 | Self-locking Nut M8 | 330 | 330 | 0 | 6100K013 | 1-1-1-1 | consumption | 2025-09-24 | SEP |  | JD01-Jeddah Central Warehouse | 2026-12-31 | 2026-12-17 | 0 | [5 empty] | Work in Process Material Issue | 7564899
safety-[ | none : 2L2T safety stock | RMU | ROH | DF240424002 | Self-sealing Valve | 20 | 20 | 0 | 6100KDP02 | PO-SEP-6034-[4] | GR_in_process | 2025-11-30 | DFE-Gas Tank |  | JD01-Jeddah Central Warehouse | 2026-12-31 | 2026-12-17 | 0 | Dongfang Electronics International Engineering Co. Ltd | 6100KDP02 // 2L1T SRMU Gas Tank Loose Material from DFE | 800 | 01-09-2025 | 01-09-2025 |  |  | PO-SEP-6034/DF250831-400-SEP
safety-[ | none : 2L2T safety stock | RMU | ROH | 8DF.0816.0442 | Side Plate Transverse Tar | 40 | 40 | 0 | 6100KDP02 | PO-SEP-6034-[81] | GR_in_process | 2025-11-30 | DFE-Gas Tank |  | JD01-Jeddah Central Warehouse | 2026-12-31 | 2026-12-17 | 0 | Dongfang Electronics International Engineering Co. Ltd | 6100KDP02 // 2L1T SRMU Gas Tank Loose Material from DFE | 1600 | 01-09-2025 | 01-09-2025 |  |  | PO-SEP-6034/DF250831-400-SEP
safety-[ | none : 2L2T safety stock | RMU | ROH | DF240907003 | Soft connection (YTZ-(X)-35/8-12) | 20 | 20 | 0 | 6100KDP02 | PO-SEP-6034-[67] | GR_in_process | 2025-11-30 | DFE-Gas Tank |  | JD01-Jeddah Central Warehouse | 2026-12-31 | 2026-12-17 | 0 | Dongfang Electronics International Engineering Co. Ltd | 6100KDP02 // 2L1T SRMU Gas Tank Loose Material from DFE | 800 | 01-09-2025 | 01-09-2025 |  |  | PO-SEP-6034/DF250831-400-SEP
safety-[ | none : 2L2T safety stock | RMU | ROH | DF240424015 | Spring Washer φ12 | 120 | 120 | 0 | 6100KDP02 | PO-SEP-6034-[53] | GR_in_process | 2025-11-30 | DFE-Gas Tank |  | JD01-Jeddah Central Warehouse | 2026-12-31 | 2026-12-17 | 0 | Dongfang Electronics International Engineering Co. Ltd | 6100KDP02 // 2L1T SRMU Gas Tank Loose Material from DFE | 3600 | 01-09-2025 | 01-09-2025 |  |  | PO-SEP-6034/DF250831-400-SEP
safety-[ | none : 2L2T safety stock | RMU | ROH | 205046789 | Spring Washer φ6 | 540 | 540 | 0 | 6100K013 | 1-1-1-1 | consumption | 2025-09-21 | DFE-LV |  | JD01-Jeddah Central Warehouse | 2026-12-31 | 2026-12-17 | 0 | [5 empty] | Work in Process Material Issue | 7452552
safety-[ | none : 2L2T safety stock | RMU | ROH | 205046789 | Spring Washer φ6 | 2370 | 2370 | 0 | 6100K013 | 1-1-1-1 | consumption | 2025-09-21 | SEP |  | JD01-Jeddah Central Warehouse | 2026-12-31 | 2026-12-17 | 0 | [5 empty] | Work in Process Material Issue | 7452552
safety-[ | none : 2L2T safety stock | RMU | ROH | 205046789 | φ6 Spring washer Stainleess steel | 2850 | 2850 | 0 | 6100K013 | 1-1-1-1 | consumption | 2025-09-21 | Outer Enclosure |  | JD01-Jeddah Central Warehouse | 2026-12-31 | 2026-12-17 | 0 | [5 empty] | Work in Process Material Issue | 7452552
safety-[ | none : 2L2T safety stock | RMU | ROH | 205041916 | Spring Washer φ8 | 970 | 970 | 0 | 6100K013 | 1-1-1-1 | consumption | 2025-09-24 | DFE-Gas Tank |  | JD01-Jeddah Central Warehouse | 2026-12-31 | 2026-12-17 | 0 | [5 empty] | Work in Process Material Issue | 7564942
safety-[ | none : 2L2T safety stock | RMU | ROH | 205041916 | Spring Washer φ8 | 1350 | 822 | 528 | 6100K013 | 1-1-1-1 | consumption | 2025-09-24 | SEP |  | JD01-Jeddah Central Warehouse | 2026-12-31 | 2026-12-17 | 0 | [5 empty] | Work in Process Material Issue | 7564942
safety-[ | none : 2L2T safety stock | RMU | ROH | 205041916 | Spring Washer φ8 | 528 | 528 | 0 | 6100K013 | 1-1-1-1 | consumption | 2025-09-25 | SEP |  | JD01-Jeddah Central Warehouse | 2026-12-31 | 2026-12-17 | 0 | [5 empty] | Work in Process Material Issue | 7587920
safety-[ | none : 2L2T safety stock | RMU | ROH | DF240603021 | Spring Washer φ10 | 870 | 870 | 0 | 6100K013 | 1-1-1-1 | consumption | 2025-10-26 | SEP |  | JD01-Jeddah Central Warehouse | 2026-12-31 | 2026-12-17 | 0 | [5 empty] | Work in Process Material Issue | 8335196
safety-[ | none : 2L2T safety stock | RMU | ROH | DF240603011 | Spring Washer φ12 | 30 | 30 | 0 | 6100K013 | 1-1-1-1 | consumption | 2025-10-26 | SEP |  | JD01-Jeddah Central Warehouse | 2026-12-31 | 2026-12-17 | 0 | [5 empty] | Work in Process Material Issue | 8335188
safety-[ | none : 2L2T safety stock | RMU | ROH | DF240604001 | Square Nut M6 | 750 | 750 | 0 | 6100K013 | 1-1-1-1 | consumption | 2025-10-26 | SEP |  | JD01-Jeddah Central Warehouse | 2026-12-31 | 2026-12-17 | 0 | [5 empty] | Work in Process Material Issue | 8335163
safety-[ | none : 2L2T safety stock | RMU | ROH | 8DF.0816.3126 | Stator | 20 | 20 | 0 | 6100KDP02 | PO-SEP-6034-[80] | GR_in_process | 2025-11-30 | DFE-Gas Tank |  | JD01-Jeddah Central Warehouse | 2026-12-31 | 2026-12-17 | 0 | Dongfang Electronics International Engineering Co. Ltd | 6100KDP02 // 2L1T SRMU Gas Tank Loose Material from DFE | 800 | 01-09-2025 | 01-09-2025 |  |  | PO-SEP-6034/DF250831-400-SEP
safety-[ | none : 2L2T safety stock | RMU | ROH | DF240424017 | Thickened Plain Washer φ10 | 450 | 450 | 0 | 6100KDP02 | PO-SEP-6034-[56] | GR_in_process | 2025-11-30 | DFE-Gas Tank |  | JD01-Jeddah Central Warehouse | 2026-12-31 | 2026-12-17 | 0 | Dongfang Electronics International Engineering Co. Ltd | 6100KDP02 // 2L1T SRMU Gas Tank Loose Material from DFE | 15600 | 01-09-2025 | 01-09-2025 |  |  | PO-SEP-6034/DF250831-400-SEP
safety-[ | none : 2L2T safety stock | RMU | ROH | DF240424014 | Thickened Plain Washer φ12 | 120 | 120 | 0 | 6100KDP02 | PO-SEP-6034-[52] | GR_in_process | 2025-11-30 | DFE-Gas Tank |  | JD01-Jeddah Central Warehouse | 2026-12-31 | 2026-12-17 | 0 | Dongfang Electronics International Engineering Co. Ltd | 6100KDP02 // 2L1T SRMU Gas Tank Loose Material from DFE | 3600 | 01-09-2025 | 01-09-2025 |  |  | PO-SEP-6034/DF250831-400-SEP
safety-[ | none : 2L2T safety stock | RMU | ROH | DF240603039 | Thread sealant | 6 | 6 | 0 | 6100K013 | R67-K-1-KDP2_SEP | inventory | 2025-10-28 | SEP |  | JD01-Jeddah Central Warehouse | 2026-12-31 | 2026-12-17 | 0
safety-[ | none : 2L2T safety stock | RMU | ROH | 5DF.0815.0002 | Three-station Load Switch | 20 | 20 | 0 | 6100KDP02 | PO-SEP-6034-[1] | GR_in_process | 2025-11-30 | DFE-Gas Tank |  | JD01-Jeddah Central Warehouse | 2026-12-31 | 2026-12-17 | 0 | Dongfang Electronics International Engineering Co. Ltd | 6100KDP02 // 2L1T SRMU Gas Tank Loose Material from DFE | 800 | 01-09-2025 | 01-09-2025 |  |  | PO-SEP-6034/DF250831-400-SEP
safety-[ | none : 2L2T safety stock | RMU | ROH | 5DF.0816.0029 | Three-station Load Switch Sealing Assembly | 40 | 40 | 0 | 6100KDP02 | PO-SEP-6034-[16] | GR_in_process | 2025-11-30 | DFE-Gas Tank |  | JD01-Jeddah Central Warehouse | 2026-12-31 | 2026-12-17 | 0 | Dongfang Electronics International Engineering Co. Ltd | 6100KDP02 // 2L1T SRMU Gas Tank Loose Material from DFE | 1200 | 01-09-2025 | 01-09-2025 |  |  | PO-SEP-6034/DF250831-400-SEP
safety-[ | none : 2L2T safety stock | RMU | ROH | DF240612003 | Tie strap (black) 4*150 | 30000 | 2400 | 27600 | free_stock | R58-R-1-K11A_SEP | inventory | 2025-10-28 | DFE-LV |  | JD01-Jeddah Central Warehouse | 2026-12-31 | 2026-12-17 | 0
safety-[ | none : 2L2T safety stock | RMU | ROH | DF240612003 | Tie strap (black) 4*150 | 27600 | 1450 | 26150 | free_stock | R58-R-1-K12B_SEP | inventory | 2025-10-28 | DFE-LV |  | JD01-Jeddah Central Warehouse | 2026-12-31 | 2026-12-17 | 0
safety-[ | none : 2L2T safety stock | RMU | ROH | DF240612003 | Tie strap (black) 4*150 | 26150 | 1400 | 24750 | 6100K011A | R59-J-1-MVBM_SEP | inventory | 2025-10-28 | DFE-LV |  | JD01-Jeddah Central Warehouse | 2026-12-31 | 2026-12-17 | 0
safety-[ | none : 2L2T safety stock | RMU | ROH | DF240612003 | Tie strap (black) 4*150 | 24750 | 550 | 24200 | free_stock | R58-R-1-K006_SEP | inventory | 2025-10-28 | DFE-LV |  | JD01-Jeddah Central Warehouse | 2026-12-31 | 2026-12-17 | 0
safety-[ | none : 2L2T safety stock | RMU | ROH | DF240612003 | Tie strap (black) 4*150 | 24200 | 450 | 23750 | free_stock | INC-1-1-K006_SEP | inventory | 2025-10-28 | DFE-LV |  | JD01-Jeddah Central Warehouse | 2026-12-31 | 2026-12-17 | 0
safety-[ | none : 2L2T safety stock | RMU | ROH | DF240612003 | Tie strap (black) 4*150 | 23750 | 350 | 23400 | free_stock | 1-1-1-1 | inventory | 2025-10-28 | DFE-LV |  | JD01-Jeddah Central Warehouse | 2026-12-31 | 2026-12-17 | 0
safety-[ | none : 2L2T safety stock | RMU | ROH | DF240612003 | Tie strap (black) 4*150 | 23400 | 275 | 23125 | free_stock | R58-R-1-K008_SEP | inventory | 2025-10-28 | DFE-LV |  | JD01-Jeddah Central Warehouse | 2026-12-31 | 2026-12-17 | 0
safety-[ | none : 2L2T safety stock | RMU | ROH | DF240612003 | Tie strap (black) 4*150 | 23125 | 275 | 22850 | 6100K012A | R59-J-1-MVBM_SEP | inventory | 2025-10-28 | DFE-LV |  | JD01-Jeddah Central Warehouse | 2026-12-31 | 2026-12-17 | 0
safety-[ | none : 2L2T safety stock | RMU | ROH | DF240612003 | Tie strap (black) 4*150 | 22850 | 250 | 22600 | free_stock | R58-R-1-K010_SEP | inventory | 2025-10-28 | DFE-LV |  | JD01-Jeddah Central Warehouse | 2026-12-31 | 2026-12-17 | 0
safety-[ | none : 2L2T safety stock | RMU | ROH | DF240612003 | Tie strap (black) 4*150 | 22600 | 100 | 22500 | free_stock | R58-R-1-K12A_SEP | inventory | 2025-10-28 | DFE-LV |  | JD01-Jeddah Central Warehouse | 2026-12-31 | 2026-12-17 | 0
safety-[ | none : 2L2T safety stock | RMU | ROH | DF240612003 | Tie strap (black) 4*150 | 22500 | 75 | 22425 | free_stock | R58-R-1-K007_SEP | inventory | 2025-10-28 | DFE-LV |  | JD01-Jeddah Central Warehouse | 2026-12-31 | 2026-12-17 | 0
safety-[ | none : 2L2T safety stock | RMU | ROH | DF240612003 | Tie strap (black) 4*150 | 22425 | 75 | 22350 | 6100K012B | 1-1-1-1 | consumption | 2025-10-13 | DFE-LV |  | JD01-Jeddah Central Warehouse | 2026-12-31 | 2026-12-17 | 0 | [5 empty] | Work in Process Pick | 8077389
safety-[ | none : 2L2T safety stock | RMU | ROH | DF240612003 | Tie strap (black) 4*150 | 22350 | 22350 | 0 | 6100K013 | 1-1-1-1 | consumption | 2025-09-15 | DFE-LV |  | JD01-Jeddah Central Warehouse | 2026-12-31 | 2026-12-17 | 0 | [5 empty] | Work in Process Material Issue | 7323465
safety-[ | none : 2L2T safety stock | RMU | ROH | DF240603026 | Tower seal ring φ115 | 120 | 120 | 0 | 6100K013 | 1-1-1-1 | consumption | 2025-09-24 | SEP |  | JD01-Jeddah Central Warehouse | 2026-12-31 | 2026-12-17 | 0 | [5 empty] | Work in Process Material Issue | 7564910
safety-[ | none : 2L2T safety stock | RMU | ROH | DF240603025 | Tower seal ring φ40 | 120 | 120 | 0 | 6100K013 | 1-1-1-1 | consumption | 2025-10-26 | SEP |  | JD01-Jeddah Central Warehouse | 2026-12-31 | 2026-12-17 | 0 | [5 empty] | Work in Process Material Issue | 8335200
safety-[ | none : 2L2T safety stock | RMU | ROH | RMU000000220 | Fixing, E/UK, UK-2.5B ¦ 1201442 ¦ PHOENIX | 480 | 480 | 0 | 6100K013 | R17-A-1-K013_SEP | inventory | 2025-10-28 | DFE-LV | Automated: Replaced DF240510030 by RMU000000220. | JD01-Jeddah Central Warehouse | 2026-12-31 | 2026-12-17 | 0
safety-[ | none : 2L2T safety stock | RMU | ROH | DF250227005 | UK-2.5B marking strip (11-15) | 60 | 60 | 0 | 6100KDP02 | PO-SEP-6055-[116] | GR_in_process | 2025-11-10 | DFE-LV |  | JD01-Jeddah Central Warehouse | 2026-12-31 | 2026-12-17 | 0 | Dongfang Electronics International Engineering Co. Ltd | 6100KDP02 // 2L2T SRMU LV Compartment Purchase Parts from DFE for 30 Units | 60 | 20-08-2025 | 20-08-2025 |  |  | PO-6055/DF250812-30-SEP Yantai
safety-[ | none : 2L2T safety stock | RMU | ROH | DF240612024 | UK2.5B Center Connection Bar (2 connections)FBI 2-6(0203438) | 90 | 90 | 0 | 6100K013 | 1-1-1-1 | consumption | 2025-09-18 | DFE-LV |  | JD01-Jeddah Central Warehouse | 2026-12-31 | 2026-12-17 | 0 | [5 empty] | Work in Process Material Issue | 7402090
safety-[ | none : 2L2T safety stock | RMU | ROH | DF250227006 | UUK2.5B Center Connection Bar (4 connections)FBI 10-4(0203250) | 30 | 30 | 0 | 6100KDP02 | PO-SEP-6055-[123] | GR_in_process | 2025-11-10 | DFE-LV |  | JD01-Jeddah Central Warehouse | 2026-12-31 | 2026-12-17 | 0 | Dongfang Electronics International Engineering Co. Ltd | 6100KDP02 // 2L2T SRMU LV Compartment Purchase Parts from DFE for 30 Units | 30 | 20-08-2025 | 20-08-2025 |  |  | PO-6055/DF250812-30-SEP Yantai
safety-[ | none : 2L2T safety stock | RMU | ROH | 8DF.0816.0131 | V Common Enclosure Front Plate Transverse Bar | 30 | 30 | 0 | 6100K013 | BOX92-1-1-K013_SEP | consumption | 2025-10-23 | DFE-Gas Tank |  | JD01-Jeddah Central Warehouse | 2026-12-31 | 2026-12-17 | 0 | [5 empty] | Work in Process Pick | 8281135
safety-[ | none : 2L2T safety stock | RMU | ROH | 8DF.0816.0116 | V Common Enclosure Spacer Reinforcing Rib | 20 | 20 | 0 | 6100KDP02 | PO-SEP-6034-[79] | GR_in_process | 2025-11-30 | DFE-Gas Tank |  | JD01-Jeddah Central Warehouse | 2026-12-31 | 2026-12-17 | 0 | Dongfang Electronics International Engineering Co. Ltd | 6100KDP02 // 2L1T SRMU Gas Tank Loose Material from DFE | 400 | 01-09-2025 | 01-09-2025 |  |  | PO-SEP-6034/DF250831-400-SEP
safety-[ | none : 2L2T safety stock | RMU | ROH | 5DF.0816.0046 | V Strut Welding | 40 | 40 | 0 | 6100KDP02 | PO-SEP-6034-[6] | GR_in_process | 2025-11-30 | DFE-Gas Tank |  | JD01-Jeddah Central Warehouse | 2026-12-31 | 2026-12-17 | 0 | Dongfang Electronics International Engineering Co. Ltd | 6100KDP02 // 2L1T SRMU Gas Tank Loose Material from DFE | 800 | 01-09-2025 | 01-09-2025 |  |  | PO-SEP-6034/DF250831-400-SEP
safety-[ | none : 2L2T safety stock | RMU | ROH | 8DF.0818.0015 | V-A Phase Bus | 20 | 20 | 0 | 6100KDP02 | PO-SEP-6034-[35] | GR_in_process | 2025-11-30 | DFE-Gas Tank |  | JD01-Jeddah Central Warehouse | 2026-12-31 | 2026-12-17 | 0 | Dongfang Electronics International Engineering Co. Ltd | 6100KDP02 // 2L1T SRMU Gas Tank Loose Material from DFE | 400 | 01-09-2025 | 01-09-2025 |  |  | PO-SEP-6034/DF250831-400-SEP
safety-[ | none : 2L2T safety stock | RMU | ROH | 8DF.0818.0016 | V-B Phase Bus | 20 | 20 | 0 | 6100KDP02 | PO-SEP-6034-[36] | GR_in_process | 2025-11-30 | DFE-Gas Tank |  | JD01-Jeddah Central Warehouse | 2026-12-31 | 2026-12-17 | 0 | Dongfang Electronics International Engineering Co. Ltd | 6100KDP02 // 2L1T SRMU Gas Tank Loose Material from DFE | 400 | 01-09-2025 | 01-09-2025 |  |  | PO-SEP-6034/DF250831-400-SEP
safety-[ | none : 2L2T safety stock | RMU | ROH | 8DF.0818.0017 | V-C Phase Bus | 20 | 20 | 0 | 6100KDP02 | PO-SEP-6034-[37] | GR_in_process | 2025-11-30 | DFE-Gas Tank |  | JD01-Jeddah Central Warehouse | 2026-12-31 | 2026-12-17 | 0 | Dongfang Electronics International Engineering Co. Ltd | 6100KDP02 // 2L1T SRMU Gas Tank Loose Material from DFE | 400 | 01-09-2025 | 01-09-2025 |  |  | PO-SEP-6034/DF250831-400-SEP
safety-[ | none : 2L2T safety stock | RMU | HALB | 8DF.0818.0007 | VC Bonding Bar M410 | 30 | 30 | 0 | 6100KDP02 | PO-SEP-6034-[22] | GR_in_process | 2025-11-30 | DFE-Gas Tank |  | JD01-Jeddah Central Warehouse | 2026-12-31 | 2026-12-17 | 0 | Dongfang Electronics International Engineering Co. Ltd | 6100KDP02 // 2L1T SRMU Gas Tank Loose Material from DFE | 1200 | 01-09-2025 | 01-09-2025 |  |  | PO-SEP-6034/DF250831-400-SEP
safety-[ | none : 2L2T safety stock | RMU | ROH | 5DF.0816.0050 | VC Strut Welding | 50 | 50 | 0 | 6100KDP02 | PO-SEP-6034-[7] | GR_in_process | 2025-11-30 | DFE-Gas Tank |  | JD01-Jeddah Central Warehouse | 2026-12-31 | 2026-12-17 | 0 | Dongfang Electronics International Engineering Co. Ltd | 6100KDP02 // 2L1T SRMU Gas Tank Loose Material from DFE | 1600 | 01-09-2025 | 01-09-2025 |  |  | PO-SEP-6034/DF250831-400-SEP
safety-[ | none : 2L2T safety stock | RMU | HALB | 8DF.0818.0025 | VV Bonding Bar M410 | 30 | 30 | 0 | 6100KDP02 | BOX6-1-1-K013_SEP | inventory | 2025-10-28 | DFE-Gas Tank |  | JD01-Jeddah Central Warehouse | 2026-12-31 | 2026-12-17 | 0
safety-[ | none : 2L2T safety stock | RMU | ROH | DF240424023 | Vacuum Silicone Grease | 500 | 500 | 0 | 6100KDP02 | PO-SEP-6034-[87] | GR_in_process | 2025-11-30 | DFE-Gas Tank |  | JD01-Jeddah Central Warehouse | 2026-12-31 | 2026-12-17 | 0 | Dongfang Electronics International Engineering Co. Ltd | 6100KDP02 // 2L1T SRMU Gas Tank Loose Material from DFE | 20000 | 01-09-2025 | 01-09-2025 |  |  | PO-SEP-6034/DF250831-400-SEP
safety-[ | none : 2L2T safety stock | RMU | ROH | DF205041558 | Warning Sign (Print + Outdoor Protection) | 60 | 60 | 0 | 6100K013 | 1-1-1-1 | consumption | 2025-09-25 | Outer Enclosure |  | JD01-Jeddah Central Warehouse | 2026-12-31 | 2026-12-17 | 0 | [5 empty] | Work in Process Material Issue | 7591064
safety-[ | none : 2L2T safety stock | RMU | ROH | DF205041499 | Waterproof Adhesive Tape (Large) UD-07 EPDM | 49.5 | 49.5 | 0 | 6100K013 | 1-1-1-1 | consumption | 2025-09-21 | Outer Enclosure |  | JD01-Jeddah Central Warehouse | 2026-12-31 | 2026-12-17 | 0 | [5 empty] | Work in Process Material Issue | 7485818
safety-[ | none : 2L2T safety stock | RMU | ROH | DF240311001 | Welded Stud M8*35 | 240 | 240 | 0 | 6100K013 | BOX92-1-1-K013_SEP | inventory | 2025-10-28 | DFE-Gas Tank |  | JD01-Jeddah Central Warehouse | 2026-12-31 | 2026-12-17 | 0
safety-[ | none : 2L2T safety stock | RMU | ROH | 211002912 | Welded Stud M8*20 | 1210 | 1210 | 0 | 6100K013 | BOX42-1-1-K013_SEP | inventory | 2025-10-28 | DFE-Gas Tank |  | JD01-Jeddah Central Warehouse | 2026-12-31 | 2026-12-17 | 0
safety-[ | none : 2L2T safety stock | RMU | ROH | DF241118100 | Welded Stud M8*25 | 120 | 120 | 0 | 6100KDP02 | PO-SEP-6034-[78] | GR_in_process | 2025-11-30 | DFE-Gas Tank |  | JD01-Jeddah Central Warehouse | 2026-12-31 | 2026-12-17 | 0 | Dongfang Electronics International Engineering Co. Ltd | 6100KDP02 // 2L1T SRMU Gas Tank Loose Material from DFE | 2400 | 01-09-2025 | 01-09-2025 |  |  | PO-SEP-6034/DF250831-400-SEP
safety-[ | none : 2L2T safety stock | RMU | ROH | DF240510007 | Welded stud M6*16 | 120 | 120 | 0 | 6100K013 | 1-1-1-1 | consumption | 2025-10-26 | SEP |  | JD01-Jeddah Central Warehouse | 2026-12-31 | 2026-12-17 | 0 | [5 empty] | Work in Process Material Issue | 8335174
safety-[ | none : 2L2T safety stock | RMU | ROH | DF240510007 | Welded stud M6*16 | 420 | 342 | 78 | 6100K013 | 1-1-1-1 | consumption | 2025-10-26 | DFE-LV |  | JD01-Jeddah Central Warehouse | 2026-12-31 | 2026-12-17 | 0 | [5 empty] | Work in Process Material Issue | 8335174
safety-[ | none : 2L2T safety stock | RMU | ROH | DF250114001 | control module (ISCU-01E)-2L2T | 60 | 60 | 0 | 6100KDP02 | BOX1-1-1-K013_SEP | inventory | 2025-10-28 | DFE-LV |  | JD01-Jeddah Central Warehouse | 2026-12-31 | 2026-12-17 | 0
safety-[ | none : 2L2T safety stock | RMU | ROH | 8DF.0818.1053 | Upper door hook | 120 | 120 | 0 | 6100K013 | 1-1-1-1 | consumption | 2025-09-24 | SEP |  | JD01-Jeddah Central Warehouse | 2026-12-31 | 2026-12-17 | 0 | [5 empty] | Work in Process Material Issue | 7564949
safety-[ | none : 2L2T safety stock | RMU | HALB | 8DF.0818.1296 | Door stop fixing | 60 | 60 | 0 | 6100K013 | 1-1-1-1 | inventory | 2025-10-28 | SEP |  | JD01-Jeddah Central Warehouse | 2026-12-31 | 2026-12-17 | 0
safety-[ | none : 2L2T safety stock | RMU | HALB | 8DF.0818.1295 | Door stop tongue | 60 | 60 | 0 | 6100K013 | 1-1-1-1 | inventory | 2025-10-28 | SEP |  | JD01-Jeddah Central Warehouse | 2026-12-31 | 2026-12-17 | 0
safety-[ | none : 2L2T safety stock | RMU | ROH | DF240510061 | Relay (RXM2LB2BD) Including base and buckle | 180 | 143 | 37 | 6100K013 | 1-1-1-1 | consumption | 2025-09-18 | DFE-LV |  | JD01-Jeddah Central Warehouse | 2026-12-31 | 2026-12-17 | 0 | [5 empty] | Work in Process Material Issue | 7402102
safety-[ | none : 2L2T safety stock | RMU | ROH | DF240510061 | Relay (RXM2LB2BD) Including base and buckle | 37 | 37 | 0 | 6100KDP02 | PO-SEP-6055-[153] | GR_in_process | 2025-11-10 | DFE-LV |  | JD01-Jeddah Central Warehouse | 2026-12-31 | 2026-12-17 | 0 | Dongfang Electronics International Engineering Co. Ltd | 6100KDP02 // 2L2T SRMU LV Compartment Purchase Parts from DFE for 30 Units | 180 | 20-08-2025 | 20-08-2025 |  |  | PO-6055/DF250812-30-SEP Yantai
safety-[ | none : 2L2T safety stock | RMU | ROH | DF240510047 | Socket (13A/60HZ) | 30 | 30 | 0 | 6100K013 | 1-1-1-1 | consumption | 2025-09-18 | DFE-LV |  | JD01-Jeddah Central Warehouse | 2026-12-31 | 2026-12-17 | 0 | [5 empty] | Work in Process Material Issue | 7402097
safety-[ | none : 2L2T safety stock | RMU | ROH | DF241128001 | Spring Washer φ4 | 60 | 60 | 0 | 6100K013 | 1-1-1-1 | consumption | 2025-10-26 | DFE-LV |  | JD01-Jeddah Central Warehouse | 2026-12-31 | 2026-12-17 | 0 | [5 empty] | Work in Process Material Issue | 8335218
safety-[ | none : 2L2T safety stock | RMU | ROH | 205046790 | φ10 spring washer Stainless steel | 240 | 240 | 0 | 6100K013 | 1-1-1-1 | consumption | 2025-09-24 | Outer Enclosure |  | JD01-Jeddah Central Warehouse | 2026-12-31 | 2026-12-17 | 0 | [5 empty] | Work in Process Material Issue | 7562527
safety-[ | none : 2L2T safety stock | RMU | ROH | DF211001964 | φ10-30 large flat pad Stainless steel | 240 | 240 | 0 | 6100K013 | 1-1-1-1 | consumption | 2025-09-24 | Outer Enclosure |  | JD01-Jeddah Central Warehouse | 2026-12-31 | 2026-12-17 | 0 | [5 empty] | Work in Process Material Issue | 7562526
safety-[ | none : 2L2T safety stock | RMU | ROH | 205042612 | φ3.2*16 Cotter pin Stainless steel | 30 | 30 | 0 | 6100K013 | 1-1-1-1 | consumption | 2025-09-25 | Outer Enclosure |  | JD01-Jeddah Central Warehouse | 2026-12-31 | 2026-12-17 | 0 | [5 empty] | Work in Process Material Issue | 7581647
safety-[ | none : 2L2T safety stock | RMU | ROH | 205042517 | ø4 Flat pad Stainless steel | 360 | 360 | 0 | 6100K013 | 1-1-1-1 | consumption | 2025-09-17 | Outer Enclosure |  | JD01-Jeddah Central Warehouse | 2026-12-31 | 2026-12-17 | 0 | [5 empty] | Work in Process Material Issue | 7370431
safety-[ | none : 2L2T safety stock | RMU | ROH | 205042515 | φ4 Spring washer Stainless steel | 360 | 360 | 0 | 6100K013 | 1-1-1-1 | consumption | 2025-09-17 | Outer Enclosure |  | JD01-Jeddah Central Warehouse | 2026-12-31 | 2026-12-17 | 0 | [5 empty] | Work in Process Material Issue | 7370432
safety-[ | none : 2L2T safety stock | RMU | ROH | DF205040971 | φ4*12 Waterproof blind rivets Stainless steel | 960 | 960 | 0 | 6100K013 | 1-1-1-1 | consumption | 2025-09-25 | Outer Enclosure |  | JD01-Jeddah Central Warehouse | 2026-12-31 | 2026-12-17 | 0 | [5 empty] | Work in Process Material Issue | 7581650
safety-[ | none : 2L2T safety stock | RMU | ROH | 211001963 | Large Flat Washer φ6-18 | 450 | 450 | 0 | 6100K013 | 1-1-1-1 | consumption | 2025-09-17 | DFE-LV |  | JD01-Jeddah Central Warehouse | 2026-12-31 | 2026-12-17 | 0 | [5 empty] | Work in Process Material Issue | 7370438
safety-[ | none : 2L2T safety stock | RMU | ROH | 211001963 | Large Flat Washer φ6-18 | 1230 | 1230 | 0 | 6100K013 | 1-1-1-1 | consumption | 2025-09-17 | SEP |  | JD01-Jeddah Central Warehouse | 2026-12-31 | 2026-12-17 | 0 | [5 empty] | Work in Process Material Issue | 7370438
safety-[ | none : 2L2T safety stock | RMU | ROH | 211001963 | φ6-18 Large flat pad Stainless steel | 1770 | 1770 | 0 | 6100K013 | 1-1-1-1 | consumption | 2025-09-17 | Outer Enclosure |  | JD01-Jeddah Central Warehouse | 2026-12-31 | 2026-12-17 | 0 | [5 empty] | Work in Process Material Issue | 7370438
safety-[ | none : 2L2T safety stock | RMU | ROH | DF205040982 | φ6.4*10.5 Seahorse rivets Stainless steel (SS/HFIX0813) | 2040 | 2040 | 0 | 6100K013 | 1-1-1-1 | consumption | 2025-09-24 | Outer Enclosure |  | JD01-Jeddah Central Warehouse | 2026-12-31 | 2026-12-17 | 0 | [5 empty] | Work in Process Material Issue | 7562521
safety-[ | none : 2L2T safety stock | RMU | ROH | DF205040983 | φ6.4*16.5 Countersunk Seahorse blind rivets Stainless steel | 120 | 120 | 0 | 6100K013 | 1-1-1-1 | consumption | 2025-09-24 | Outer Enclosure |  | JD01-Jeddah Central Warehouse | 2026-12-31 | 2026-12-17 | 0 | [5 empty] | Work in Process Material Issue | 7562522
safety-[ | none : 2L2T safety stock | RMU | ROH | 205036418 | Flat Washer φ8 | 60 | 60 | 0 | 6100K013 | 1-1-1-1 | consumption | 2025-10-26 | SEP |  | JD01-Jeddah Central Warehouse | 2026-12-31 | 2026-12-17 | 0 | [5 empty] | Work in Process Material Issue | 8335233
safety-[ | none : 2L2T safety stock | RMU | ROH | 205038987 | Spring Washer φ8 | 30 | 30 | 0 | 6100K013 | 1-1-1-1 | consumption | 2025-09-24 | SEP |  | JD01-Jeddah Central Warehouse | 2026-12-31 | 2026-12-17 | 0 | [5 empty] | Work in Process Material Issue | 7564945
safety-[ | none : 2L2T safety stock | RMU | ROH | DF240929001 | Paste | 0.1 | 0.1 | 0 | 6100KDP02 | PO-SEP-6034-[68] | GR_in_process | 2025-11-30 | DFE-Gas Tank |  | JD01-Jeddah Central Warehouse | 2026-12-31 | 2026-12-17 | 0 | Dongfang Electronics International Engineering Co. Ltd | 6100KDP02 // 2L1T SRMU Gas Tank Loose Material from DFE | 4 | 01-09-2025 | 01-09-2025 |  |  | PO-SEP-6034/DF250831-400-SEP
safety-[ | none : 3L1T safety stock | RMU | ROH | DF240612121 | Cold pressed terminal tube type VE1510 (RED) | 19845 | 19845 | 0 | 6100K013 | 1-1-1-1 | consumption | 2025-09-21 | DFE-LV |  | RY01-Riyadh Central Warehouse | 2026-12-31 | 2026-12-17 | 0 | [5 empty] | Work in Process Material Issue | 7480562
safety-[ | none : 3L1T safety stock | RMU | ROH | DF241207001 | Cross groove pan head combination screw M4*20 | 1260 | 1237 | 23 | 6100KDP02 | PO-SEP-6034-[45] | GR_in_process | 2025-11-30 | DFE-Gas Tank |  | RY01-Riyadh Central Warehouse | 2026-12-31 | 2026-12-17 | 0 | Dongfang Electronics International Engineering Co. Ltd | 6100KDP02 // 2L1T SRMU Gas Tank Loose Material from DFE | 3600 | 01-09-2025 | 01-09-2025 |  |  | PO-SEP-6034/DF250831-400-SEP
safety-[ | none : 3L1T safety stock | RMU | ROH | 205041926 | Hex Nut M10 | 2730 | 2730 | 0 | 6100KDP02 | PO-SEP-6034-[58] | GR_in_process | 2025-11-30 | SEP |  | RY01-Riyadh Central Warehouse | 2026-12-31 | 2026-12-17 | 0 | Dongfang Electronics International Engineering Co. Ltd | 6100KDP02 // 2L1T SRMU Gas Tank Loose Material from DFE | 14000 | 01-09-2025 | 01-09-2025 |  |  | PO-SEP-6034/DF250831-400-SEP
safety-[ | none : 3L1T safety stock | RMU | ROH | 205041926 | Hex Nut M10 | 5040 | 5040 | 0 | 6100KDP02 | PO-SEP-6034-[58] | GR_in_process | 2025-11-30 | DFE-Gas Tank |  | RY01-Riyadh Central Warehouse | 2026-12-31 | 2026-12-17 | 0 | Dongfang Electronics International Engineering Co. Ltd | 6100KDP02 // 2L1T SRMU Gas Tank Loose Material from DFE | 14000 | 01-09-2025 | 01-09-2025 |  |  | PO-SEP-6034/DF250831-400-SEP
safety-[ | none : 3L1T safety stock | RMU | ROH | DF241115003 | Hex Bolt M10*25 | 315 | 315 | 0 | 6100K013 | 1-1-1-1 | consumption | 2025-09-21 | DFE-Gas Tank |  | RY01-Riyadh Central Warehouse | 2026-12-31 | 2026-12-17 | 0 | [5 empty] | Work in Process Material Issue | 7452549
safety-[ | none : 3L1T safety stock | RMU | ROH | DF241115002 | Hexagonal head combination bolt M10*25 | 945 | 945 | 0 | 6100KDP02 | PO-SEP-6034-[60] | GR_in_process | 2025-11-30 | DFE-Gas Tank |  | RY01-Riyadh Central Warehouse | 2026-12-31 | 2026-12-17 | 0 | Dongfang Electronics International Engineering Co. Ltd | 6100KDP02 // 2L1T SRMU Gas Tank Loose Material from DFE | 2400 | 01-09-2025 | 01-09-2025 |  |  | PO-SEP-6034/DF250831-400-SEP
safety-[ | none : 3L1T safety stock | RMU | ROH | DF241126015 | OTTA6-T-P/P marking strip (11)ZB10 LGS:11(1053014:0001) | 210 | 150 | 60 | 6100K013 | 1-1-1-1 | consumption | 2025-09-18 | DFE-LV |  | RY01-Riyadh Central Warehouse | 2026-12-31 | 2026-12-17 | 0 | [5 empty] | Work in Process Material Issue | 7402137
safety-[ | none : 3L1T safety stock | RMU | ROH | DF241126015 | OTTA6-T-P/P marking strip (11)ZB10 LGS:11(1053014:0001) | 60 | 60 | 0 | 6100KDP02 | PO-SEP-6055-[119] | GR_in_process | 2025-11-10 | DFE-LV |  | RY01-Riyadh Central Warehouse | 2026-12-31 | 2026-12-17 | 0 | Dongfang Electronics International Engineering Co. Ltd | 6100KDP02 // 2L2T SRMU LV Compartment Purchase Parts from DFE for 30 Units | 120 | 20-08-2025 | 20-08-2025 |  |  | PO-6055/DF250812-30-SEP Yantai
safety-[ | none : 3L1T safety stock | RMU | ROH | DF241126011 | Phoenix Terminal Center Bridge EB 2-OTTA 6(0790608) | 315 | 165 | 150 | 6100K013 | 1-1-1-1 | consumption | 2025-09-18 | DFE-LV |  | RY01-Riyadh Central Warehouse | 2026-12-31 | 2026-12-17 | 0 | [5 empty] | Work in Process Material Issue | 7402133
safety-[ | none : 3L1T safety stock | RMU | ROH | DF241126011 | Phoenix Terminal Center Bridge EB 2-OTTA 6(0790608) | 150 | 150 | 0 | 6100KDP02 | PO-SEP-6055-[105] | GR_in_process | 2025-11-10 | DFE-LV |  | RY01-Riyadh Central Warehouse | 2026-12-31 | 2026-12-17 | 0 | Dongfang Electronics International Engineering Co. Ltd | 6100KDP02 // 2L2T SRMU LV Compartment Purchase Parts from DFE for 30 Units | 180 | 20-08-2025 | 20-08-2025 |  |  | PO-6055/DF250812-30-SEP Yantai
safety-[ | none : 3L1T safety stock | RMU | ROH | DF241126012 | Phoenix Terminal Center Bridge EB 4-OTTA 6(0326049) | 105 | 55 | 50 | 6100K013 | 1-1-1-1 | consumption | 2025-09-18 | DFE-LV |  | RY01-Riyadh Central Warehouse | 2026-12-31 | 2026-12-17 | 0 | [5 empty] | Work in Process Material Issue | 7402134
safety-[ | none : 3L1T safety stock | RMU | ROH | DF241126012 | Phoenix Terminal Center Bridge EB 4-OTTA 6(0326049) | 50 | 50 | 0 | 6100KDP02 | PO-SEP-6055-[106] | GR_in_process | 2025-11-10 | DFE-LV |  | RY01-Riyadh Central Warehouse | 2026-12-31 | 2026-12-17 | 0 | Dongfang Electronics International Engineering Co. Ltd | 6100KDP02 // 2L2T SRMU LV Compartment Purchase Parts from DFE for 30 Units | 60 | 20-08-2025 | 20-08-2025 |  |  | PO-6055/DF250812-30-SEP Yantai
safety-[ | none : 3L1T safety stock | RMU | ROH | DF240612109 | Pre insulated terminal O-type HRV1.25-8 (RED) | 945 | 945 | 0 | 6100K013 | 1-1-1-1 | inventory | 2025-10-28 | DFE-Gas Tank |  | RY01-Riyadh Central Warehouse | 2026-12-31 | 2026-12-17 | 0
safety-[ | none : 3L1T safety stock | RMU | ROH | DF240510010 | Rivet Nut M6*15 | 1155 | 1155 | 0 | 6100K013 | 1-1-1-1 | consumption | 2025-09-25 | DFE-LV |  | RY01-Riyadh Central Warehouse | 2026-12-31 | 2026-12-17 | 0 | [5 empty] | Work in Process Material Issue | 7587862
safety-[ | none : 3L1T safety stock | RMU | ROH | DF240510010 | Rivet Nut M6*15 | 1680 | 1120 | 560 | 6100K013 | 1-1-1-1 | consumption | 2025-09-25 | SEP |  | RY01-Riyadh Central Warehouse | 2026-12-31 | 2026-12-17 | 0 | [5 empty] | Work in Process Material Issue | 7587862
safety-[ | none : 3L1T safety stock | RMU | ROH | DF240510010 | Rivet Nut M6*15 | 560 | 560 | 0 | 6100K013 | 1-1-1-1 | consumption | 2025-10-26 | SEP |  | RY01-Riyadh Central Warehouse | 2026-12-31 | 2026-12-17 | 0 | [5 empty] | Work in Process Material Issue | 8335177
safety-[ | none : 3L1T safety stock | RMU |  | DF240510010 | Rivet Nut M6*15 | 1995 | 1995 | 0 | 6100K013 | 1-1-1-1 | consumption | 2025-10-26 | SEP |  | RY01-Riyadh Central Warehouse | 2026-12-31 | 2026-12-17 | 0 | [5 empty] | Work in Process Material Issue | 8335177
safety-[ | none : 3L1T safety stock | RMU | ROH | 205041912 | Spring Washer φ10 | 1890 | 1890 | 0 | 6100K013 | 1-1-1-1 | consumption | 2025-09-24 | SEP |  | RY01-Riyadh Central Warehouse | 2026-12-31 | 2026-12-17 | 0 | [5 empty] | Work in Process Material Issue | 7564874
safety-[ | none : 3L1T safety stock | RMU | ROH | 205041912 | Spring Washer φ10 | 5985 | 2114 | 3871 | 6100K013 | 1-1-1-1 | consumption | 2025-09-24 | DFE-Gas Tank |  | RY01-Riyadh Central Warehouse | 2026-12-31 | 2026-12-17 | 0 | [5 empty] | Work in Process Material Issue | 7564874
safety-[ | none : 3L1T safety stock | RMU | ROH | 205041912 | Spring Washer φ10 | 3871 | 840 | 3031 | 6100K013 | 1-1-1-1 | consumption | 2025-09-25 | DFE-Gas Tank |  | RY01-Riyadh Central Warehouse | 2026-12-31 | 2026-12-17 | 0 | [5 empty] | Work in Process Material Issue | 7587851
safety-[ | none : 3L1T safety stock | RMU | ROH | 205041912 | Spring Washer φ10 | 3031 | 3031 | 0 | 6100K013 | 1-1-1-1 | consumption | 2025-10-26 | DFE-Gas Tank |  | RY01-Riyadh Central Warehouse | 2026-12-31 | 2026-12-17 | 0 | [5 empty] | Work in Process Material Issue | 8335165
safety-[ | none : 3L1T safety stock | RMU | ROH | DF241126016 | UK2.5B Center Connection Bar (3 connections)FBI 10-3(0203250) | 315 | 38 | 277 | 6100K013 | 1-1-1-1 | consumption | 2025-09-18 | DFE-LV |  | RY01-Riyadh Central Warehouse | 2026-12-31 | 2026-12-17 | 0 | [5 empty] | Work in Process Material Issue | 7402138
safety-[ | none : 3L1T safety stock | RMU | ROH | DF241126016 | UK2.5B Center Connection Bar (3 connections)FBI 10-3(0203250) | 277 | 60 | 217 | 6100KDP02 | PO-SEP-6055-[121] | GR_in_process | 2025-11-10 | DFE-LV |  | RY01-Riyadh Central Warehouse | 2026-12-31 | 2026-12-17 | 0 | Dongfang Electronics International Engineering Co. Ltd | 6100KDP02 // 2L2T SRMU LV Compartment Purchase Parts from DFE for 30 Units | 60 | 20-08-2025 | 20-08-2025 |  |  | PO-6055/DF250812-30-SEP Yantai
safety-[ | none : 3L1T safety stock | RMU | ROH | DF241126018 | UK2.5B Center Connection Bar (8 connections)FBI 10-8(0203250) | 105 | 105 | 0 | 6100K013 | 1-1-1-1 | consumption | 2025-09-18 | DFE-LV |  | RY01-Riyadh Central Warehouse | 2026-12-31 | 2026-12-17 | 0 | [5 empty] | Work in Process Material Issue | 7402140
safety-[ | none : 3L1T safety stock | RMU | ROH | 5DF.0818.0004 | 17.5kV Killer Switch | 105 | 105 | 0 | 6100KDP02 | PO-SEP-6034-[2] | GR_in_process | 2025-11-30 | DFE-Gas Tank |  | RY01-Riyadh Central Warehouse | 2026-12-31 | 2026-12-17 | 0 | Dongfang Electronics International Engineering Co. Ltd | 6100KDP02 // 2L1T SRMU Gas Tank Loose Material from DFE | 400 | 01-09-2025 | 01-09-2025 |  |  | PO-SEP-6034/DF250831-400-SEP
safety-[ | none : 3L1T safety stock | RMU | ROH | 6GDEP.198.025 | 198 Bushing | 945 | 702 | 243 | 6100KDP02 | PO-SEP-6034-[10] | GR_in_process | 2025-11-30 | DFE-Gas Tank |  | RY01-Riyadh Central Warehouse | 2026-12-31 | 2026-12-17 | 0 | Dongfang Electronics International Engineering Co. Ltd | 6100KDP02 // 2L1T SRMU Gas Tank Loose Material from DFE | 2400 | 01-09-2025 | 01-09-2025 |  |  | PO-SEP-6034/DF250831-400-SEP
safety-[ | none : 3L1T safety stock | RMU | ROH | 6GDEP.220.012 | 220 Bushing | 945 | 945 | 0 | 6100KDP02 | PO-SEP-6034-[8] | GR_in_process | 2025-11-30 | DFE-Gas Tank |  | RY01-Riyadh Central Warehouse | 2026-12-31 | 2026-12-17 | 0 | Dongfang Electronics International Engineering Co. Ltd | 6100KDP02 // 2L1T SRMU Gas Tank Loose Material from DFE | 2400 | 01-09-2025 | 01-09-2025 |  |  | PO-SEP-6034/DF250831-400-SEP
safety-[ | none : 3L1T safety stock | RMU | ROH | 6GDEP.247.011 | 247 Bushing | 315 | 315 | 0 | 6100KDP02 | PO-SEP-6034-[9] | GR_in_process | 2025-11-30 | DFE-Gas Tank |  | RY01-Riyadh Central Warehouse | 2026-12-31 | 2026-12-17 | 0 | Dongfang Electronics International Engineering Co. Ltd | 6100KDP02 // 2L1T SRMU Gas Tank Loose Material from DFE | 1200 | 01-09-2025 | 01-09-2025 |  |  | PO-SEP-6034/DF250831-400-SEP
safety-[ | none : 3L1T safety stock | RMU | ROH | 5DF.0816.0028 | Assemble Circuit Breaker Dynamic Seal | 105 | 105 | 0 | 6100KDP02 | PO-SEP-6034-[12] | GR_in_process | 2025-11-30 | DFE-Gas Tank |  | RY01-Riyadh Central Warehouse | 2026-12-31 | 2026-12-17 | 0 | Dongfang Electronics International Engineering Co. Ltd | 6100KDP02 // 2L1T SRMU Gas Tank Loose Material from DFE | 400 | 01-09-2025 | 01-09-2025 |  |  | PO-SEP-6034/DF250831-400-SEP
safety-[ | none : 3L1T safety stock | RMU | ROH | DF240603031 | Black rubber gasket (φ6-12 2mm) | 2520 | 2520 | 0 | 6100K013 | 1-1-1-1 | consumption | 2025-10-26 | SEP |  | RY01-Riyadh Central Warehouse | 2026-12-31 | 2026-12-17 | 0 | [5 empty] | Work in Process Material Issue | 8335160
safety-[ | none : 3L1T safety stock | RMU | 蓄电池标牌固定 | DF240603003 | Blind Rivet (φ3.2*7) | 210 | 210 | 0 | 6100K013 | R55-P-1-K013_SEP | inventory | 2025-10-28 | DFE-LV |  | RY01-Riyadh Central Warehouse | 2026-12-31 | 2026-12-17 | 0
safety-[ | none : 3L1T safety stock | RMU | ROH | DF209001751 | Buckle A104 Stainless Steel Single hole φ12 | 210 | 210 | 0 | 6100K013 | 1-1-1-1 | consumption | 2025-09-25 | Outer Enclosure |  | RY01-Riyadh Central Warehouse | 2026-12-31 | 2026-12-17 | 0 | [5 empty] | Work in Process Material Issue | 7581666
safety-[ | none : 3L1T safety stock | RMU | ROH | 5ST.0818.0002 | Button protection cover | 1155 | 970 | 185 | 6100K013 | 1-1-1-1 | consumption | 2025-10-16 | DFE-Consumables |  | RY01-Riyadh Central Warehouse | 2026-12-31 | 2026-12-17 | 0 | [5 empty] | Work in Process Pick | 8149420
safety-[ | none : 3L1T safety stock | RMU | ROH | 5ST.0818.0002 | Button protection cover | 185 | 185 | 0 | 6100K013 | 1-1-1-1 | consumption | 2025-09-18 | DFE-Consumables |  | RY01-Riyadh Central Warehouse | 2026-12-31 | 2026-12-17 | 0 | [5 empty] | Work in Process Material Issue | 7419905
safety-[ | none : 3L1T safety stock | RMU | ROH | 8DF-580-0046 | C-A Phase Bus | 315 | 315 | 0 | 6100KDP02 | PO-SEP-6034-[28] | GR_in_process | 2025-11-30 | DFE-Gas Tank |  | RY01-Riyadh Central Warehouse | 2026-12-31 | 2026-12-17 | 0 | Dongfang Electronics International Engineering Co. Ltd | 6100KDP02 // 2L1T SRMU Gas Tank Loose Material from DFE | 800 | 01-09-2025 | 01-09-2025 |  |  | PO-SEP-6034/DF250831-400-SEP
safety-[ | none : 3L1T safety stock | RMU | ROH | 8DF-580-0047 | C-A Phase Grounding Bar | 315 | 315 | 0 | 6100KDP02 | PO-SEP-6034-[31] | GR_in_process | 2025-11-30 | DFE-Gas Tank |  | RY01-Riyadh Central Warehouse | 2026-12-31 | 2026-12-17 | 0 | Dongfang Electronics International Engineering Co. Ltd | 6100KDP02 // 2L1T SRMU Gas Tank Loose Material from DFE | 800 | 01-09-2025 | 01-09-2025 |  |  | PO-SEP-6034/DF250831-400-SEP
safety-[ | none : 3L1T safety stock | RMU | ROH | 8DF-580-0048 | C-B Phase Bus | 315 | 315 | 0 | 6100KDP02 | PO-SEP-6034-[29] | GR_in_process | 2025-11-30 | DFE-Gas Tank |  | RY01-Riyadh Central Warehouse | 2026-12-31 | 2026-12-17 | 0 | Dongfang Electronics International Engineering Co. Ltd | 6100KDP02 // 2L1T SRMU Gas Tank Loose Material from DFE | 800 | 01-09-2025 | 01-09-2025 |  |  | PO-SEP-6034/DF250831-400-SEP
safety-[ | none : 3L1T safety stock | RMU | ROH | 8DF-580-0049 | C-B Phase Grounding Bar | 315 | 315 | 0 | 6100KDP02 | PO-SEP-6034-[32] | GR_in_process | 2025-11-30 | DFE-Gas Tank |  | RY01-Riyadh Central Warehouse | 2026-12-31 | 2026-12-17 | 0 | Dongfang Electronics International Engineering Co. Ltd | 6100KDP02 // 2L1T SRMU Gas Tank Loose Material from DFE | 800 | 01-09-2025 | 01-09-2025 |  |  | PO-SEP-6034/DF250831-400-SEP
safety-[ | none : 3L1T safety stock | RMU | ROH | 8DF-580-0050 | C-C Phase Bus | 315 | 315 | 0 | 6100KDP02 | PO-SEP-6034-[30] | GR_in_process | 2025-11-30 | DFE-Gas Tank |  | RY01-Riyadh Central Warehouse | 2026-12-31 | 2026-12-17 | 0 | Dongfang Electronics International Engineering Co. Ltd | 6100KDP02 // 2L1T SRMU Gas Tank Loose Material from DFE | 800 | 01-09-2025 | 01-09-2025 |  |  | PO-SEP-6034/DF250831-400-SEP
safety-[ | none : 3L1T safety stock | RMU | ROH | 8DF-580-0051 | C-C Phase Grounding Bar | 315 | 315 | 0 | 6100KDP02 | PO-SEP-6034-[33] | GR_in_process | 2025-11-30 | DFE-Gas Tank |  | RY01-Riyadh Central Warehouse | 2026-12-31 | 2026-12-17 | 0 | Dongfang Electronics International Engineering Co. Ltd | 6100KDP02 // 2L1T SRMU Gas Tank Loose Material from DFE | 800 | 01-09-2025 | 01-09-2025 |  |  | PO-SEP-6034/DF250831-400-SEP
safety-[ | none : 3L1T safety stock | RMU | HALB | 8DF.0818.0034 | CCV Bonding Bar M410 | 315 | 315 | 0 | 6100K013 | BOX42-1-1-K013_SEP | inventory | 2025-10-28 | DFE-Gas Tank |  | RY01-Riyadh Central Warehouse | 2026-12-31 | 2026-12-17 | 0
safety-[ | none : 3L1T safety stock | RMU | ROH | 8DF.0818.0031 | CCVC Front Plate | 105 | 105 | 0 | 6100K013 | BOX42-1-1-K013_SEP | inventory | 2025-10-28 | DFE-Gas Tank |  | RY01-Riyadh Central Warehouse | 2026-12-31 | 2026-12-17 | 0
safety-[ | none : 3L1T safety stock | RMU | HALB | 8DF.0815.1085 | CCVC Ground bar 5 | 105 | 55 | 50 | 6100KDP02 | BOX42-1-1-K013_SEP | consumption | 2025-10-13 | DFE-Gas Tank |  | RY01-Riyadh Central Warehouse | 2026-12-31 | 2026-12-17 | 0 | [5 empty] | Project Transfer | 8080435
safety-[ | none : 3L1T safety stock | RMU | ROH | 8DF.0818.0032 | CCVC Rear Plate | 105 | 105 | 0 | 6100K013 | BOX42-1-1-K013_SEP | inventory | 2025-10-28 | DFE-Gas Tank |  | RY01-Riyadh Central Warehouse | 2026-12-31 | 2026-12-17 | 0
safety-[ | none : 3L1T safety stock | RMU | ROH | DF240510022 | Wire harness (black)BVR-1.5mm² | 4620 | 2250 | 2370 | 6100K013 | R56-Q-1-K013_SEP | inventory | 2025-10-28 | DFE-LV |  | RY01-Riyadh Central Warehouse | 2026-12-31 | 2026-12-17 | 0
safety-[ | none : 3L1T safety stock | RMU | ROH | DF240510022 | Wire harness (black)BVR-1.5mm² | 2370 | 1056 | 1314 | 6100K013 | NEW.FLR-1-1-K013_SEP | inventory | 2025-10-28 | DFE-LV |  | RY01-Riyadh Central Warehouse | 2026-12-31 | 2026-12-17 | 0
safety-[ | none : 3L1T safety stock | RMU | ROH | DF240510022 | Wire harness (black)BVR-1.5mm² | 1314 | 253 | 1061 | 6100K013 | 1-1-1-1 | inventory | 2025-10-28 | DFE-LV |  | RY01-Riyadh Central Warehouse | 2026-12-31 | 2026-12-17 | 0
safety-[ | none : 3L1T safety stock | RMU | ROH | DF240510022 | Wire harness (black)BVR-1.5mm² | 1061 | 1061 | 0 | 6100K013 | 1-1-1-1 | consumption | 2025-09-18 | DFE-LV |  | RY01-Riyadh Central Warehouse | 2026-12-31 | 2026-12-17 | 0 | [5 empty] | Work in Process Material Issue | 7408983
safety-[ | none : 3L1T safety stock | RMU | ROH | DF240510023 | Wire harness (black)BVR-2.5mm² | 472.5 | 472.5 | 0 | 6100K013 | 1-1-1-1 | inventory | 2025-10-28 | DFE-LV |  | RY01-Riyadh Central Warehouse | 2026-12-31 | 2026-12-17 | 0
safety-[ | none : 3L1T safety stock | RMU | ROH | DF240510024 | Wire harness (black)BVR-4.0mm² | 3675 | 1556.5 | 2118.5 | 6100K013 | R56-Q-1-K013_SEP | consumption | 2025-10-19 | DFE-LV |  | RY01-Riyadh Central Warehouse | 2026-12-31 | 2026-12-17 | 0 | [5 empty] | Work in Process Pick | 8178506
safety-[ | none : 3L1T safety stock | RMU | ROH | DF240510024 | Wire harness (black)BVR-4.0mm² | 2118.5 | 1440 | 678.5 | 6100K013 | 1-1-1-1 | consumption | 2025-09-21 | DFE-LV |  | RY01-Riyadh Central Warehouse | 2026-12-31 | 2026-12-17 | 0 | [5 empty] | Work in Process Material Issue | 7480546
safety-[ | none : 3L1T safety stock | RMU | ROH | DF240510024 | Wire harness (black)BVR-4.0mm² | 678.5 | 678.5 | 0 | 6100K013 | NEW.FLR-1-1-K013_SEP | consumption | 2025-10-21 | DFE-LV |  | RY01-Riyadh Central Warehouse | 2026-12-31 | 2026-12-17 | 0 | [5 empty] | Work in Process Pick | 8235611
safety-[ | none : 3L1T safety stock | RMU | ROH | DF241126003 | Wire harness (Blue)BVR-1.5mm² | 6300 | 1320 | 4980 | 6100KDP02 | PO-SEP-6055-[61] | GR_in_process | 2025-11-10 | DFE-LV |  | RY01-Riyadh Central Warehouse | 2026-12-31 | 2026-12-17 | 0 | Dongfang Electronics International Engineering Co. Ltd | 6100KDP02 // 2L2T SRMU LV Compartment Purchase Parts from DFE for 30 Units | 2100 | 20-08-2025 | 20-08-2025 |  |  | PO-6055/DF250812-30-SEP Yantai
safety-[ | none : 3L1T safety stock | RMU | ROH | DF250303002 | Wire harness (Blue)BVR-4.0mm² | 735 | 690 | 45 | 6100K013 | 1-1-1-1 | consumption | 2025-09-18 | DFE-LV |  | RY01-Riyadh Central Warehouse | 2026-12-31 | 2026-12-17 | 0 | [5 empty] | Work in Process Material Issue | 7417754
safety-[ | none : 3L1T safety stock | RMU | ROH | DF250303002 | Wire harness (Blue)BVR-4.0mm² | 45 | 45 | 0 | 6100KDP02 | PO-SEP-6055-[68] | GR_in_process | 2025-11-10 | DFE-LV |  | RY01-Riyadh Central Warehouse | 2026-12-31 | 2026-12-17 | 0 | Dongfang Electronics International Engineering Co. Ltd | 6100KDP02 // 2L2T SRMU LV Compartment Purchase Parts from DFE for 30 Units | 480 | 20-08-2025 | 20-08-2025 |  |  | PO-6055/DF250812-30-SEP Yantai
safety-[ | none : 3L1T safety stock | RMU | ROH | DF241126004 | Wire harness (grey)BVR-1.5mm² | 33600 | 23600 | 10000 | 6100K013 | R17-T-1-K013_SEP | inventory | 2025-10-28 | DFE-LV |  | RY01-Riyadh Central Warehouse | 2026-12-31 | 2026-12-17 | 0
safety-[ | none : 3L1T safety stock | RMU | ROH | DF241126004 | Wire harness (grey)BVR-1.5mm² | 10000 | 10000 | 0 | 6100K013 | NEW.FLR-1-1-K013_SEP | inventory | 2025-10-28 | DFE-LV |  | RY01-Riyadh Central Warehouse | 2026-12-31 | 2026-12-17 | 0
safety-[ | none : 3L1T safety stock | RMU | ROH | DF241126008 | Wire harness (grey)BVR-2.5mm² | 3780 | 3780 | 0 | 6100K013 | 1-1-1-1 | consumption | 2025-09-21 | DFE-LV |  | RY01-Riyadh Central Warehouse | 2026-12-31 | 2026-12-17 | 0 | [5 empty] | Work in Process Material Issue | 7480573
safety-[ | none : 3L1T safety stock | RMU | ROH | DF241126001 | Wire harness (Red)BVR-1.5mm² | 1575 | 1095 | 480 | 6100K013 | 1-1-1-1 | consumption | 2025-09-18 | DFE-LV |  | RY01-Riyadh Central Warehouse | 2026-12-31 | 2026-12-17 | 0 | [5 empty] | Work in Process Material Issue | 7409016
safety-[ | none : 3L1T safety stock | RMU | ROH | DF241126001 | Wire harness (Red)BVR-1.5mm² | 480 | 480 | 0 | 6100K013 | R18-J-1-K013_SEP | consumption | 2025-10-19 | DFE-LV |  | RY01-Riyadh Central Warehouse | 2026-12-31 | 2026-12-17 | 0 | [5 empty] | Work in Process Pick | 8178509
safety-[ | none : 3L1T safety stock | RMU | ROH | DF241126005 | Wire harness (Red)BVR-2.5mm² | 472.5 | 472.5 | 0 | 6100K013 | 1-1-1-1 | inventory | 2025-10-28 | DFE-LV |  | RY01-Riyadh Central Warehouse | 2026-12-31 | 2026-12-17 | 0
safety-[ | none : 3L1T safety stock | RMU | ROH | DF241126009 | Wire harness (Red)BVR-4.0mm² | 1365 | 640 | 725 | 6100K013 | R73-I-1-K013_SEP | inventory | 2025-10-28 | DFE-LV |  | RY01-Riyadh Central Warehouse | 2026-12-31 | 2026-12-17 | 0
safety-[ | none : 3L1T safety stock | RMU | ROH | DF241126009 | Wire harness (Red)BVR-4.0mm² | 725 | 200 | 525 | 6100K013 | R19-K-1-K013_SEP | inventory | 2025-10-28 | DFE-LV |  | RY01-Riyadh Central Warehouse | 2026-12-31 | 2026-12-17 | 0
safety-[ | none : 3L1T safety stock | RMU | ROH | DF241126009 | Wire harness (Red)BVR-4.0mm² | 525 | 525 | 0 | 6100K013 | 1-1-1-1 | consumption | 2025-09-18 | DFE-LV |  | RY01-Riyadh Central Warehouse | 2026-12-31 | 2026-12-17 | 0 | [5 empty] | Work in Process Material Issue | 7409022
safety-[ | none : 3L1T safety stock | RMU | ROH | DF241126002 | Wire harness (Yellow)BVR-1.5mm² | 1575 | 1095 | 480 | 6100K013 | 1-1-1-1 | consumption | 2025-09-18 | DFE-LV |  | RY01-Riyadh Central Warehouse | 2026-12-31 | 2026-12-17 | 0 | [5 empty] | Work in Process Material Issue | 7409017
safety-[ | none : 3L1T safety stock | RMU | ROH | DF241126002 | Wire harness (Yellow)BVR-1.5mm² | 480 | 480 | 0 | 6100K013 | R18-J-1-K013_SEP | consumption | 2025-10-19 | DFE-LV |  | RY01-Riyadh Central Warehouse | 2026-12-31 | 2026-12-17 | 0 | [5 empty] | Work in Process Pick | 8178512
safety-[ | none : 3L1T safety stock | RMU | ROH | DF250303001 | Wire harness (Yellow)BVR-4.0mm² | 735 | 690 | 45 | 6100K013 | 1-1-1-1 | consumption | 2025-09-18 | DFE-LV |  | RY01-Riyadh Central Warehouse | 2026-12-31 | 2026-12-17 | 0 | [5 empty] | Work in Process Material Issue | 7417753
safety-[ | none : 3L1T safety stock | RMU | ROH | DF250303001 | Wire harness (Yellow)BVR-4.0mm² | 45 | 45 | 0 | 6100KDP02 | PO-SEP-6055-[67] | GR_in_process | 2025-11-10 | DFE-LV |  | RY01-Riyadh Central Warehouse | 2026-12-31 | 2026-12-17 | 0 | Dongfang Electronics International Engineering Co. Ltd | 6100KDP02 // 2L2T SRMU LV Compartment Purchase Parts from DFE for 30 Units | 480 | 20-08-2025 | 20-08-2025 |  |  | PO-6055/DF250812-30-SEP Yantai
safety-[ | none : 3L1T safety stock | RMU | ROH | DF240510039 | CT+ECT (75A/1A+75A/225mV) | 315 | 254 | 61 | 6100K013 | 1-1-1-1 | consumption | 2025-09-22 | SEP |  | RY01-Riyadh Central Warehouse | 2026-12-31 | 2026-12-17 | 0 | [5 empty] | Work in Process Material Issue | 7503151
safety-[ | none : 3L1T safety stock | RMU | ROH | 8DF.0815.0153 | CVC Common Enclosure Bottom Bar | 315 | 315 | 0 | 6100KDP02 | PO-SEP-6034-[72] | GR_in_process | 2025-11-30 | DFE-Gas Tank |  | RY01-Riyadh Central Warehouse | 2026-12-31 | 2026-12-17 | 0 | Dongfang Electronics International Engineering Co. Ltd | 6100KDP02 // 2L1T SRMU Gas Tank Loose Material from DFE | 800 | 01-09-2025 | 01-09-2025 |  |  | PO-SEP-6034/DF250831-400-SEP
safety-[ | none : 3L1T safety stock | RMU | ROH | 8DF.0818.0002 | CVC Side Plate | 210 | 210 | 0 | 6100KDP02 | PO-SEP-6034-[82] | GR_in_process | 2025-11-30 | DFE-Gas Tank |  | RY01-Riyadh Central Warehouse | 2026-12-31 | 2026-12-17 | 0 | Dongfang Electronics International Engineering Co. Ltd | 6100KDP02 // 2L1T SRMU Gas Tank Loose Material from DFE | 800 | 01-09-2025 | 01-09-2025 |  |  | PO-SEP-6034/DF250831-400-SEP
safety-[ | none : 3L1T safety stock | RMU | ROH | 8DF.0818.0036 | CCVC Install the Stiffener in One Piece | 105 | 105 | 0 | 6100K013 | BOX42-1-1-K013_SEP | inventory | 2025-10-28 | DFE-Gas Tank |  | RY01-Riyadh Central Warehouse | 2026-12-31 | 2026-12-17 | 0
safety-[ | none : 3L1T safety stock | RMU | ROH | 8DF-217-0004 | Cable door guide sleeve | 840 | 360 | 480 | 6100K013 | 1-1-1-1 | consumption | 2025-09-25 | SEP |  | RY01-Riyadh Central Warehouse | 2026-12-31 | 2026-12-17 | 0 | [5 empty] | Work in Process Material Issue | 7587928
safety-[ | none : 3L1T safety stock | RMU | ROH | 8DF-217-0004 | Cable door guide sleeve | 480 | 480 | 0 | 6100K013 | 1-1-1-1 | consumption | 2025-10-26 | SEP |  | RY01-Riyadh Central Warehouse | 2026-12-31 | 2026-12-17 | 0 | [5 empty] | Work in Process Material Issue | 8335240
safety-[ | none : 3L1T safety stock | RMU | ROH | 8DF.0818.1093 | Cable room insulation board 1 | 840 | 360 | 480 | 6100K013 | 1-1-1-1 | consumption | 2025-09-25 | DFE-Consumables |  | RY01-Riyadh Central Warehouse | 2026-12-31 | 2026-12-17 | 0 | [5 empty] | Work in Process Material Issue | 7587924
safety-[ | none : 3L1T safety stock | RMU | ROH | 8DF.0818.1093 | Cable room insulation board 1 | 480 | 480 | 0 | 6100K013 | 1-1-1-1 | consumption | 2025-10-26 | DFE-Consumables |  | RY01-Riyadh Central Warehouse | 2026-12-31 | 2026-12-17 | 0 | [5 empty] | Work in Process Material Issue | 8335236
safety-[ | none : 3L1T safety stock | RMU | ROH | DF240603045 | Charge indicator (DXN-T-FD/17.5) | 420 | 365 | 55 | 6100K013 | 1-1-1-1 | consumption | 2025-10-26 | DFE-Consumables |  | RY01-Riyadh Central Warehouse | 2026-12-31 | 2026-12-17 | 0 | [5 empty] | Work in Process Material Issue | 8335162
safety-[ | none : 3L1T safety stock | RMU | ROH | 8DF.0818.1049 | Circuit Breaker Indicator | 105 | 105 | 0 | 6100KDP02 | PO-SEP-6034-[26] | GR_in_process | 2025-11-30 | DFE-Gas Tank |  | RY01-Riyadh Central Warehouse | 2026-12-31 | 2026-12-17 | 0 | Dongfang Electronics International Engineering Co. Ltd | 6100KDP02 // 2L1T SRMU Gas Tank Loose Material from DFE | 400 | 01-09-2025 | 01-09-2025 |  |  | PO-SEP-6034/DF250831-400-SEP
safety-[ | none : 3L1T safety stock | RMU | ROH | 5DF.0815.0201 | Circuit Breaker Mechanism | 105 | 105 | 0 | 6100KDP02 | PO-SEP-6034-[11] | GR_in_process | 2025-11-30 | DFE-Gas Tank |  | RY01-Riyadh Central Warehouse | 2026-12-31 | 2026-12-17 | 0 | Dongfang Electronics International Engineering Co. Ltd | 6100KDP02 // 2L1T SRMU Gas Tank Loose Material from DFE | 400 | 01-09-2025 | 01-09-2025 |  |  | PO-SEP-6034/DF250831-400-SEP
safety-[ | none : 3L1T safety stock | RMU | ROH | DF240424003 | Circuit Breaker Mechanism Mechanical Interlocking | 105 | 105 | 0 | 6100KDP02 | PO-SEP-6034-[13] | GR_in_process | 2025-11-30 | DFE-Gas Tank |  | RY01-Riyadh Central Warehouse | 2026-12-31 | 2026-12-17 | 0 | Dongfang Electronics International Engineering Co. Ltd | 6100KDP02 // 2L1T SRMU Gas Tank Loose Material from DFE | 400 | 01-09-2025 | 01-09-2025 |  |  | PO-SEP-6034/DF250831-400-SEP
safety-[ | none : 3L1T safety stock | RMU | ROH | DF240424004 | Circuit Breaker Mechanism Mounting Assembly | 105 | 105 | 0 | 6100KDP02 | PO-SEP-6034-[14] | GR_in_process | 2025-11-30 | DFE-Gas Tank |  | RY01-Riyadh Central Warehouse | 2026-12-31 | 2026-12-17 | 0 | Dongfang Electronics International Engineering Co. Ltd | 6100KDP02 // 2L1T SRMU Gas Tank Loose Material from DFE | 400 | 01-09-2025 | 01-09-2025 |  |  | PO-SEP-6034/DF250831-400-SEP
safety-[ | none : 3L1T safety stock | RMU | ROH | DF241126027 | Cold pressed terminal O-shaped RV1.25-4 (RED) | 1050 | 1050 | 0 | 6100K013 | PLT2-1-1-K013_SEP | inventory | 2025-10-28 | DFE-LV |  | RY01-Riyadh Central Warehouse | 2026-12-31 | 2026-12-17 | 0
safety-[ | none : 3L1T safety stock | RMU | ROH | DF240612124 | Cold pressed terminal U-shaped SV1.25-4 (RED) | 11130 | 11130 | 0 | 6100K013 | 1-1-1-1 | consumption | 2025-09-18 | DFE-LV |  | RY01-Riyadh Central Warehouse | 2026-12-31 | 2026-12-17 | 0 | [5 empty] | Work in Process Material Issue | 7409014
safety-[ | none : 3L1T safety stock | RMU | ROH | DF240612127 | Cold pressed terminal plug-in type FRD1.25-156 (RED) | 420 | 420 | 0 | 6100K013 | BOX12-1-1-K013_SEP | inventory | 2025-10-28 | DFE-LV |  | RY01-Riyadh Central Warehouse | 2026-12-31 | 2026-12-17 | 0
safety-[ | none : 3L1T safety stock | RMU | ROH | DF240612128 | Cold pressed terminal plug-in type MPD1.25-156 (RED) | 420 | 420 | 0 | 6100K013 | PLT2-1-1-K013_SEP | inventory | 2025-10-28 | DFE-LV |  | RY01-Riyadh Central Warehouse | 2026-12-31 | 2026-12-17 | 0
safety-[ | none : 3L1T safety stock | RMU | ROH | DF240612126 | Cold pressed terminal strip type DBV1.25-10 (RED) | 4830 | 4830 | 0 | 6100K013 | 1-1-1-1 | consumption | 2025-09-21 | DFE-LV |  | RY01-Riyadh Central Warehouse | 2026-12-31 | 2026-12-17 | 0 | [5 empty] | Work in Process Material Issue | 7480565
safety-[ | none : 3L1T safety stock | RMU | ROH | 8DF.0815.0157 | Common Enclosure Roof Bar | 420 | 420 | 0 | 6100KDP02 | PO-SEP-6034-[86] | GR_in_process | 2025-11-30 | DFE-Gas Tank |  | RY01-Riyadh Central Warehouse | 2026-12-31 | 2026-12-17 | 0 | Dongfang Electronics International Engineering Co. Ltd | 6100KDP02 // 2L1T SRMU Gas Tank Loose Material from DFE | 1200 | 01-09-2025 | 01-09-2025 |  |  | PO-SEP-6034/DF250831-400-SEP
safety-[ | none : 3L1T safety stock | RMU | ROH | RMU000000217 | Module, Communication, 4G, Ord: IR302-LQ28, with Mushroom Antenna ¦ 208004917 ¦ China Inhand | 105 | 105 | 0 | 6100KDP02 | PO-SEP-8114-[2] | GR_in_process | 2025-11-30 | DFE-LV | Automated: Replaced 208004917 by RMU000000217. | RY01-Riyadh Central Warehouse | 2026-12-31 | 2026-12-17 | 0 | AMMARTECH Contracting & Smart Solutions | 6100KDP02 // 3L 355 Units Amar tech Scope Items | 355 | 08-10-2025 | 08-10-2025 |  |  | PO-SEP-8114/APAC-AMM2025092401
safety-[ | none : 3L1T safety stock | RMU | ROH | 8DF.0818.1292 | Copper sets | 210 | 210 | 0 | 6100K013 | 1-1-1-1 | inventory | 2025-10-28 | SEP |  | RY01-Riyadh Central Warehouse | 2026-12-31 | 2026-12-17 | 0
safety-[ | none : 3L1T safety stock | RMU | ROH | DF240907004 | Cross recessed pan head screws M3*12 | 420 | 420 | 0 | 6100K013 | BOX12-1-1-K013_SEP | inventory | 2025-10-28 | Outer Enclosure |  | RY01-Riyadh Central Warehouse | 2026-12-31 | 2026-12-17 | 0
safety-[ | none : 3L1T safety stock | RMU | ROH | DF240103074 | M4*12 Cross recessed pan head triangular tooth self-tapping self-drilling screw galvanized | 105 | 105 | 0 | 6100K013 | R55-Q-1-K013_SEP | inventory | 2025-10-28 | Outer Enclosure |  | RY01-Riyadh Central Warehouse | 2026-12-31 | 2026-12-17 | 0
safety-[ | none : 3L1T safety stock | RMU | ROH | DF240603047 | M5 * 12 cross groove pan head triangular self tapping screw | 420 | 420 | 0 | 6100K013 | 1-1-1-1 | consumption | 2025-10-26 | Outer Enclosure |  | RY01-Riyadh Central Warehouse | 2026-12-31 | 2026-12-17 | 0 | [5 empty] | Work in Process Material Issue | 8335204
safety-[ | none : 3L1T safety stock | RMU | ROH | DF240603047 | Cross recessed self-tapping screw M5*12 | 5460 | 5460 | 0 | 6100K013 | 1-1-1-1 | consumption | 2025-10-26 | SEP |  | RY01-Riyadh Central Warehouse | 2026-12-31 | 2026-12-17 | 0 | [5 empty] | Work in Process Material Issue | 8335204
safety-[ | none : 3L1T safety stock | RMU | ROH | DF240510027 | Rail | 131.25 | 131.25 | 0 | 6100K013 | BOX12-1-1-K013_SEP | inventory | 2025-10-28 | DFE-LV |  | RY01-Riyadh Central Warehouse | 2026-12-31 | 2026-12-17 | 0
safety-[ | none : 3L1T safety stock | RMU | ROH | DF240424026 | Desiccant | 105 | 105 | 0 | 6100KDP02 | PO-SEP-6034-[66] | GR_in_process | 2025-11-30 | DFE-Gas Tank |  | RY01-Riyadh Central Warehouse | 2026-12-31 | 2026-12-17 | 0 | Dongfang Electronics International Engineering Co. Ltd | 6100KDP02 // 2L1T SRMU Gas Tank Loose Material from DFE | 400 | 01-09-2025 | 01-09-2025 |  |  | PO-SEP-6034/DF250831-400-SEP
safety-[ | none : 3L1T safety stock | RMU | ROH | DF209001750 | Dixation Hook Q235A | 105 | 105 | 0 | 6100K013 | 1-1-1-1 | consumption | 2025-09-24 | Outer Enclosure |  | RY01-Riyadh Central Warehouse | 2026-12-31 | 2026-12-17 | 0 | [5 empty] | Work in Process Material Issue | 7562537
safety-[ | none : 3L1T safety stock | RMU | ROH | DF205041101 | Door Bolt 5 Inches Stainless steel | 210 | 210 | 0 | 6100K013 | 1-1-1-1 | consumption | 2025-09-24 | Outer Enclosure |  | RY01-Riyadh Central Warehouse | 2026-12-31 | 2026-12-17 | 0 | [5 empty] | Work in Process Material Issue | 7562529
safety-[ | none : 3L1T safety stock | RMU | ROH | DF240603035 | Door lock (MS310 Hengzhu) | 315 | 315 | 0 | 6100K013 | 1-1-1-1 | consumption | 2025-10-26 | DFE-Consumables |  | RY01-Riyadh Central Warehouse | 2026-12-31 | 2026-12-17 | 0 | [5 empty] | Work in Process Material Issue | 8335192
safety-[ | none : 3L1T safety stock | RMU | ROH | 8DF.0818.1293 | Door stop guide sleeve | 210 | 210 | 0 | 6100K013 | 1-1-1-1 | consumption | 2025-11-09 | SEP |  | RY01-Riyadh Central Warehouse | 2026-12-31 | 2026-12-17 | 0 | [5 empty] | Work in Process Material Issue | 7226793
safety-[ | none : 3L1T safety stock | RMU | ROH | DF240424025 | Dust-free Paper | 2100 | 2100 | 0 | 6100KDP02 | PO-SEP-6034-[65] | GR_in_process | 2025-11-30 | DFE-Gas Tank |  | RY01-Riyadh Central Warehouse | 2026-12-31 | 2026-12-17 | 0 | Dongfang Electronics International Engineering Co. Ltd | 6100KDP02 // 2L1T SRMU Gas Tank Loose Material from DFE | 8000 | 01-09-2025 | 01-09-2025 |  |  | PO-SEP-6034/DF250831-400-SEP
safety-[ | none : 3L1T safety stock | RMU | ROH | DF240612005 | Wrapped mesh (black) φ30 | 73.5 | 73.5 | 0 | 6100K013 | 1-1-1-1 | consumption | 2025-09-15 | DFE-LV |  | RY01-Riyadh Central Warehouse | 2026-12-31 | 2026-12-17 | 0 | [5 empty] | Work in Process Material Issue | 7323467
safety-[ | none : 3L1T safety stock | RMU | ROH | DF240510006 | External hexagonal flange triangular thread self-tapping locking screw M6*12 | 3465 | 3465 | 0 | 6100K013 | 1-1-1-1 | consumption | 2025-10-26 | SEP |  | RY01-Riyadh Central Warehouse | 2026-12-31 | 2026-12-17 | 0 | [5 empty] | Work in Process Material Issue | 8335173
safety-[ | none : 3L1T safety stock | RMU | ROH | DF240510006 | External hexagonal flange triangular thread self-tapping locking screws M6*12 | 3780 | 3510 | 270 | 6100K013 | 1-1-1-1 | consumption | 2025-10-26 | Outer Enclosure |  | RY01-Riyadh Central Warehouse | 2026-12-31 | 2026-12-17 | 0 | [5 empty] | Work in Process Material Issue | 8329462
safety-[ | none : 3L1T safety stock | RMU | ROH | DF240510006 | External hexagonal flange triangular thread self-tapping locking screws M6*12 | 270 | 270 | 0 | 6100K013 | 1-1-1-1 | consumption | 2025-10-26 | Outer Enclosure |  | RY01-Riyadh Central Warehouse | 2026-12-31 | 2026-12-17 | 0 | [5 empty] | Work in Process Material Issue | 8335173
safety-[ | none : 3L1T safety stock | RMU | ROH | DF240510006 | External hexagonal flange triangular thread self-tapping locking screw M6*12 | 3990 | 2640 | 1350 | 6100K013 | 1-1-1-1 | consumption | 2025-10-26 | DFE-LV |  | RY01-Riyadh Central Warehouse | 2026-12-31 | 2026-12-17 | 0 | [5 empty] | Work in Process Material Issue | 8335173
safety-[ | none : 3L1T safety stock | RMU | ROH | DF241126019 | 1.0 White Wire Gauge Tube 1.0mm² | 33.6 | 33.6 | 0 | 6100K013 | R19-S-1-K013_SEP | inventory | 2025-10-28 | DFE-LV |  | RY01-Riyadh Central Warehouse | 2026-12-31 | 2026-12-17 | 0
safety-[ | none : 3L1T safety stock | RMU | ROH | DF241126023 | 1.5 Red Wire Gauge Tube 1.5mm² | 21 | 21 | 0 | 6100K013 | R20-B-1-K013_SEP | inventory | 2025-10-28 | DFE-LV |  | RY01-Riyadh Central Warehouse | 2026-12-31 | 2026-12-17 | 0
safety-[ | none : 3L1T safety stock | RMU | ROH | DF241126020 | 1.5 White Wire Gauge Tube 1.5mm² | 1417.5 | 433 | 984.5 | 6100KDP02 | PO-SEP-6055-[127] | GR_in_process | 2025-11-10 | DFE-LV |  | RY01-Riyadh Central Warehouse | 2026-12-31 | 2026-12-17 | 0 | Dongfang Electronics International Engineering Co. Ltd | 6100KDP02 // 2L2T SRMU LV Compartment Purchase Parts from DFE for 30 Units | 480 | 20-08-2025 | 20-08-2025 |  |  | PO-6055/DF250813-30-SEP Xiamen
safety-[ | none : 3L1T safety stock | RMU | ROH | DF241126024 | 2.5 Red Wire Gauge Tube 2.5mm² | 73.5 | 16.8 | 56.7 | 6100K013 | 1-1-1-1 | consumption | 2025-09-18 | DFE-LV |  | RY01-Riyadh Central Warehouse | 2026-12-31 | 2026-12-17 | 0 | [5 empty] | Work in Process Material Issue | 7402123
safety-[ | none : 3L1T safety stock | RMU | ROH | DF241126024 | 2.5 Red Wire Gauge Tube 2.5mm² | 56.7 | 21 | 35.7 | 6100KDP02 | PO-SEP-6055-[133] | GR_in_process | 2025-11-10 | DFE-LV |  | RY01-Riyadh Central Warehouse | 2026-12-31 | 2026-12-17 | 0 | Dongfang Electronics International Engineering Co. Ltd | 6100KDP02 // 2L2T SRMU LV Compartment Purchase Parts from DFE for 30 Units | 21 | 20-08-2025 | 20-08-2025 |  |  | PO-6055/DF250813-30-SEP Xiamen
safety-[ | none : 3L1T safety stock | RMU | ROH | DF241126021 | 2.5 White Wire Gauge Tube 2.5mm² | 231 | 231 | 0 | 6100K013 | 1-1-1-1 | inventory | 2025-10-28 | DFE-LV |  | RY01-Riyadh Central Warehouse | 2026-12-31 | 2026-12-17 | 0
safety-[ | none : 3L1T safety stock | RMU | ROH | DF241126022 | 4.0 White Wire Gauge Tube 4.0mm² | 165.9 | 165.9 | 0 | 6100KDP02 | PO-SEP-6055-[130] | GR_in_process | 2025-11-10 | DFE-LV |  | RY01-Riyadh Central Warehouse | 2026-12-31 | 2026-12-17 | 0 | Dongfang Electronics International Engineering Co. Ltd | 6100KDP02 // 2L2T SRMU LV Compartment Purchase Parts from DFE for 30 Units | 76800 | 20-08-2025 | 20-08-2025 |  |  | PO-6055/DF250813-30-SEP Xiamen
safety-[ | none : 3L1T safety stock | RMU | ROH | 8DF-128-0009 | Fixed clamp | 105 | 105 | 0 | 6100K013 | 1-1-1-1 | consumption | 2025-09-25 | Outer Enclosure |  | RY01-Riyadh Central Warehouse | 2026-12-31 | 2026-12-17 | 0 | [5 empty] | Work in Process Material Issue | 7581674
safety-[ | none : 3L1T safety stock | RMU | ROH | 205036416 | Flat Washer φ4 | 1890 | 592 | 1298 | 6100K013 | 1-1-1-1 | consumption | 2025-10-26 | DFE-LV |  | RY01-Riyadh Central Warehouse | 2026-12-31 | 2026-12-17 | 0 | [5 empty] | Work in Process Material Issue | 8335164
safety-[ | none : 3L1T safety stock | RMU | ROH | 211001962 | Flat Washer φ6 | 1470 | 1470 | 0 | 6100K013 | 1-1-1-1 | consumption | 2025-10-26 | DFE-LV |  | RY01-Riyadh Central Warehouse | 2026-12-31 | 2026-12-17 | 0 | [5 empty] | Work in Process Material Issue | 8335227
safety-[ | none : 3L1T safety stock | RMU | ROH | 211001962 | φ6 Flap pad Stainless steel | 3780 | 3780 | 0 | 6100K013 | 1-1-1-1 | consumption | 2025-10-26 | Outer Enclosure |  | RY01-Riyadh Central Warehouse | 2026-12-31 | 2026-12-17 | 0 | [5 empty] | Work in Process Material Issue | 8335227
safety-[ | none : 3L1T safety stock | RMU | ROH | 211001962 | Flat Washer φ6 | 5880 | 4160 | 1720 | 6100K013 | 1-1-1-1 | consumption | 2025-10-26 | SEP |  | RY01-Riyadh Central Warehouse | 2026-12-31 | 2026-12-17 | 0 | [5 empty] | Work in Process Material Issue | 8329483
safety-[ | none : 3L1T safety stock | RMU | ROH | 211001962 | Flat Washer φ6 | 1720 | 1720 | 0 | 6100K013 | 1-1-1-1 | consumption | 2025-10-26 | SEP |  | RY01-Riyadh Central Warehouse | 2026-12-31 | 2026-12-17 | 0 | [5 empty] | Work in Process Material Issue | 8335227
safety-[ | none : 3L1T safety stock | RMU | ROH | 205041921 | Flat Washer φ8 | 1260 | 1260 | 0 | 6100KDP02 | PO-SEP-6034-[46] | GR_in_process | 2025-11-30 | SEP |  | RY01-Riyadh Central Warehouse | 2026-12-31 | 2026-12-17 | 0 | Dongfang Electronics International Engineering Co. Ltd | 6100KDP02 // 2L1T SRMU Gas Tank Loose Material from DFE | 27600 | 01-09-2025 | 01-09-2025 |  |  | PO-SEP-6034/DF250831-400-SEP
safety-[ | none : 3L1T safety stock | RMU | ROH | 205041921 | Flat Washer φ8 | 9975 | 9975 | 0 | 6100KDP02 | PO-SEP-6034-[46] | GR_in_process | 2025-11-30 | DFE-Gas Tank |  | RY01-Riyadh Central Warehouse | 2026-12-31 | 2026-12-17 | 0 | Dongfang Electronics International Engineering Co. Ltd | 6100KDP02 // 2L1T SRMU Gas Tank Loose Material from DFE | 27600 | 01-09-2025 | 01-09-2025 |  |  | PO-SEP-6034/DF250831-400-SEP
safety-[ | none : 3L1T safety stock | RMU | ROH | DF240907005 | Flat Washers φ3 | 420 | 420 | 0 | 6100K006 | 1-1-1-1 | consumption | 2025-10-25 | Outer Enclosure |  | RY01-Riyadh Central Warehouse | 2026-12-31 | 2026-12-17 | 0 | [5 empty] | Work in Process Material Issue | 8296718
safety-[ | none : 3L1T safety stock | RMU | ROH | DF240907005 | Flat Washer φ3 | 840 | 304 | 536 | 6100K006 | 1-1-1-1 | consumption | 2025-10-25 | DFE-LV |  | RY01-Riyadh Central Warehouse | 2026-12-31 | 2026-12-17 | 0 | [5 empty] | Work in Process Material Issue | 8298394
safety-[ | none : 3L1T safety stock | RMU | ROH | DF240907005 | Flat Washer φ3 | 536 | 234 | 302 | 6100K006 | 1-1-1-1 | consumption | 2025-10-25 | DFE-LV |  | RY01-Riyadh Central Warehouse | 2026-12-31 | 2026-12-17 | 0 | [5 empty] | Work in Process Material Issue | 8296192
safety-[ | none : 3L1T safety stock | RMU | ROH | DF240907005 | Flat Washer φ3 | 302 | 40 | 262 | 6100K006 | 1-1-1-1 | consumption | 2025-10-25 | DFE-LV |  | RY01-Riyadh Central Warehouse | 2026-12-31 | 2026-12-17 | 0 | [5 empty] | Work in Process Material Issue | 8296718
safety-[ | none : 3L1T safety stock | RMU | ROH | DF240907005 | Flat Washer φ3 | 262 | 262 | 0 | 6100K013 | 1-1-1-1 | consumption | 2025-10-26 | DFE-LV |  | RY01-Riyadh Central Warehouse | 2026-12-31 | 2026-12-17 | 0 | [5 empty] | Work in Process Material Issue | 8335216
safety-[ | none : 3L1T safety stock | RMU | ROH | 205004178 | ø10 Flat pad Stainless steel | 105 | 105 | 0 | 6100K013 | 1-1-1-1 | inventory | 2025-10-28 | Outer Enclosure |  | RY01-Riyadh Central Warehouse | 2026-12-31 | 2026-12-17 | 0
safety-[ | none : 3L1T safety stock | RMU | ROH | DF240603022 | Flat Washer φ10 | 6090 | 6090 | 0 | 6100K013 | 1-1-1-1 | consumption | 2025-10-26 | SEP |  | RY01-Riyadh Central Warehouse | 2026-12-31 | 2026-12-17 | 0 | [5 empty] | Work in Process Material Issue | 8335198
safety-[ | none : 3L1T safety stock | RMU | ROH | DF240603012 | Flat Washer φ12 | 210 | 95 | 115 | 6100K013 | 1-1-1-1 | consumption | 2025-09-25 | SEP |  | RY01-Riyadh Central Warehouse | 2026-12-31 | 2026-12-17 | 0 | [5 empty] | Work in Process Material Issue | 7581628
safety-[ | none : 3L1T safety stock | RMU | ROH | DF240603012 | Flat Washer φ12 | 115 | 60 | 55 | 6100K013 | 1-1-1-1 | consumption | 2025-09-25 | SEP |  | RY01-Riyadh Central Warehouse | 2026-12-31 | 2026-12-17 | 0 | [5 empty] | Work in Process Material Issue | 7587874
safety-[ | none : 3L1T safety stock | RMU | ROH | DF240603005 | Cross groove countersunk head screw M3*6 | 4620 | 4620 | 0 | 6100K013 | 1-1-1-1 | consumption | 2025-10-26 | SEP |  | RY01-Riyadh Central Warehouse | 2026-12-31 | 2026-12-17 | 0 | [5 empty] | Work in Process Material Issue | 8335154
safety-[ | none : 3L1T safety stock | RMU | ROH | 8DF.0818.0009 | Front Reinforcing Rib | 420 | 420 | 0 | 6100KDP02 | PO-SEP-6034-[76] | GR_in_process | 2025-11-30 | DFE-Gas Tank |  | RY01-Riyadh Central Warehouse | 2026-12-31 | 2026-12-17 | 0 | Dongfang Electronics International Engineering Co. Ltd | 6100KDP02 // 2L1T SRMU Gas Tank Loose Material from DFE | 1600 | 01-09-2025 | 01-09-2025 |  |  | PO-SEP-6034/DF250831-400-SEP
safety-[ | none : 3L1T safety stock | RMU | ROH | 8DF.0815.0102 | Front Reinforcing Rib 2 | 210 | 190 | 20 | 6100K013 | BOX42-1-1-K013_SEP | inventory | 2025-10-28 | DFE-Gas Tank |  | RY01-Riyadh Central Warehouse | 2026-12-31 | 2026-12-17 | 0
safety-[ | none : 3L1T safety stock | RMU | ROH | 8DF.0815.0102 | Front Reinforcing Rib 2 | 20 | 20 | 0 | 6100KDP02 | BOX6-1-1-K013_SEP | inventory | 2025-10-28 | DFE-Gas Tank |  | RY01-Riyadh Central Warehouse | 2026-12-31 | 2026-12-17 | 0
safety-[ | none : 3L1T safety stock | RMU | ROH | DF240612001 | Grounding wire (yellow green) BVR-2.5mm² | 2730 | 1930 | 800 | 6100K013 | 1-1-1-1 | consumption | 2025-09-18 | DFE-LV |  | RY01-Riyadh Central Warehouse | 2026-12-31 | 2026-12-17 | 0 | [5 empty] | Work in Process Material Issue | 7408980
safety-[ | none : 3L1T safety stock | RMU | ROH | DF240612001 | Grounding wire (yellow green) BVR-2.5mm² | 800 | 800 | 0 | 6100K013 | 1-1-1-1 | consumption | 2025-09-21 | DFE-LV |  | RY01-Riyadh Central Warehouse | 2026-12-31 | 2026-12-17 | 0 | [5 empty] | Work in Process Material Issue | 7480541
safety-[ | none : 3L1T safety stock | RMU | HALB | 8DF.0818.0008A | Gas Tank Ground Bar A | 105 | 105 | 0 | 6100KDP02 | PO-SEP-6034-[24] | GR_in_process | 2025-11-30 | DFE-Gas Tank |  | RY01-Riyadh Central Warehouse | 2026-12-31 | 2026-12-17 | 0 | Dongfang Electronics International Engineering Co. Ltd | 6100KDP02 // 2L1T SRMU Gas Tank Loose Material from DFE | 800 | 01-09-2025 | 01-09-2025 |  |  | PO-SEP-6034/DF250831-400-SEP
safety-[ | none : 3L1T safety stock | RMU | HALB | 8DF.0818.0008B | Gas Tank Ground Bar B | 210 | 210 | 0 | 6100KDP02 | PO-SEP-6034-[25] | GR_in_process | 2025-11-30 | DFE-Gas Tank |  | RY01-Riyadh Central Warehouse | 2026-12-31 | 2026-12-17 | 0 | Dongfang Electronics International Engineering Co. Ltd | 6100KDP02 // 2L1T SRMU Gas Tank Loose Material from DFE | 800 | 01-09-2025 | 01-09-2025 |  |  | PO-SEP-6034/DF250831-400-SEP
safety-[ | none : 3L1T safety stock | RMU | ROH | DF240603037 | Gland M30*1.5 | 630 | 630 | 0 | 6100K013 | 1-1-1-1 | consumption | 2025-10-26 | SEP |  | RY01-Riyadh Central Warehouse | 2026-12-31 | 2026-12-17 | 0 | [5 empty] | Work in Process Material Issue | 8335202
safety-[ | none : 3L1T safety stock | RMU | ROH | DF240603038 | Gland M40*1.5 | 630 | 630 | 0 | 6100K013 | 1-1-1-1 | consumption | 2025-09-24 | SEP |  | RY01-Riyadh Central Warehouse | 2026-12-31 | 2026-12-17 | 0 | [5 empty] | Work in Process Material Issue | 7564914
safety-[ | none : 3L1T safety stock | RMU | ROH | 8DF.0816.1200 | Grounding identification 1 φ12 | 105 | 105 | 0 | 6100K013 | 1-1-1-1 | consumption | 2025-10-26 | DFE-Consumables |  | RY01-Riyadh Central Warehouse | 2026-12-31 | 2026-12-17 | 0 | [5 empty] | Work in Process Material Issue | 8335182
safety-[ | none : 3L1T safety stock | RMU | HALB | 8DF.0815.0132 | Grounding Bar 1 | 315 | 315 | 0 | 6100KDP02 | PO-SEP-6034-[5] | GR_in_process | 2025-11-30 | DFE-Gas Tank |  | RY01-Riyadh Central Warehouse | 2026-12-31 | 2026-12-17 | 0 | Dongfang Electronics International Engineering Co. Ltd | 6100KDP02 // 2L1T SRMU Gas Tank Loose Material from DFE | 800 | 01-09-2025 | 01-09-2025 |  |  | PO-SEP-6034/DF250831-400-SEP
safety-[ | none : 3L1T safety stock | RMU | ROH | DF240610001 | Grounding box twist lock (38*27) | 315 | 275 | 40 | 6100K013 | 1-1-1-1 | consumption | 2025-09-24 | DFE-Consumables |  | RY01-Riyadh Central Warehouse | 2026-12-31 | 2026-12-17 | 0 | [5 empty] | Work in Process Material Issue | 7564872
safety-[ | none : 3L1T safety stock | RMU | ROH | DF240610001 | Grounding box twist lock (38*27) | 40 | 40 | 0 | 6100K013 | 1-1-1-1 | consumption | 2025-09-25 | DFE-Consumables |  | RY01-Riyadh Central Warehouse | 2026-12-31 | 2026-12-17 | 0 | [5 empty] | Work in Process Material Issue | 7587848
safety-[ | none : 3L1T safety stock | RMU | ROH | 8DF.0816.1201 | Grounding identification 2 φ10 | 420 | 420 | 0 | 6100K013 | 1-1-1-1 | consumption | 2025-09-21 | DFE-Consumables |  | RY01-Riyadh Central Warehouse | 2026-12-31 | 2026-12-17 | 0 | [5 empty] | Work in Process Material Issue | 7452557
safety-[ | none : 3L1T safety stock | RMU | ROH | 8DF.0816.1201 | Grounding identification 2 φ10 | 420 | 420 | 0 | 6100K013 | 1-1-1-1 | consumption | 2025-09-21 | DFE-Gas Tank |  | RY01-Riyadh Central Warehouse | 2026-12-31 | 2026-12-17 | 0 | [5 empty] | Work in Process Material Issue | 7452557
safety-[ | none : 3L1T safety stock | RMU | ROH | 8DF.0816.1202 | Grounding identification 3 φ6 | 315 | 315 | 0 | 6100K013 | 1-1-1-1 | consumption | 2025-09-18 | DFE-Consumables |  | RY01-Riyadh Central Warehouse | 2026-12-31 | 2026-12-17 | 0 | [5 empty] | Work in Process Material Issue | 7399307
safety-[ | none : 3L1T safety stock | RMU | ROH | 8DF.0816.1202 | Grounding identification 3 φ6 | 315 | 315 | 0 | 6100K013 | 1-1-1-1 | consumption | 2025-09-18 | DFE-LV |  | RY01-Riyadh Central Warehouse | 2026-12-31 | 2026-12-17 | 0 | [5 empty] | Work in Process Material Issue | 7399307
safety-[ | none : 3L1T safety stock | RMU | ROH | DF241124001 | Grub Screw M6*16 | 1680 | 1680 | 0 | 6100K013 | 1-1-1-1 | consumption | 2025-09-18 | SEP |  | RY01-Riyadh Central Warehouse | 2026-12-31 | 2026-12-17 | 0 | [5 empty] | Work in Process Material Issue | 7406385
safety-[ | none : 3L1T safety stock | RMU | ROH | DF240603015 | Hexagonal thin nut M3*1.65 | 4620 | 4620 | 0 | 6100K013 | 1-1-1-1 | consumption | 2025-10-26 | SEP |  | RY01-Riyadh Central Warehouse | 2026-12-31 | 2026-12-17 | 0 | [5 empty] | Work in Process Material Issue | 8335156
safety-[ | none : 3L1T safety stock | RMU | ROH | DF240424009 | Hexagonal half round head combination screw M6 * 25 | 7560 | 7560 | 0 | 6100KDP02 | PO-SEP-6034-[43] | GR_in_process | 2025-11-30 | DFE-Gas Tank |  | RY01-Riyadh Central Warehouse | 2026-12-31 | 2026-12-17 | 0 | Dongfang Electronics International Engineering Co. Ltd | 6100KDP02 // 2L1T SRMU Gas Tank Loose Material from DFE | 21600 | 01-09-2025 | 01-09-2025 |  |  | PO-SEP-6034/DF250831-400-SEP
safety-[ | none : 3L1T safety stock | RMU | ROH | DF241123002 | Half round head hexagon socket bolt M6*40 | 840 | 840 | 0 | 6100K013 | 1-1-1-1 | consumption | 2025-10-26 | SEP |  | RY01-Riyadh Central Warehouse | 2026-12-31 | 2026-12-17 | 0 | [5 empty] | Work in Process Material Issue | 8335214
safety-[ | none : 3L1T safety stock | RMU | ROH | DF240424016 | Hexagon Socket Head Cap Screw M10*30 | 945 | 702 | 243 | 6100KDP02 | PO-SEP-6034-[54] | GR_in_process | 2025-11-30 | DFE-Gas Tank |  | RY01-Riyadh Central Warehouse | 2026-12-31 | 2026-12-17 | 0 | Dongfang Electronics International Engineering Co. Ltd | 6100KDP02 // 2L1T SRMU Gas Tank Loose Material from DFE | 2400 | 01-09-2025 | 01-09-2025 |  |  | PO-SEP-6034/DF250831-400-SEP
safety-[ | none : 3L1T safety stock | RMU | ROH | DF240603018 | Hex Bolt M10*110 | 840 | 230 | 610 | 6100K013 | 1-1-1-1 | consumption | 2025-09-25 | SEP |  | RY01-Riyadh Central Warehouse | 2026-12-31 | 2026-12-17 | 0 | [5 empty] | Work in Process Material Issue | 7587881
safety-[ | none : 3L1T safety stock | RMU | ROH | DF240603020 | Hex Bolt M10*35 | 3045 | 3045 | 0 | 6100K013 | 1-1-1-1 | consumption | 2025-10-26 | SEP |  | RY01-Riyadh Central Warehouse | 2026-12-31 | 2026-12-17 | 0 | [5 empty] | Work in Process Material Issue | 8335195
safety-[ | none : 3L1T safety stock | RMU | ROH | DF240603017 | Hex Bolt M10*80 | 210 | 16 | 194 | 6100K013 | 1-1-1-1 | consumption | 2025-09-25 | SEP |  | RY01-Riyadh Central Warehouse | 2026-12-31 | 2026-12-17 | 0 | [5 empty] | Work in Process Material Issue | 7587880
safety-[ | none : 3L1T safety stock | RMU | ROH | DF240603017 | Hex Bolt M10*80 | 194 | 194 | 0 | 6100K013 | R41-H-1-K013_SEP | consumption | 2025-10-26 | SEP |  | RY01-Riyadh Central Warehouse | 2026-12-31 | 2026-12-17 | 0 | [5 empty] | Work in Process Pick | 8335716
safety-[ | none : 3L1T safety stock | RMU | ROH | DF240603009 | Hex Bolt M12*30 | 105 | 105 | 0 | 6100K013 | 1-1-1-1 | consumption | 2025-10-26 | SEP |  | RY01-Riyadh Central Warehouse | 2026-12-31 | 2026-12-17 | 0 | [5 empty] | Work in Process Material Issue | 8335186
safety-[ | none : 3L1T safety stock | RMU | ROH | DF240603016 | Hex Bolt M8*20 | 735 | 735 | 0 | 6100K013 | 1-1-1-1 | consumption | 2025-10-26 | SEP |  | RY01-Riyadh Central Warehouse | 2026-12-31 | 2026-12-17 | 0 | [5 empty] | Work in Process Material Issue | 8335157
safety-[ | none : 3L1T safety stock | RMU | ROH | DF241128002 | Hex Nut M4 | 210 | 68 | 142 | 6100K013 | 1-1-1-1 | consumption | 2025-09-25 | DFE-LV |  | RY01-Riyadh Central Warehouse | 2026-12-31 | 2026-12-17 | 0 | [5 empty] | Work in Process Material Issue | 7587908
safety-[ | none : 3L1T safety stock | RMU | ROH | DF241128002 | Hex Nut M4 | 142 | 142 | 0 | 6100K006 | 1-1-1-1 | consumption | 2025-10-25 | DFE-LV |  | RY01-Riyadh Central Warehouse | 2026-12-31 | 2026-12-17 | 0 | [5 empty] | Work in Process Material Issue | 8296194
safety-[ | none : 3L1T safety stock | RMU | ROH | 205042585 | Hex Nut M8 | 3150 | 3150 | 0 | 6100KDP02 | PO-SEP-6034-[48] | GR_in_process | 2025-11-30 | SEP |  | RY01-Riyadh Central Warehouse | 2026-12-31 | 2026-12-17 | 0 | Dongfang Electronics International Engineering Co. Ltd | 6100KDP02 // 2L1T SRMU Gas Tank Loose Material from DFE | 29200 | 01-09-2025 | 01-09-2025 |  |  | PO-SEP-6034/DF250831-400-SEP
safety-[ | none : 3L1T safety stock | RMU | ROH | 205042585 | Hex Nut M8 | 10500 | 10500 | 0 | 6100KDP02 | PO-SEP-6034-[48] | GR_in_process | 2025-11-30 | DFE-Gas Tank |  | RY01-Riyadh Central Warehouse | 2026-12-31 | 2026-12-17 | 0 | Dongfang Electronics International Engineering Co. Ltd | 6100KDP02 // 2L1T SRMU Gas Tank Loose Material from DFE | 29200 | 01-09-2025 | 01-09-2025 |  |  | PO-SEP-6034/DF250831-400-SEP
safety-[ | none : 3L1T safety stock | RMU | ROH | DF240603023 | Hex Nut M10 | 3045 | 3045 | 0 | 6100K013 | 1-1-1-1 | consumption | 2025-10-26 | SEP |  | RY01-Riyadh Central Warehouse | 2026-12-31 | 2026-12-17 | 0 | [5 empty] | Work in Process Material Issue | 8335199
safety-[ | none : 3L1T safety stock | RMU | ROH | DF240603014 | Hex Nut M12 | 105 | 105 | 0 | 6100K013 | 1-1-1-1 | consumption | 2025-10-26 | SEP |  | RY01-Riyadh Central Warehouse | 2026-12-31 | 2026-12-17 | 0 | [5 empty] | Work in Process Material Issue | 8335190
safety-[ | none : 3L1T safety stock | RMU | ROH | DF240424012 | Hexagon Socket Countersunk Head Screw M8*25 | 1995 | 1995 | 0 | 6100KDP02 | PO-SEP-6034-[50] | GR_in_process | 2025-11-30 | DFE-Gas Tank |  | RY01-Riyadh Central Warehouse | 2026-12-31 | 2026-12-17 | 0 | Dongfang Electronics International Engineering Co. Ltd | 6100KDP02 // 2L1T SRMU Gas Tank Loose Material from DFE | 6400 | 01-09-2025 | 01-09-2025 |  |  | PO-SEP-6034/DF250831-400-SEP
safety-[ | none : 3L1T safety stock | RMU | ROH | DF240424018 | Hexagon Socket Head Cap Screw M10*35 | 1575 | 1575 | 0 | 6100KDP02 | PO-SEP-6034-[59] | GR_in_process | 2025-11-30 | DFE-Gas Tank |  | RY01-Riyadh Central Warehouse | 2026-12-31 | 2026-12-17 | 0 | Dongfang Electronics International Engineering Co. Ltd | 6100KDP02 // 2L1T SRMU Gas Tank Loose Material from DFE | 4800 | 01-09-2025 | 01-09-2025 |  |  | PO-SEP-6034/DF250831-400-SEP
safety-[ | none : 3L1T safety stock | RMU | ROH | DF240424013 | Hexagon Socket Head Cap Screw M12*35 | 1260 | 1260 | 0 | 6100KDP02 | PO-SEP-6034-[51] | GR_in_process | 2025-11-30 | DFE-Gas Tank |  | RY01-Riyadh Central Warehouse | 2026-12-31 | 2026-12-17 | 0 | Dongfang Electronics International Engineering Co. Ltd | 6100KDP02 // 2L1T SRMU Gas Tank Loose Material from DFE | 3600 | 01-09-2025 | 01-09-2025 |  |  | PO-SEP-6034/DF250831-400-SEP
safety-[ | none : 3L1T safety stock | RMU | ROH | DF240603010 | Half round head hexagon combination screw M6 * 12 | 1890 | 320 | 1570 | 6100K013 | 1-1-1-1 | consumption | 2025-10-26 | SEP |  | RY01-Riyadh Central Warehouse | 2026-12-31 | 2026-12-17 | 0 | [5 empty] | Work in Process Material Issue | 8335187
safety-[ | none : 3L1T safety stock | RMU | ROH | DF240603019 | Hexagonal Flange Triangular Thread Self-Tapping Screw M6*16 | 2730 | 895 | 1835 | 6100K013 | 1-1-1-1 | consumption | 2025-09-25 | SEP |  | RY01-Riyadh Central Warehouse | 2026-12-31 | 2026-12-17 | 0 | [5 empty] | Work in Process Material Issue | 7587882
safety-[ | none : 3L1T safety stock | RMU | ROH | DF240603019 | Hexagonal Flange Triangular Thread Self-Tapping Screw M6*16 | 1835 | 1835 | 0 | 6100K013 | 1-1-1-1 | consumption | 2025-10-26 | SEP |  | RY01-Riyadh Central Warehouse | 2026-12-31 | 2026-12-17 | 0 | [5 empty] | Work in Process Material Issue | 8335194
safety-[ | none : 3L1T safety stock | RMU | ROH | DF240603036 | Hinge (F45) | 630 | 630 | 0 | 6100K013 | 1-1-1-1 | consumption | 2025-10-26 | DFE-Consumables |  | RY01-Riyadh Central Warehouse | 2026-12-31 | 2026-12-17 | 0 | [5 empty] | Work in Process Material Issue | 8335191
safety-[ | none : 3L1T safety stock | RMU | ROH | DF250310001 | Hinge CL209-1 Stainless Steel | 525 | 165 | 360 | 6100K013 | 1-1-1-1 | consumption | 2025-09-24 | Outer Enclosure |  | RY01-Riyadh Central Warehouse | 2026-12-31 | 2026-12-17 | 0 | [5 empty] | Work in Process Material Issue | 7562540
safety-[ | none : 3L1T safety stock | RMU | ROH | DF250310001 | Hinge CL209-1 Stainless Steel | 360 | 360 | 0 | 6100K013 | 1-1-1-1 | consumption | 2025-09-25 | Outer Enclosure |  | RY01-Riyadh Central Warehouse | 2026-12-31 | 2026-12-17 | 0 | [5 empty] | Work in Process Material Issue | 7581673
safety-[ | none : 3L1T safety stock | RMU | ROH | DF250319001 | Hydraulic Rod 1500N;L=450 | 210 | 126 | 84 | 6100K013 | 1-1-1-1 | consumption | 2025-09-25 | Outer Enclosure |  | RY01-Riyadh Central Warehouse | 2026-12-31 | 2026-12-17 | 0 | [5 empty] | Work in Process Material Issue | 7581675
safety-[ | none : 3L1T safety stock | RMU | ROH | DF250319001 | Hydraulic Rod 1500N;L=450 | 84 | 84 | 0 | 6100K015 | 1-1-1-1 | consumption | 2025-09-25 | Outer Enclosure |  | RY01-Riyadh Central Warehouse | 2026-12-31 | 2026-12-17 | 0 | [5 empty] | Work in Process Material Issue | 7592496
safety-[ | none : 3L1T safety stock | RMU | ROH | 8DF.LS01.0066 | Isolation Indicator | 420 | 420 | 0 | 6100KDP02 | PO-SEP-6034-[27] | GR_in_process | 2025-11-30 | DFE-Gas Tank |  | RY01-Riyadh Central Warehouse | 2026-12-31 | 2026-12-17 | 0 | Dongfang Electronics International Engineering Co. Ltd | 6100KDP02 // 2L1T SRMU Gas Tank Loose Material from DFE | 1200 | 01-09-2025 | 01-09-2025 |  |  | PO-SEP-6034/DF250831-400-SEP
safety-[ | none : 3L1T safety stock | RMU | ROH | 5DF.0815.0203 | Isolation Switch Mechanism | 105 | 105 | 0 | 6100KDP02 | PO-SEP-6034-[19] | GR_in_process | 2025-11-30 | DFE-Gas Tank |  | RY01-Riyadh Central Warehouse | 2026-12-31 | 2026-12-17 | 0 | Dongfang Electronics International Engineering Co. Ltd | 6100KDP02 // 2L1T SRMU Gas Tank Loose Material from DFE | 400 | 01-09-2025 | 01-09-2025 |  |  | PO-SEP-6034/DF250831-400-SEP
safety-[ | none : 3L1T safety stock | RMU | ROH | DF240424007 | Isolation Switch Mechanism Mechanical Interlocking | 105 | 105 | 0 | 6100KDP02 | PO-SEP-6034-[20] | GR_in_process | 2025-11-30 | DFE-Gas Tank |  | RY01-Riyadh Central Warehouse | 2026-12-31 | 2026-12-17 | 0 | Dongfang Electronics International Engineering Co. Ltd | 6100KDP02 // 2L1T SRMU Gas Tank Loose Material from DFE | 400 | 01-09-2025 | 01-09-2025 |  |  | PO-SEP-6034/DF250831-400-SEP
safety-[ | none : 3L1T safety stock | RMU | ROH | DF211001965 | Large flat washer φ8-24 | 525 | 525 | 0 | 6100K013 | 1-1-1-1 | consumption | 2025-09-21 | DFE-Gas Tank |  | RY01-Riyadh Central Warehouse | 2026-12-31 | 2026-12-17 | 0 | [5 empty] | Work in Process Material Issue | 7476743
safety-[ | none : 3L1T safety stock | RMU | ROH | DF211001965 | Large flat washer φ8-24 | 4095 | 874 | 3221 | 6100K013 | 1-1-1-1 | consumption | 2025-09-21 | SEP |  | RY01-Riyadh Central Warehouse | 2026-12-31 | 2026-12-17 | 0 | [5 empty] | Work in Process Material Issue | 7476743
safety-[ | none : 3L1T safety stock | RMU | ROH | DF211001965 | Large flat washer φ8-24 | 3221 | 448 | 2773 | 6100K013 | BOX92-1-1-K013_SEP | consumption | 2025-10-23 | SEP |  | RY01-Riyadh Central Warehouse | 2026-12-31 | 2026-12-17 | 0 | [5 empty] | Work in Process Pick | 8281295
safety-[ | none : 3L1T safety stock | RMU | ROH | DF211001965 | Large flat washer φ8-24 | 2773 | 2773 | 0 | 6100K013 | 1-1-1-1 | consumption | 2025-09-24 | SEP |  | RY01-Riyadh Central Warehouse | 2026-12-31 | 2026-12-17 | 0 | [5 empty] | Work in Process Material Issue | 7564941
safety-[ | none : 3L1T safety stock | RMU | ROH | DF240603013 | Large flat washer φ8-24 | 210 | 210 | 0 | 6100K013 | 1-1-1-1 | consumption | 2025-10-26 | Outer Enclosure |  | RY01-Riyadh Central Warehouse | 2026-12-31 | 2026-12-17 | 0 | [5 empty] | Work in Process Material Issue | 8335189
safety-[ | none : 3L1T safety stock | RMU | ROH | DF240603013 | Large flat washer φ8-24 | 1155 | 1155 | 0 | 6100K013 | 1-1-1-1 | consumption | 2025-10-26 | SEP |  | RY01-Riyadh Central Warehouse | 2026-12-31 | 2026-12-17 | 0 | [5 empty] | Work in Process Material Issue | 8335189
safety-[ | none : 3L1T safety stock | RMU | ROH | 8DF.0818.1052 | Left and right door hooks | 840 | 360 | 480 | 6100K013 | 1-1-1-1 | consumption | 2025-09-25 | SEP |  | RY01-Riyadh Central Warehouse | 2026-12-31 | 2026-12-17 | 0 | [5 empty] | Work in Process Material Issue | 7587925
safety-[ | none : 3L1T safety stock | RMU | ROH | 8DF.0818.1052 | Left and right door hooks | 480 | 480 | 0 | 6100K013 | 1-1-1-1 | consumption | 2025-10-26 | SEP |  | RY01-Riyadh Central Warehouse | 2026-12-31 | 2026-12-17 | 0 | [5 empty] | Work in Process Material Issue | 8335237
safety-[ | none : 3L1T safety stock | RMU | ROH | 8DF.0816.2651 | Lifting Lug | 210 | 210 | 0 | 6100KDP02 | PO-SEP-6034-[84] | GR_in_process | 2025-11-30 | DFE-Gas Tank |  | RY01-Riyadh Central Warehouse | 2026-12-31 | 2026-12-17 | 0 | Dongfang Electronics International Engineering Co. Ltd | 6100KDP02 // 2L1T SRMU Gas Tank Loose Material from DFE | 800 | 01-09-2025 | 01-09-2025 |  |  | PO-SEP-6034/DF250831-400-SEP
safety-[ | none : 3L1T safety stock | RMU | ROH | 8DF.0816.2652 | Lifting Lug Holder | 210 | 210 | 0 | 6100KDP02 | PO-SEP-6034-[83] | GR_in_process | 2025-11-30 | DFE-Gas Tank |  | RY01-Riyadh Central Warehouse | 2026-12-31 | 2026-12-17 | 0 | Dongfang Electronics International Engineering Co. Ltd | 6100KDP02 // 2L1T SRMU Gas Tank Loose Material from DFE | 800 | 01-09-2025 | 01-09-2025 |  |  | PO-SEP-6034/DF250831-400-SEP
safety-[ | none : 3L1T safety stock | RMU | ROH | 8DF.0818.1139 | Lifting Lugs (05mm Stainless Steel-304) | 210 | 69 | 141 | 6100K013 | 1-1-1-1 | consumption | 2025-09-25 | Outer Enclosure |  | RY01-Riyadh Central Warehouse | 2026-12-31 | 2026-12-17 | 0 | [5 empty] | Work in Process Material Issue | 7591068
safety-[ | none : 3L1T safety stock | RMU | ROH | 8DF.0818.1139 | Lifting Lugs (05mm Stainless Steel-304) | 141 | 141 | 0 | 6100K013 | 1-1-1-1 | consumption | 2025-10-26 | Outer Enclosure |  | RY01-Riyadh Central Warehouse | 2026-12-31 | 2026-12-17 | 0 | [5 empty] | Work in Process Material Issue | 8329502
safety-[ | none : 3L1T safety stock | RMU | HALB | 8DF.0818.1294 | Limiter holder | 210 | 210 | 0 | 6100K013 | BOX6-1-1-K013_SEP | inventory | 2025-10-28 | SEP |  | RY01-Riyadh Central Warehouse | 2026-12-31 | 2026-12-17 | 0
safety-[ | none : 3L1T safety stock | RMU | ROH | DF240424005 | Load Switch Mechanism Mechanical Interlocking | 315 | 315 | 0 | 6100KDP02 | PO-SEP-6034-[17] | GR_in_process | 2025-11-30 | DFE-Gas Tank |  | RY01-Riyadh Central Warehouse | 2026-12-31 | 2026-12-17 | 0 | Dongfang Electronics International Engineering Co. Ltd | 6100KDP02 // 2L1T SRMU Gas Tank Loose Material from DFE | 800 | 01-09-2025 | 01-09-2025 |  |  | PO-SEP-6034/DF250831-400-SEP
safety-[ | none : 3L1T safety stock | RMU | ROH | DF240424006 | Load Switch Mechanism Mounting Assembly | 420 | 420 | 0 | 6100KDP02 | PO-SEP-6034-[18] | GR_in_process | 2025-11-30 | DFE-Gas Tank |  | RY01-Riyadh Central Warehouse | 2026-12-31 | 2026-12-17 | 0 | Dongfang Electronics International Engineering Co. Ltd | 6100KDP02 // 2L1T SRMU Gas Tank Loose Material from DFE | 1200 | 01-09-2025 | 01-09-2025 |  |  | PO-SEP-6034/DF250831-400-SEP
safety-[ | none : 3L1T safety stock | RMU | ROH | 5DF.0815.0202 | Load Switching Mechanism | 315 | 315 | 0 | 6100KDP02 | PO-SEP-6034-[15] | GR_in_process | 2025-11-30 | DFE-Gas Tank |  | RY01-Riyadh Central Warehouse | 2026-12-31 | 2026-12-17 | 0 | Dongfang Electronics International Engineering Co. Ltd | 6100KDP02 // 2L1T SRMU Gas Tank Loose Material from DFE | 800 | 01-09-2025 | 01-09-2025 |  |  | PO-SEP-6034/DF250831-400-SEP
safety-[ | none : 3L1T safety stock | RMU | ROH | 8DF.0818.1054 | Lower door hook | 420 | 180 | 240 | 6100K013 | 1-1-1-1 | consumption | 2025-09-25 | SEP |  | RY01-Riyadh Central Warehouse | 2026-12-31 | 2026-12-17 | 0 | [5 empty] | Work in Process Material Issue | 7587926
safety-[ | none : 3L1T safety stock | RMU | ROH | 8DF.0818.1054 | Lower door hook | 240 | 240 | 0 | 6100K013 | 1-1-1-1 | consumption | 2025-10-26 | SEP |  | RY01-Riyadh Central Warehouse | 2026-12-31 | 2026-12-17 | 0 | [5 empty] | Work in Process Material Issue | 8335238
safety-[ | none : 3L1T safety stock | RMU | ROH | DF205039106 | M10 Hex nuts Stainless steel | 840 | 840 | 0 | 6100K013 | R55-Q-1-K013_SEP | inventory | 2025-10-28 | Outer Enclosure |  | RY01-Riyadh Central Warehouse | 2026-12-31 | 2026-12-17 | 0
safety-[ | none : 3L1T safety stock | RMU | ROH | 211003152 | M10*30 Hex bolts Stainless steel | 840 | 567 | 273 | 6100K013 | 1-1-1-1 | consumption | 2025-09-24 | Outer Enclosure |  | RY01-Riyadh Central Warehouse | 2026-12-31 | 2026-12-17 | 0 | [5 empty] | Work in Process Material Issue | 7562524
safety-[ | none : 3L1T safety stock | RMU | ROH | 211003152 | M10*30 Hex bolts Stainless steel | 273 | 273 | 0 | 6100K013 | 1-1-1-1 | consumption | 2025-09-25 | Outer Enclosure |  | RY01-Riyadh Central Warehouse | 2026-12-31 | 2026-12-17 | 0 | [5 empty] | Work in Process Material Issue | 7581657
safety-[ | none : 3L1T safety stock | RMU | ROH | DF240110367 | M12*110 Expansion bolt hot dip galvanized | 840 | 555 | 285 | 6100K013 | 1-1-1-1 | consumption | 2025-09-24 | Outer Enclosure |  | RY01-Riyadh Central Warehouse | 2026-12-31 | 2026-12-17 | 0 | [5 empty] | Work in Process Material Issue | 7562525
safety-[ | none : 3L1T safety stock | RMU | ROH | DF240110367 | M12*110 Expansion bolt hot dip galvanized | 285 | 285 | 0 | 6100K013 | 1-1-1-1 | consumption | 2025-09-25 | Outer Enclosure |  | RY01-Riyadh Central Warehouse | 2026-12-31 | 2026-12-17 | 0 | [5 empty] | Work in Process Material Issue | 7581658
safety-[ | none : 3L1T safety stock | RMU | ROH | 205040951 | M4*16 Phillips countersunk head screw Stainless steel | 1260 | 1260 | 0 | 6100K013 | 1-1-1-1 | consumption | 2025-09-21 | Outer Enclosure |  | RY01-Riyadh Central Warehouse | 2026-12-31 | 2026-12-17 | 0 | [5 empty] | Work in Process Material Issue | 7485797
safety-[ | none : 3L1T safety stock | RMU | ROH | 211002081 | Hex Bolt M6*12 | 2520 | 2520 | 0 | 6100K013 | 1-1-1-1 | inventory | 2025-10-28 | SEP |  | RY01-Riyadh Central Warehouse | 2026-12-31 | 2026-12-17 | 0
safety-[ | none : 3L1T safety stock | RMU | ROH | DF211002080 | M6*15 Blind rivet nut Stainless steel (GB/T17880.3) | 9555 | 4154 | 5401 | 6100K013 | 1-1-1-1 | consumption | 2025-09-24 | Outer Enclosure |  | RY01-Riyadh Central Warehouse | 2026-12-31 | 2026-12-17 | 0 | [5 empty] | Work in Process Material Issue | 7564935
safety-[ | none : 3L1T safety stock | RMU | ROH | DF211002080 | M6*15 Blind rivet nut Stainless steel (GB/T17880.3) | 5401 | 5401 | 0 | 6100K013 | 1-1-1-1 | consumption | 2025-09-25 | Outer Enclosure |  | RY01-Riyadh Central Warehouse | 2026-12-31 | 2026-12-17 | 0 | [5 empty] | Work in Process Material Issue | 7581644
safety-[ | none : 3L1T safety stock | RMU | ROH | 205039200 | Hex Bolt M6*20 | 1365 | 1365 | 0 | 6100K013 | 1-1-1-1 | consumption | 2025-09-24 | DFE-LV |  | RY01-Riyadh Central Warehouse | 2026-12-31 | 2026-12-17 | 0 | [5 empty] | Work in Process Material Issue | 7562513
safety-[ | none : 3L1T safety stock | RMU | ROH | 205039200 | M6*20 Hex bolts Stainless steel | 9555 | 3048 | 6507 | 6100K013 | 1-1-1-1 | consumption | 2025-09-24 | Outer Enclosure |  | RY01-Riyadh Central Warehouse | 2026-12-31 | 2026-12-17 | 0 | [5 empty] | Work in Process Material Issue | 7562513
safety-[ | none : 3L1T safety stock | RMU | ROH | 205039200 | M6*20 Hex bolts Stainless steel | 6507 | 6507 | 0 | 6100K013 | 1-1-1-1 | consumption | 2025-09-25 | Outer Enclosure |  | RY01-Riyadh Central Warehouse | 2026-12-31 | 2026-12-17 | 0 | [5 empty] | Work in Process Material Issue | 7581645
safety-[ | none : 3L1T safety stock | RMU | ROH | DF205040952 | M6*20 Phillips countersunk head screw Stainless steel | 420 | 420 | 0 | 6100K013 | 1-1-1-1 | consumption | 2025-09-21 | Outer Enclosure |  | RY01-Riyadh Central Warehouse | 2026-12-31 | 2026-12-17 | 0 | [5 empty] | Work in Process Material Issue | 7485802
safety-[ | none : 3L1T safety stock | RMU | ROH | 205041930 | Hex Bolt M6*25 | 315 | 315 | 0 | free_stock | 1-1-1-1 | inventory | 2025-10-28 | SEP |  | RY01-Riyadh Central Warehouse | 2026-12-31 | 2026-12-17 | 0
safety-[ | none : 3L1T safety stock | RMU | ROH | 205042589 | Hex Bolt M8*25 | 1575 | 1575 | 0 | 6100K013 | 1-1-1-1 | consumption | 2025-10-16 | SEP |  | RY01-Riyadh Central Warehouse | 2026-12-31 | 2026-12-17 | 0 | [5 empty] | Work in Process Pick | 8149393
safety-[ | none : 3L1T safety stock | RMU | ROH | DF250227001 | MCB-NDB1-63 C16/2(DFST) | 105 | 55 | 50 | free_stock | 1-1-1-1 | inventory | 2025-10-28 | DFE-LV |  | RY01-Riyadh Central Warehouse | 2026-12-31 | 2026-12-17 | 0
safety-[ | none : 3L1T safety stock | RMU | ROH | DF250227001 | MCB-NDB1-63 C16/2(DFST) | 50 | 30 | 20 | 6100K013 | NEW.FLR-1-1-K013_SEP | inventory | 2025-10-28 | DFE-LV |  | RY01-Riyadh Central Warehouse | 2026-12-31 | 2026-12-17 | 0
safety-[ | none : 3L1T safety stock | RMU | ROH | DF250227001 | MCB-NDB1-63 C16/2(DFST) | 20 | 20 | 0 | 6100KDP02 | PO-SEP-6055-[139] | GR_in_process | 2025-11-10 | DFE-LV |  | RY01-Riyadh Central Warehouse | 2026-12-31 | 2026-12-17 | 0 | Dongfang Electronics International Engineering Co. Ltd | 6100KDP02 // 2L2T SRMU LV Compartment Purchase Parts from DFE for 30 Units | 30 | 20-08-2025 | 20-08-2025 |  |  | PO-6055/DF250812-30-SEP Yantai
safety-[ | none : 3L1T safety stock | RMU | ROH | DF241126028 | OTTA6-T-P/P marking strip (1-10)ZB10 LGS:1-10(1053014:0001) | 210 | 150 | 60 | 6100K013 | 1-1-1-1 | consumption | 2025-09-18 | DFE-LV |  | RY01-Riyadh Central Warehouse | 2026-12-31 | 2026-12-17 | 0 | [5 empty] | Work in Process Material Issue | 7402136
safety-[ | none : 3L1T safety stock | RMU | ROH | DF241126028 | OTTA6-T-P/P marking strip (1-10)ZB10 LGS:1-10(1053014:0001) | 60 | 60 | 0 | 6100KDP02 | PO-SEP-6055-[118] | GR_in_process | 2025-11-10 | DFE-LV |  | RY01-Riyadh Central Warehouse | 2026-12-31 | 2026-12-17 | 0 | Dongfang Electronics International Engineering Co. Ltd | 6100KDP02 // 2L2T SRMU LV Compartment Purchase Parts from DFE for 30 Units | 120 | 20-08-2025 | 20-08-2025 |  |  | PO-6055/DF250812-30-SEP Yantai
safety-[ | none : 3L1T safety stock | RMU | ROH | DF250303003 | OTTA6-T-P/P marking strip (12)ZB10 LGS:12(1053014:0001) | 210 | 90 | 120 | 6100K013 | 1-1-1-1 | inventory | 2025-10-28 | DFE-LV |  | RY01-Riyadh Central Warehouse | 2026-12-31 | 2026-12-17 | 0
safety-[ | none : 3L1T safety stock | RMU | ROH | DF250303003 | OTTA6-T-P/P marking strip (12)ZB10 LGS:12(1053014:0001) | 120 | 20 | 100 | 6100K013 | NEW.FLR-1-1-K013_SEP | inventory | 2025-10-28 | DFE-LV |  | RY01-Riyadh Central Warehouse | 2026-12-31 | 2026-12-17 | 0
safety-[ | none : 3L1T safety stock | RMU | ROH | DF250303003 | OTTA6-T-P/P marking strip (12)ZB10 LGS:12(1053014:0001) | 100 | 100 | 0 | 6100KDP02 | PO-SEP-6055-[120] | GR_in_process | 2025-11-10 | DFE-LV |  | RY01-Riyadh Central Warehouse | 2026-12-31 | 2026-12-17 | 0 | Dongfang Electronics International Engineering Co. Ltd | 6100KDP02 // 2L2T SRMU LV Compartment Purchase Parts from DFE for 30 Units | 120 | 20-08-2025 | 20-08-2025 |  |  | PO-6055/DF250812-30-SEP Yantai
safety-[ | none : 3L1T safety stock | RMU | ROH | DF240510025 | Cable 2*2.5 | 1260 | 1260 | 0 | 6100K013 | 1-1-1-1 | consumption | 2025-09-18 | DFE-LV |  | RY01-Riyadh Central Warehouse | 2026-12-31 | 2026-12-17 | 0 | [5 empty] | Work in Process Material Issue | 7408986
safety-[ | none : 3L1T safety stock | RMU | ROH | DF240929001 | Paste | 1.05 | 1.05 | 0 | 6100KDP02 | PO-SEP-6034-[68] | GR_in_process | 2025-11-30 | DFE-Gas Tank |  | RY01-Riyadh Central Warehouse | 2026-12-31 | 2026-12-17 | 0 | Dongfang Electronics International Engineering Co. Ltd | 6100KDP02 // 2L1T SRMU Gas Tank Loose Material from DFE | 4 | 01-09-2025 | 01-09-2025 |  |  | PO-SEP-6034/DF250831-400-SEP
safety-[ | none : 3L1T safety stock | RMU | ROH | DF240510008 | Paw pad φ6 | 210 | 210 | 0 | 6100K013 | 1-1-1-1 | consumption | 2025-10-26 | DFE-LV |  | RY01-Riyadh Central Warehouse | 2026-12-31 | 2026-12-17 | 0 | [5 empty] | Work in Process Material Issue | 8335175
safety-[ | none : 3L1T safety stock | RMU | ROH | DF240510008 | Paw pad φ6 | 315 | 271 | 44 | 6100K013 | 1-1-1-1 | consumption | 2025-10-26 | SEP |  | RY01-Riyadh Central Warehouse | 2026-12-31 | 2026-12-17 | 0 | [5 empty] | Work in Process Material Issue | 8335175
safety-[ | none : 3L1T safety stock | RMU | ROH | 8DF-580-0056 | Phase-to-phase Bonding | 945 | 945 | 0 | 6100KDP02 | PO-SEP-6034-[34] | GR_in_process | 2025-11-30 | DFE-Gas Tank |  | RY01-Riyadh Central Warehouse | 2026-12-31 | 2026-12-17 | 0 | Dongfang Electronics International Engineering Co. Ltd | 6100KDP02 // 2L1T SRMU Gas Tank Loose Material from DFE | 2400 | 01-09-2025 | 01-09-2025 |  |  | PO-SEP-6034/DF250831-400-SEP
safety-[ | none : 3L1T safety stock | RMU | ROH | DF240510032 | Phoenix current terminal (OTTA-6-P/P) | 1260 | 660 | 600 | 6100K013 | 1-1-1-1 | consumption | 2025-09-18 | DFE-LV |  | RY01-Riyadh Central Warehouse | 2026-12-31 | 2026-12-17 | 0 | [5 empty] | Work in Process Material Issue | 7402109
safety-[ | none : 3L1T safety stock | RMU | ROH | DF240510032 | Phoenix current terminal (OTTA-6-P/P) | 600 | 600 | 0 | 6100KDP02 | PO-SEP-6055-[103] | GR_in_process | 2025-11-10 | DFE-LV |  | RY01-Riyadh Central Warehouse | 2026-12-31 | 2026-12-17 | 0 | Dongfang Electronics International Engineering Co. Ltd | 6100KDP02 // 2L2T SRMU LV Compartment Purchase Parts from DFE for 30 Units | 720 | 20-08-2025 | 20-08-2025 |  |  | PO-6055/DF250812-30-SEP Yantai
safety-[ | none : 3L1T safety stock | RMU | ROH | DF240510033 | Phoenix current terminal partition (D-OTTA6-T) | 105 | 55 | 50 | 6100K013 | 1-1-1-1 | consumption | 2025-09-18 | DFE-LV |  | RY01-Riyadh Central Warehouse | 2026-12-31 | 2026-12-17 | 0 | [5 empty] | Work in Process Material Issue | 7402110
safety-[ | none : 3L1T safety stock | RMU | ROH | DF240510033 | Phoenix current terminal partition (D-OTTA6-T) | 50 | 50 | 0 | 6100KDP02 | PO-SEP-6055-[104] | GR_in_process | 2025-11-10 | DFE-LV |  | RY01-Riyadh Central Warehouse | 2026-12-31 | 2026-12-17 | 0 | Dongfang Electronics International Engineering Co. Ltd | 6100KDP02 // 2L2T SRMU LV Compartment Purchase Parts from DFE for 30 Units | 60 | 20-08-2025 | 20-08-2025 |  |  | PO-6055/DF250812-30-SEP Yantai
safety-[ | none : 3L1T safety stock | RMU | ROH | DF240510049 | Power module (DFE500A-AC220D24-ST-X) | 105 | 105 | 0 | 6100K013 | 1-1-1-1 | consumption | 2025-09-18 | SEP |  | RY01-Riyadh Central Warehouse | 2026-12-31 | 2026-12-17 | 0 | [5 empty] | Work in Process Material Issue | 7402103
safety-[ | none : 3L1T safety stock | RMU | ROH | DF240612107 | Pre insulated terminal O-type HRV1.25-6 (BLUE) | 1890 | 666 | 1224 | 6100K013 | 1-1-1-1 | consumption | 2025-09-21 | DFE-LV |  | RY01-Riyadh Central Warehouse | 2026-12-31 | 2026-12-17 | 0 | [5 empty] | Work in Process Material Issue | 7480550
safety-[ | none : 3L1T safety stock | RMU | ROH | DF240612101 | Pre insulated terminal O-type HRV2-4S (BLUE) | 420 | 420 | 0 | 6100K013 | 1-1-1-1 | consumption | 2025-09-18 | DFE-LV |  | RY01-Riyadh Central Warehouse | 2026-12-31 | 2026-12-17 | 0 | [5 empty] | Work in Process Material Issue | 7408996
safety-[ | none : 3L1T safety stock | RMU | ROH | DF240612102 | Pre insulated terminal O-type HRV2-5S (BLUE) | 735 | 735 | 0 | 6100K013 | BOX12-1-1-K013_SEP | inventory | 2025-10-28 | DFE-LV |  | RY01-Riyadh Central Warehouse | 2026-12-31 | 2026-12-17 | 0
safety-[ | none : 3L1T safety stock | RMU | ROH | DF250303005 | Pre insulated terminal O-type HRV3.5-4 (BLUE) | 2310 | 1850 | 460 | 6100K013 | BOX12-1-1-K013_SEP | consumption | 2025-11-10 | DFE-LV |  | RY01-Riyadh Central Warehouse | 2026-12-31 | 2026-12-17 | 0 | [5 empty] | Material Issue Order_MIO | 8043120
safety-[ | none : 3L1T safety stock | RMU | ROH | DF250303005 | Pre insulated terminal O-type HRV3.5-4 (BLUE) | 460 | 460 | 0 | 6100K013 | PLT1-1-1-K013_SEP | consumption | 2025-11-10 | DFE-LV |  | RY01-Riyadh Central Warehouse | 2026-12-31 | 2026-12-17 | 0 | [5 empty] | Material Issue Order_MIO | 8043119
safety-[ | none : 3L1T safety stock | RMU | ROH | DF240612106 | Pre insulated terminal O-type HRV3.5-5S (BARE COPPER) | 420 | 72 | 348 | 6100K013 | 1-1-1-1 | consumption | 2025-09-21 | DFE-LV |  | RY01-Riyadh Central Warehouse | 2026-12-31 | 2026-12-17 | 0 | [5 empty] | Work in Process Material Issue | 7480551
safety-[ | none : 3L1T safety stock | RMU | ROH | DF240612106 | Pre insulated terminal O-type HRV3.5-5S (BARE COPPER) | 348 | 300 | 48 | 6100K013 | PLT2-1-1-K013_SEP | consumption | 2025-10-21 | DFE-LV |  | RY01-Riyadh Central Warehouse | 2026-12-31 | 2026-12-17 | 0 | [5 empty] | Work in Process Pick | 8236613
safety-[ | none : 3L1T safety stock | RMU | ROH | DF250303004 | Pre insulated terminal O-type HRV3.5-6 (BLUE) | 630 | 360 | 270 | 6100KDP02 | BOX1-1-1-K013_SEP | inventory | 2025-10-28 | DFE-LV |  | RY01-Riyadh Central Warehouse | 2026-12-31 | 2026-12-17 | 0
safety-[ | none : 3L1T safety stock | RMU | ROH | DF250303004 | Pre insulated terminal O-type HRV3.5-6 (BLUE) | 270 | 270 | 0 | 6100K013 | BOX12-1-1-K013_SEP | inventory | 2025-10-28 | DFE-LV |  | RY01-Riyadh Central Warehouse | 2026-12-31 | 2026-12-17 | 0
safety-[ | none : 3L1T safety stock | RMU | ROH | DF240907101 | Pre insulated terminal O-type red HRV1.25-5 (Red) | 945 | 945 | 0 | 6100K013 | BOX60-1-1-K013_SEP | inventory | 2025-10-28 | DFE-Gas Tank |  | RY01-Riyadh Central Warehouse | 2026-12-31 | 2026-12-17 | 0
safety-[ | none : 3L1T safety stock | RMU | ROH | DF240612111 | Pre insulated terminal U-type HSV3.5-3.2S(BLACK) | 420 | 192 | 228 | 6100K013 | 1-1-1-1 | consumption | 2025-09-21 | DFE-LV |  | RY01-Riyadh Central Warehouse | 2026-12-31 | 2026-12-17 | 0 | [5 empty] | Work in Process Material Issue | 7480556
safety-[ | none : 3L1T safety stock | RMU | ROH | DF240612117 | Pre insulated terminal tube type HE0510 (RED) | 840 | 306 | 534 | 6100K013 | 1-1-1-1 | consumption | 2025-09-18 | DFE-LV |  | RY01-Riyadh Central Warehouse | 2026-12-31 | 2026-12-17 | 0 | [5 empty] | Work in Process Material Issue | 7409007
safety-[ | none : 3L1T safety stock | RMU | ROH | DF240612117 | Pre insulated terminal tube type HE0510 (RED) | 534 | 534 | 0 | 6100K013 | 1-1-1-1 | consumption | 2025-09-21 | DFE-LV |  | RY01-Riyadh Central Warehouse | 2026-12-31 | 2026-12-17 | 0 | [5 empty] | Work in Process Material Issue | 7480559
safety-[ | none : 3L1T safety stock | RMU | ROH | DF241126026 | Pre insulated terminal tube type HE1510 (BULE) | 1890 | 1206 | 684 | 6100K013 | 1-1-1-1 | consumption | 2025-09-21 | DFE-LV |  | RY01-Riyadh Central Warehouse | 2026-12-31 | 2026-12-17 | 0 | [5 empty] | Work in Process Material Issue | 7480576
safety-[ | none : 3L1T safety stock | RMU | ROH | DF240612119 | Pre insulated terminal tube type HE4009 (BLACK) | 210 | 96 | 114 | 6100K013 | 1-1-1-1 | consumption | 2025-09-21 | DFE-LV |  | RY01-Riyadh Central Warehouse | 2026-12-31 | 2026-12-17 | 0 | [5 empty] | Work in Process Material Issue | 7480558
safety-[ | none : 3L1T safety stock | RMU | ROH | DF250303006 | Pre insulated terminal tube type HE4009 (BLUE) | 840 | 480 | 360 | 6100KDP02 | BOX1-1-1-K013_SEP | inventory | 2025-10-28 | DFE-LV |  | RY01-Riyadh Central Warehouse | 2026-12-31 | 2026-12-17 | 0
safety-[ | none : 3L1T safety stock | RMU | ROH | DF250303006 | Pre insulated terminal tube type HE4009 (BLUE) | 360 | 360 | 0 | 6100K013 | 1-1-1-1 | inventory | 2025-10-28 | DFE-LV |  | RY01-Riyadh Central Warehouse | 2026-12-31 | 2026-12-17 | 0
safety-[ | none : 3L1T safety stock | RMU | ROH | 8DF.0816.0045 | Pressure Gauge Pad | 210 | 210 | 0 | 6100KDP02 | PO-SEP-5861-[74] | GR_in_process | 2025-09-10 | DFE-Gas Tank |  | RY01-Riyadh Central Warehouse | 2026-12-31 | 2026-12-17 | 0 | Dongfang Electronics International Engineering Co. Ltd | 6100KDP02 (450 QTY // SRMU 2L1T Gas Tank Loose Parts) | 500 | 25-06-2025 | 25-06-2025 |  |  | PO-SEP-5861/DF250625SEP
safety-[ | none : 3L1T safety stock | RMU | ROH | 5DF.0816.0230 | Pressure Relief Valve | 210 | 210 | 0 | 6100KDP02 | PO-SEP-6034-[39] | GR_in_process | 2025-11-30 | DFE-Gas Tank |  | RY01-Riyadh Central Warehouse | 2026-12-31 | 2026-12-17 | 0 | Dongfang Electronics International Engineering Co. Ltd | 6100KDP02 // 2L1T SRMU Gas Tank Loose Material from DFE | 400 | 01-09-2025 | 01-09-2025 |  |  | PO-SEP-6034/DF250831-400-SEP
safety-[ | none : 3L1T safety stock | RMU | ROH | DF240603004 | Rivet Nut M8*18 | 420 | 420 | 0 | 6100K013 | 1-1-1-1 | consumption | 2025-10-26 | SEP |  | RY01-Riyadh Central Warehouse | 2026-12-31 | 2026-12-17 | 0 | [5 empty] | Work in Process Material Issue | 8335153
safety-[ | none : 3L1T safety stock | RMU |  | DF240603004 | Rivet Nut M8*18 | 1260 | 1260 | 0 | 6100K013 | 1-1-1-1 | consumption | 2025-10-26 | SEP |  | RY01-Riyadh Central Warehouse | 2026-12-31 | 2026-12-17 | 0 | [5 empty] | Work in Process Material Issue | 8335153
safety-[ | none : 3L1T safety stock | RMU | ROH | RMU0000000005 | fault indicator (IKI-101light) | 105 | 105 | 0 | 6100K013 | 1-1-1-1 | consumption | 2025-09-18 | SEP |  | RY01-Riyadh Central Warehouse | 2026-12-31 | 2026-12-17 | 0 | [5 empty] | Work in Process Material Issue | 7402142
safety-[ | none : 3L1T safety stock | RMU | ROH | RMU0000000004 | Protect (SIAB110FC232AC) | 105 | 105 | 0 | 6100K013 | 1-1-1-1 | consumption | 2025-09-18 | SEP |  | RY01-Riyadh Central Warehouse | 2026-12-31 | 2026-12-17 | 0 | [5 empty] | Work in Process Material Issue | 7402141
safety-[ | none : 3L1T safety stock | RMU | ROH | DF241126010 | Communication line | 556.5 | 556.5 | 0 | 6100K013 | 1-1-1-1 | consumption | 2025-09-18 | DFE-LV |  | RY01-Riyadh Central Warehouse | 2026-12-31 | 2026-12-17 | 0 | [5 empty] | Work in Process Material Issue | 7409023
safety-[ | none : 3L1T safety stock | RMU | ROH | DF205041498 | Rectangular Sealing Strip D-07 T-79 EPDM | 546 | 240 | 306 | 6100K013 | 1-1-1-1 | consumption | 2025-09-25 | Outer Enclosure |  | RY01-Riyadh Central Warehouse | 2026-12-31 | 2026-12-17 | 0 | [5 empty] | Work in Process Material Issue | 7591060
safety-[ | none : 3L1T safety stock | RMU | ROH | DF205041498 | Rectangular Sealing Strip D-07 T-79 EPDM | 306 | 239.6 | 66.4 | 6100K013 | 1-1-1-1 | consumption | 2025-09-25 | Outer Enclosure |  | RY01-Riyadh Central Warehouse | 2026-12-31 | 2026-12-17 | 0 | [5 empty] | Work in Process Material Issue | 7581664
safety-[ | none : 3L1T safety stock | RMU | ROH | DF205041498 | Rectangular Sealing Strip D-07 T-79 EPDM | 66.4 | 66.4 | 0 | 6100K013 | 1-1-1-1 | consumption | 2025-10-26 | Outer Enclosure |  | RY01-Riyadh Central Warehouse | 2026-12-31 | 2026-12-17 | 0 | [5 empty] | Work in Process Material Issue | 8329496
safety-[ | none : 3L1T safety stock | RMU | ROH | DF241124007 | Rectangular plastic buckle 6*18 | 105 | 25 | 80 | 6100K013 | 1-1-1-1 | consumption | 2025-09-25 | DFE-Consumables |  | RY01-Riyadh Central Warehouse | 2026-12-31 | 2026-12-17 | 0 | [5 empty] | Work in Process Material Issue | 7581634
safety-[ | none : 3L1T safety stock | RMU | ROH | DF241124007 | Rectangular plastic buckle 6*18 | 80 | 80 | 0 | 6100K013 | 1-1-1-1 | consumption | 2025-10-26 | DFE-Consumables |  | RY01-Riyadh Central Warehouse | 2026-12-31 | 2026-12-17 | 0 | [5 empty] | Work in Process Material Issue | 8335213
safety-[ | none : 3L1T safety stock | RMU | ROH | DF240603030 | Rectangular plastic buckle 19.8*15 | 210 | 210 | 0 | 6100K013 | 1-1-1-1 | consumption | 2025-10-26 | DFE-Consumables |  | RY01-Riyadh Central Warehouse | 2026-12-31 | 2026-12-17 | 0 | [5 empty] | Work in Process Material Issue | 8335197
safety-[ | none : 3L1T safety stock | RMU | ROH | DF241124008 | Round plastic buckle φ54 | 105 | 105 | 0 | 6100K013 | 1-1-1-1 | consumption | 2025-10-26 | DFE-Consumables |  | RY01-Riyadh Central Warehouse | 2026-12-31 | 2026-12-17 | 0 | [5 empty] | Work in Process Material Issue | 8335212
safety-[ | none : 3L1T safety stock | RMU | ROH | DF240603028 | Round plastic buckle 40° | 420 | 420 | 0 | 6100K013 | 1-1-1-1 | consumption | 2025-10-26 | DFE-Consumables |  | RY01-Riyadh Central Warehouse | 2026-12-31 | 2026-12-17 | 0 | [5 empty] | Work in Process Material Issue | 8335159
safety-[ | none : 3L1T safety stock | RMU | ROH | DF240603027 | Round plastic buckle φ23 | 840 | 840 | 0 | 6100K013 | 1-1-1-1 | consumption | 2025-10-26 | DFE-Consumables |  | RY01-Riyadh Central Warehouse | 2026-12-31 | 2026-12-17 | 0 | [5 empty] | Work in Process Material Issue | 8335158
safety-[ | none : 3L1T safety stock | RMU | ROH | DF241217001 | Rubber pad 200*360*3 | 105 | 68 | 37 | 6100K013 | 1-1-1-1 | consumption | 2025-10-26 | DFE-LV |  | RY01-Riyadh Central Warehouse | 2026-12-31 | 2026-12-17 | 0 | [5 empty] | Work in Process Material Issue | 8335215
safety-[ | none : 3L1T safety stock | RMU | ROH | DF205041559 | SEC Logo Board Print + Outdoor Protection | 210 | 60 | 150 | 6100K013 | 1-1-1-1 | consumption | 2025-09-25 | Outer Enclosure |  | RY01-Riyadh Central Warehouse | 2026-12-31 | 2026-12-17 | 0 | [5 empty] | Work in Process Material Issue | 7591065
safety-[ | none : 3L1T safety stock | RMU | ROH | DF205041559 | SEC Logo Board Print + Outdoor Protection | 150 | 40 | 110 | 6100K013 | 1-1-1-1 | consumption | 2025-09-25 | Outer Enclosure |  | RY01-Riyadh Central Warehouse | 2026-12-31 | 2026-12-17 | 0 | [5 empty] | Work in Process Material Issue | 7581668
safety-[ | none : 3L1T safety stock | RMU | ROH | DF205041559 | SEC Logo Board Print + Outdoor Protection | 110 | 110 | 0 | 6100K013 | 1-1-1-1 | consumption | 2025-10-26 | Outer Enclosure |  | RY01-Riyadh Central Warehouse | 2026-12-31 | 2026-12-17 | 0 | [5 empty] | Work in Process Material Issue | 8329500
safety-[ | none : 3L1T safety stock | RMU | ROH | DF240424001 | SF6 Gas Density Meter | 105 | 105 | 0 | 6100KDP02 | PO-SEP-6034-[3] | GR_in_process | 2025-11-30 | DFE-Gas Tank |  | RY01-Riyadh Central Warehouse | 2026-12-31 | 2026-12-17 | 0 | Dongfang Electronics International Engineering Co. Ltd | 6100KDP02 // 2L1T SRMU Gas Tank Loose Material from DFE | 400 | 01-09-2025 | 01-09-2025 |  |  | PO-SEP-6034/DF250831-400-SEP
safety-[ | none : 3L1T safety stock | RMU | ROH | RMU000000105 | SRMU Breaker Operating Handle ¦ 8DF-253-0001 | 105 | 105 | 0 | 6100K013 | R52-H-1-K013_SEP | consumption | 2025-04-08 | DFE-Consumables |  | RY01-Riyadh Central Warehouse | 2026-12-31 | 2026-12-17 | 0 | [5 empty] | Miscellaneous issue | 6415160
safety-[ | none : 3L1T safety stock | RMU | ROH | DF240510012 | Seahorse rivet (φ6.4*10.5) | 4200 | 4200 | 0 | 6100K013 | 1-1-1-1 | consumption | 2025-09-25 | DFE-LV |  | RY01-Riyadh Central Warehouse | 2026-12-31 | 2026-12-17 | 0 | [5 empty] | Work in Process Material Issue | 7587864
safety-[ | none : 3L1T safety stock | RMU | ROH | DF240510012 | Seahorse rivet (φ6.4*10.5) | 14595 | 645 | 13950 | 6100K013 | 1-1-1-1 | consumption | 2025-09-25 | SEP |  | RY01-Riyadh Central Warehouse | 2026-12-31 | 2026-12-17 | 0 | [5 empty] | Work in Process Material Issue | 7587864
safety-[ | none : 3L1T safety stock | RMU | ROH | DF240510012 | Seahorse rivet (φ6.4*10.5) | 13950 | 13950 | 0 | 6100K013 | 1-1-1-1 | consumption | 2025-10-26 | SEP |  | RY01-Riyadh Central Warehouse | 2026-12-31 | 2026-12-17 | 0 | [5 empty] | Work in Process Material Issue | 8335179
safety-[ | none : 3L1T safety stock | RMU | ROH | DF240603001 | Seahorse rivet (φ5*10) | 420 | 205 | 215 | 6100K013 | 1-1-1-1 | consumption | 2025-09-25 | SEP |  | RY01-Riyadh Central Warehouse | 2026-12-31 | 2026-12-17 | 0 | [5 empty] | Work in Process Material Issue | 7587891
safety-[ | none : 3L1T safety stock | RMU | ROH | DF240603001 | Seahorse rivet (φ5*10) | 215 | 215 | 0 | 6100K013 | 1-1-1-1 | consumption | 2025-10-26 | SEP |  | RY01-Riyadh Central Warehouse | 2026-12-31 | 2026-12-17 | 0 | [5 empty] | Work in Process Material Issue | 8335201
safety-[ | none : 3L1T safety stock | RMU | ROH | DF240603046 | Seahorse countersunk rivet φ6.4*10.5 | 1470 | 890 | 580 | 6100K013 | 1-1-1-1 | consumption | 2025-09-25 | SEP |  | RY01-Riyadh Central Warehouse | 2026-12-31 | 2026-12-17 | 0 | [5 empty] | Work in Process Material Issue | 7581624
safety-[ | none : 3L1T safety stock | RMU | ROH | DF240603046 | Seahorse countersunk rivet φ6.4*10.5 | 580 | 540 | 40 | 6100K013 | 1-1-1-1 | consumption | 2025-09-25 | SEP |  | RY01-Riyadh Central Warehouse | 2026-12-31 | 2026-12-17 | 0 | [5 empty] | Work in Process Material Issue | 7587846
safety-[ | none : 3L1T safety stock | RMU | ROH | 8DF-580-0057 | Secondary grounding bar | 105 | 105 | 0 | 6100K013 | 1-1-1-1 | inventory | 2025-10-28 | SEP |  | RY01-Riyadh Central Warehouse | 2026-12-31 | 2026-12-17 | 0
safety-[ | none : 3L1T safety stock | RMU | ROH | DF241115001 | Self-locking Nut M8 | 2205 | 2205 | 0 | 6100KDP02 | PO-SEP-6034-[63] | GR_in_process | 2025-11-30 | DFE-Gas Tank |  | RY01-Riyadh Central Warehouse | 2026-12-31 | 2026-12-17 | 0 | Dongfang Electronics International Engineering Co. Ltd | 6100KDP02 // 2L1T SRMU Gas Tank Loose Material from DFE | 6800 | 01-09-2025 | 01-09-2025 |  |  | PO-SEP-6034/DF250831-400-SEP
safety-[ | none : 3L1T safety stock | RMU | ROH | DF240907006 | Self-locking nut M3 | 420 | 400 | 20 | 6100K013 | 1-1-1-1 | consumption | 2025-10-26 | Outer Enclosure |  | RY01-Riyadh Central Warehouse | 2026-12-31 | 2026-12-17 | 0 | [5 empty] | Work in Process Material Issue | 8329469
safety-[ | none : 3L1T safety stock | RMU | ROH | DF240907006 | Self-locking nut M3 | 20 | 20 | 0 | 6100K013 | 1-1-1-1 | consumption | 2025-10-26 | Outer Enclosure |  | RY01-Riyadh Central Warehouse | 2026-12-31 | 2026-12-17 | 0 | [5 empty] | Work in Process Material Issue | 8335217
safety-[ | none : 3L1T safety stock | RMU | ROH | DF240907006 | Self-locking Nut M3 | 840 | 158 | 682 | 6100K013 | 1-1-1-1 | consumption | 2025-10-26 | DFE-LV |  | RY01-Riyadh Central Warehouse | 2026-12-31 | 2026-12-17 | 0 | [5 empty] | Work in Process Material Issue | 8335217
safety-[ | none : 3L1T safety stock | RMU | ROH | DF240510009 | Self-locking Nut M4 | 1680 | 1680 | 0 | 6100K013 | 1-1-1-1 | consumption | 2025-09-18 | DFE-LV |  | RY01-Riyadh Central Warehouse | 2026-12-31 | 2026-12-17 | 0 | [5 empty] | Work in Process Material Issue | 7399313
safety-[ | none : 3L1T safety stock | RMU | ROH | DF240424027 | Self-locking nutsM8 | 420 | 420 | 0 | 6100K013 | 1-1-1-1 | consumption | 2025-09-24 | Outer Enclosure |  | RY01-Riyadh Central Warehouse | 2026-12-31 | 2026-12-17 | 0 | [5 empty] | Work in Process Material Issue | 7564899
safety-[ | none : 3L1T safety stock | RMU | ROH | DF240424027 | Self-locking Nut M8 | 1155 | 1155 | 0 | 6100K013 | 1-1-1-1 | consumption | 2025-09-24 | SEP |  | RY01-Riyadh Central Warehouse | 2026-12-31 | 2026-12-17 | 0 | [5 empty] | Work in Process Material Issue | 7564899
safety-[ | none : 3L1T safety stock | RMU | ROH | DF240424002 | Self-sealing Valve | 210 | 210 | 0 | 6100KDP02 | PO-SEP-6034-[4] | GR_in_process | 2025-11-30 | DFE-Gas Tank |  | RY01-Riyadh Central Warehouse | 2026-12-31 | 2026-12-17 | 0 | Dongfang Electronics International Engineering Co. Ltd | 6100KDP02 // 2L1T SRMU Gas Tank Loose Material from DFE | 800 | 01-09-2025 | 01-09-2025 |  |  | PO-SEP-6034/DF250831-400-SEP
safety-[ | none : 3L1T safety stock | RMU | ROH | 8DF.0816.0442 | Side Plate Transverse Tar | 420 | 420 | 0 | 6100KDP02 | PO-SEP-6034-[81] | GR_in_process | 2025-11-30 | DFE-Gas Tank |  | RY01-Riyadh Central Warehouse | 2026-12-31 | 2026-12-17 | 0 | Dongfang Electronics International Engineering Co. Ltd | 6100KDP02 // 2L1T SRMU Gas Tank Loose Material from DFE | 1600 | 01-09-2025 | 01-09-2025 |  |  | PO-SEP-6034/DF250831-400-SEP
safety-[ | none : 3L1T safety stock | RMU | ROH | DF240907003 | Soft connection (YTZ-(X)-35/8-12) | 315 | 315 | 0 | 6100KDP02 | PO-SEP-6034-[67] | GR_in_process | 2025-11-30 | DFE-Gas Tank |  | RY01-Riyadh Central Warehouse | 2026-12-31 | 2026-12-17 | 0 | Dongfang Electronics International Engineering Co. Ltd | 6100KDP02 // 2L1T SRMU Gas Tank Loose Material from DFE | 800 | 01-09-2025 | 01-09-2025 |  |  | PO-SEP-6034/DF250831-400-SEP
safety-[ | none : 3L1T safety stock | RMU | ROH | DF240424015 | Spring Washer φ12 | 1260 | 1260 | 0 | 6100KDP02 | PO-SEP-6034-[53] | GR_in_process | 2025-11-30 | DFE-Gas Tank |  | RY01-Riyadh Central Warehouse | 2026-12-31 | 2026-12-17 | 0 | Dongfang Electronics International Engineering Co. Ltd | 6100KDP02 // 2L1T SRMU Gas Tank Loose Material from DFE | 3600 | 01-09-2025 | 01-09-2025 |  |  | PO-SEP-6034/DF250831-400-SEP
safety-[ | none : 3L1T safety stock | RMU | ROH | 205046789 | Spring Washer φ6 | 3045 | 3045 | 0 | 6100K013 | 1-1-1-1 | consumption | 2025-09-21 | DFE-LV |  | RY01-Riyadh Central Warehouse | 2026-12-31 | 2026-12-17 | 0 | [5 empty] | Work in Process Material Issue | 7452552
safety-[ | none : 3L1T safety stock | RMU | ROH | 205046789 | Spring Washer φ6 | 7035 | 7035 | 0 | 6100K013 | 1-1-1-1 | consumption | 2025-09-21 | SEP |  | RY01-Riyadh Central Warehouse | 2026-12-31 | 2026-12-17 | 0 | [5 empty] | Work in Process Material Issue | 7452552
safety-[ | none : 3L1T safety stock | RMU | ROH | 205046789 | φ6 Spring washer Stainleess steel | 9975 | 9975 | 0 | 6100K013 | 1-1-1-1 | consumption | 2025-09-21 | Outer Enclosure |  | RY01-Riyadh Central Warehouse | 2026-12-31 | 2026-12-17 | 0 | [5 empty] | Work in Process Material Issue | 7452552
safety-[ | none : 3L1T safety stock | RMU | ROH | 205041916 | Spring Washer φ8 | 4725 | 1632 | 3093 | 6100K013 | 1-1-1-1 | consumption | 2025-09-25 | SEP |  | RY01-Riyadh Central Warehouse | 2026-12-31 | 2026-12-17 | 0 | [5 empty] | Work in Process Material Issue | 7587920
safety-[ | none : 3L1T safety stock | RMU | ROH | 205041916 | Spring Washer φ8 | 3093 | 3093 | 0 | 6100K013 | 1-1-1-1 | consumption | 2025-10-26 | SEP |  | RY01-Riyadh Central Warehouse | 2026-12-31 | 2026-12-17 | 0 | [5 empty] | Work in Process Material Issue | 8335231
safety-[ | none : 3L1T safety stock | RMU | ROH | 205041916 | Spring Washer φ8 | 10500 | 5907 | 4593 | 6100K013 | 1-1-1-1 | consumption | 2025-10-26 | DFE-Gas Tank |  | RY01-Riyadh Central Warehouse | 2026-12-31 | 2026-12-17 | 0 | [5 empty] | Work in Process Material Issue | 8335231
safety-[ | none : 3L1T safety stock | RMU | ROH | 205041916 | Spring Washer φ8 | 4593 | 4593 | 0 | 6100KDP02 | PO-SEP-6034-[47] | GR_in_process | 2025-11-30 | DFE-Gas Tank |  | RY01-Riyadh Central Warehouse | 2026-12-31 | 2026-12-17 | 0 | Dongfang Electronics International Engineering Co. Ltd | 6100KDP02 // 2L1T SRMU Gas Tank Loose Material from DFE | 29200 | 01-09-2025 | 01-09-2025 |  |  | PO-SEP-6034/DF250831-400-SEP
safety-[ | none : 3L1T safety stock | RMU | ROH | DF240603021 | Spring Washer φ10 | 3045 | 3045 | 0 | 6100K013 | 1-1-1-1 | consumption | 2025-10-26 | SEP |  | RY01-Riyadh Central Warehouse | 2026-12-31 | 2026-12-17 | 0 | [5 empty] | Work in Process Material Issue | 8335196
safety-[ | none : 3L1T safety stock | RMU | ROH | DF240603011 | Spring Washer φ12 | 105 | 105 | 0 | 6100K013 | 1-1-1-1 | consumption | 2025-10-26 | SEP |  | RY01-Riyadh Central Warehouse | 2026-12-31 | 2026-12-17 | 0 | [5 empty] | Work in Process Material Issue | 8335188
safety-[ | none : 3L1T safety stock | RMU | ROH | DF240604001 | Square nut M6 | 420 | 420 | 0 | 6100K013 | 1-1-1-1 | consumption | 2025-10-26 | SEP |  | RY01-Riyadh Central Warehouse | 2026-12-31 | 2026-12-17 | 0 | [5 empty] | Work in Process Material Issue | 8335163
safety-[ | none : 3L1T safety stock | RMU | ROH | DF240604001 | Square Nut M6 | 2310 | 2310 | 0 | 6100K013 | 1-1-1-1 | consumption | 2025-10-26 | SEP |  | RY01-Riyadh Central Warehouse | 2026-12-31 | 2026-12-17 | 0 | [5 empty] | Work in Process Material Issue | 8335163
safety-[ | none : 3L1T safety stock | RMU | ROH | 8DF.0816.3126 | Stator | 210 | 210 | 0 | 6100KDP02 | PO-SEP-6034-[80] | GR_in_process | 2025-11-30 | DFE-Gas Tank |  | RY01-Riyadh Central Warehouse | 2026-12-31 | 2026-12-17 | 0 | Dongfang Electronics International Engineering Co. Ltd | 6100KDP02 // 2L1T SRMU Gas Tank Loose Material from DFE | 800 | 01-09-2025 | 01-09-2025 |  |  | PO-SEP-6034/DF250831-400-SEP
safety-[ | none : 3L1T safety stock | RMU | ROH | DF240424017 | Thickened Plain Washer φ10 | 5670 | 5670 | 0 | 6100KDP02 | PO-SEP-6034-[56] | GR_in_process | 2025-11-30 | DFE-Gas Tank |  | RY01-Riyadh Central Warehouse | 2026-12-31 | 2026-12-17 | 0 | Dongfang Electronics International Engineering Co. Ltd | 6100KDP02 // 2L1T SRMU Gas Tank Loose Material from DFE | 15600 | 01-09-2025 | 01-09-2025 |  |  | PO-SEP-6034/DF250831-400-SEP
safety-[ | none : 3L1T safety stock | RMU | ROH | DF240424014 | Thickened Plain Washer φ12 | 1260 | 1260 | 0 | 6100KDP02 | PO-SEP-6034-[52] | GR_in_process | 2025-11-30 | DFE-Gas Tank |  | RY01-Riyadh Central Warehouse | 2026-12-31 | 2026-12-17 | 0 | Dongfang Electronics International Engineering Co. Ltd | 6100KDP02 // 2L1T SRMU Gas Tank Loose Material from DFE | 3600 | 01-09-2025 | 01-09-2025 |  |  | PO-SEP-6034/DF250831-400-SEP
safety-[ | none : 3L1T safety stock | RMU | ROH | DF240603039 | Thread sealant | 21 | 21 | 0 | 6100K013 | R67-K-1-KDP2_SEP | inventory | 2025-10-28 | SEP |  | RY01-Riyadh Central Warehouse | 2026-12-31 | 2026-12-17 | 0
safety-[ | none : 3L1T safety stock | RMU | ROH | 5DF.0815.0002 | Three-station Load Switch | 315 | 315 | 0 | 6100KDP02 | PO-SEP-6034-[1] | GR_in_process | 2025-11-30 | DFE-Gas Tank |  | RY01-Riyadh Central Warehouse | 2026-12-31 | 2026-12-17 | 0 | Dongfang Electronics International Engineering Co. Ltd | 6100KDP02 // 2L1T SRMU Gas Tank Loose Material from DFE | 800 | 01-09-2025 | 01-09-2025 |  |  | PO-SEP-6034/DF250831-400-SEP
safety-[ | none : 3L1T safety stock | RMU | ROH | 5DF.0816.0029 | Three-station Load Switch Sealing Assembly | 420 | 420 | 0 | 6100KDP02 | PO-SEP-6034-[16] | GR_in_process | 2025-11-30 | DFE-Gas Tank |  | RY01-Riyadh Central Warehouse | 2026-12-31 | 2026-12-17 | 0 | Dongfang Electronics International Engineering Co. Ltd | 6100KDP02 // 2L1T SRMU Gas Tank Loose Material from DFE | 1200 | 01-09-2025 | 01-09-2025 |  |  | PO-SEP-6034/DF250831-400-SEP
safety-[ | none : 3L1T safety stock | RMU | ROH | DF240612003 | Tie strap (black) 4*150 | 105000 | 105000 | 0 | 6100K013 | 1-1-1-1 | consumption | 2025-09-15 | DFE-LV |  | RY01-Riyadh Central Warehouse | 2026-12-31 | 2026-12-17 | 0 | [5 empty] | Work in Process Material Issue | 7323465
safety-[ | none : 3L1T safety stock | RMU | ROH | DF240603026 | Tower seal ring φ115 | 420 | 380 | 40 | 6100K013 | 1-1-1-1 | consumption | 2025-09-24 | SEP |  | RY01-Riyadh Central Warehouse | 2026-12-31 | 2026-12-17 | 0 | [5 empty] | Work in Process Material Issue | 7564910
safety-[ | none : 3L1T safety stock | RMU | ROH | DF240603026 | Tower seal ring φ115 | 40 | 40 | 0 | 6100K013 | 1-1-1-1 | consumption | 2025-09-25 | SEP |  | RY01-Riyadh Central Warehouse | 2026-12-31 | 2026-12-17 | 0 | [5 empty] | Work in Process Material Issue | 7587890
safety-[ | none : 3L1T safety stock | RMU | ROH | DF240603025 | Tower seal ring φ40 | 210 | 210 | 0 | 6100K013 | 1-1-1-1 | consumption | 2025-10-26 | SEP |  | RY01-Riyadh Central Warehouse | 2026-12-31 | 2026-12-17 | 0 | [5 empty] | Work in Process Material Issue | 8335200
safety-[ | none : 3L1T safety stock | RMU | ROH | RMU000000220 | Fixing, E/UK, UK-2.5B ¦ 1201442 ¦ PHOENIX | 1680 | 1680 | 0 | 6100K013 | R17-A-1-K013_SEP | inventory | 2025-10-28 | DFE-LV | Automated: Replaced DF240510030 by RMU000000220. | RY01-Riyadh Central Warehouse | 2026-12-31 | 2026-12-17 | 0
safety-[ | none : 3L1T safety stock | RMU | ROH | DF240612024 | UK2.5B Center Connection Bar (2 connections)FBI 2-6(0203438) | 315 | 190 | 125 | 6100K013 | 1-1-1-1 | consumption | 2025-09-18 | DFE-LV |  | RY01-Riyadh Central Warehouse | 2026-12-31 | 2026-12-17 | 0 | [5 empty] | Work in Process Material Issue | 7402090
safety-[ | none : 3L1T safety stock | RMU | ROH | DF240612024 | UK2.5B Center Connection Bar (2 connections)FBI 2-6(0203438) | 125 | 90 | 35 | 6100KDP02 | PO-SEP-6055-[125] | GR_in_process | 2025-11-10 | DFE-LV |  | RY01-Riyadh Central Warehouse | 2026-12-31 | 2026-12-17 | 0 | Dongfang Electronics International Engineering Co. Ltd | 6100KDP02 // 2L2T SRMU LV Compartment Purchase Parts from DFE for 30 Units | 90 | 20-08-2025 | 20-08-2025 |  |  | PO-6055/DF250813-30-SEP Xiamen
safety-[ | none : 3L1T safety stock | RMU | ROH | 8DF.0816.0131 | V Common Enclosure Front Plate Transverse Bar | 315 | 54 | 261 | 6100K013 | BOX92-1-1-K013_SEP | consumption | 2025-10-23 | DFE-Gas Tank |  | RY01-Riyadh Central Warehouse | 2026-12-31 | 2026-12-17 | 0 | [5 empty] | Work in Process Pick | 8281135
safety-[ | none : 3L1T safety stock | RMU | ROH | 8DF.0816.0131 | V Common Enclosure Front Plate Transverse Bar | 261 | 261 | 0 | 6100KDP02 | PO-SEP-6034-[73] | GR_in_process | 2025-11-30 | DFE-Gas Tank |  | RY01-Riyadh Central Warehouse | 2026-12-31 | 2026-12-17 | 0 | Dongfang Electronics International Engineering Co. Ltd | 6100KDP02 // 2L1T SRMU Gas Tank Loose Material from DFE | 800 | 01-09-2025 | 01-09-2025 |  |  | PO-SEP-6034/DF250831-400-SEP
safety-[ | none : 3L1T safety stock | RMU | ROH | 8DF.0816.0116 | V Common Enclosure Spacer Reinforcing Rib | 105 | 105 | 0 | 6100KDP02 | PO-SEP-6034-[79] | GR_in_process | 2025-11-30 | DFE-Gas Tank |  | RY01-Riyadh Central Warehouse | 2026-12-31 | 2026-12-17 | 0 | Dongfang Electronics International Engineering Co. Ltd | 6100KDP02 // 2L1T SRMU Gas Tank Loose Material from DFE | 400 | 01-09-2025 | 01-09-2025 |  |  | PO-SEP-6034/DF250831-400-SEP
safety-[ | none : 3L1T safety stock | RMU | ROH | 5DF.0816.0046 | V Strut Welding | 210 | 210 | 0 | 6100KDP02 | PO-SEP-6034-[6] | GR_in_process | 2025-11-30 | DFE-Gas Tank |  | RY01-Riyadh Central Warehouse | 2026-12-31 | 2026-12-17 | 0 | Dongfang Electronics International Engineering Co. Ltd | 6100KDP02 // 2L1T SRMU Gas Tank Loose Material from DFE | 800 | 01-09-2025 | 01-09-2025 |  |  | PO-SEP-6034/DF250831-400-SEP
safety-[ | none : 3L1T safety stock | RMU | ROH | 8DF.0818.0015 | V-A Phase Bus | 105 | 105 | 0 | 6100KDP02 | PO-SEP-6034-[35] | GR_in_process | 2025-11-30 | DFE-Gas Tank |  | RY01-Riyadh Central Warehouse | 2026-12-31 | 2026-12-17 | 0 | Dongfang Electronics International Engineering Co. Ltd | 6100KDP02 // 2L1T SRMU Gas Tank Loose Material from DFE | 400 | 01-09-2025 | 01-09-2025 |  |  | PO-SEP-6034/DF250831-400-SEP
safety-[ | none : 3L1T safety stock | RMU | ROH | 8DF.0818.0016 | V-B Phase Bus | 105 | 105 | 0 | 6100KDP02 | PO-SEP-6034-[36] | GR_in_process | 2025-11-30 | DFE-Gas Tank |  | RY01-Riyadh Central Warehouse | 2026-12-31 | 2026-12-17 | 0 | Dongfang Electronics International Engineering Co. Ltd | 6100KDP02 // 2L1T SRMU Gas Tank Loose Material from DFE | 400 | 01-09-2025 | 01-09-2025 |  |  | PO-SEP-6034/DF250831-400-SEP
safety-[ | none : 3L1T safety stock | RMU | ROH | 8DF.0818.0017 | V-C Phase Bus | 105 | 105 | 0 | 6100KDP02 | PO-SEP-6034-[37] | GR_in_process | 2025-11-30 | DFE-Gas Tank |  | RY01-Riyadh Central Warehouse | 2026-12-31 | 2026-12-17 | 0 | Dongfang Electronics International Engineering Co. Ltd | 6100KDP02 // 2L1T SRMU Gas Tank Loose Material from DFE | 400 | 01-09-2025 | 01-09-2025 |  |  | PO-SEP-6034/DF250831-400-SEP
safety-[ | none : 3L1T safety stock | RMU | HALB | 8DF.0818.0007 | VC Bonding Bar M410 | 315 | 315 | 0 | 6100KDP02 | PO-SEP-6034-[22] | GR_in_process | 2025-11-30 | DFE-Gas Tank |  | RY01-Riyadh Central Warehouse | 2026-12-31 | 2026-12-17 | 0 | Dongfang Electronics International Engineering Co. Ltd | 6100KDP02 // 2L1T SRMU Gas Tank Loose Material from DFE | 1200 | 01-09-2025 | 01-09-2025 |  |  | PO-SEP-6034/DF250831-400-SEP
safety-[ | none : 3L1T safety stock | RMU | ROH | 5DF.0816.0050 | VC Strut Welding | 525 | 498 | 27 | 6100KDP02 | PO-SEP-6034-[7] | GR_in_process | 2025-11-30 | DFE-Gas Tank |  | RY01-Riyadh Central Warehouse | 2026-12-31 | 2026-12-17 | 0 | Dongfang Electronics International Engineering Co. Ltd | 6100KDP02 // 2L1T SRMU Gas Tank Loose Material from DFE | 1600 | 01-09-2025 | 01-09-2025 |  |  | PO-SEP-6034/DF250831-400-SEP
safety-[ | none : 3L1T safety stock | RMU | ROH | DF240424023 | Vacuum Silicone Grease | 5250 | 5250 | 0 | 6100KDP02 | PO-SEP-6034-[87] | GR_in_process | 2025-11-30 | DFE-Gas Tank |  | RY01-Riyadh Central Warehouse | 2026-12-31 | 2026-12-17 | 0 | Dongfang Electronics International Engineering Co. Ltd | 6100KDP02 // 2L1T SRMU Gas Tank Loose Material from DFE | 20000 | 01-09-2025 | 01-09-2025 |  |  | PO-SEP-6034/DF250831-400-SEP
safety-[ | none : 3L1T safety stock | RMU | ROH | DF205041558 | Warning Sign (Print + Outdoor Protection) | 210 | 60 | 150 | 6100K013 | 1-1-1-1 | consumption | 2025-09-25 | Outer Enclosure |  | RY01-Riyadh Central Warehouse | 2026-12-31 | 2026-12-17 | 0 | [5 empty] | Work in Process Material Issue | 7591064
safety-[ | none : 3L1T safety stock | RMU | ROH | DF205041558 | Warning Sign (Print + Outdoor Protection) | 150 | 34 | 116 | 6100K013 | 1-1-1-1 | consumption | 2025-09-25 | Outer Enclosure |  | RY01-Riyadh Central Warehouse | 2026-12-31 | 2026-12-17 | 0 | [5 empty] | Work in Process Material Issue | 7581667
safety-[ | none : 3L1T safety stock | RMU | ROH | DF205041558 | Warning Sign (Print + Outdoor Protection) | 116 | 116 | 0 | 6100K013 | 1-1-1-1 | consumption | 2025-10-26 | Outer Enclosure |  | RY01-Riyadh Central Warehouse | 2026-12-31 | 2026-12-17 | 0 | [5 empty] | Work in Process Material Issue | 8329499
safety-[ | none : 3L1T safety stock | RMU | ROH | DF205041499 | Waterproof Adhesive Tape (Large) UD-07 EPDM | 173.25 | 173.25 | 0 | 6100K013 | 1-1-1-1 | consumption | 2025-09-21 | Outer Enclosure |  | RY01-Riyadh Central Warehouse | 2026-12-31 | 2026-12-17 | 0 | [5 empty] | Work in Process Material Issue | 7485818
safety-[ | none : 3L1T safety stock | RMU | ROH | DF240311001 | Welded Stud M8*35 | 3780 | 3780 | 0 | 6100K013 | BOX92-1-1-K013_SEP | inventory | 2025-10-28 | DFE-Gas Tank |  | RY01-Riyadh Central Warehouse | 2026-12-31 | 2026-12-17 | 0
safety-[ | none : 3L1T safety stock | RMU | ROH | 211002912 | Welded Stud M8*20 | 11340 | 10800 | 540 | free_stock | R66-F-1-RMU/\-BULK_SEP | inventory | 2025-10-28 | DFE-Gas Tank |  | RY01-Riyadh Central Warehouse | 2026-12-31 | 2026-12-17 | 0
safety-[ | none : 3L1T safety stock | RMU | ROH | 211002912 | Welded Stud M8*20 | 540 | 540 | 0 | 6100K013 | BOX42-1-1-K013_SEP | inventory | 2025-10-28 | DFE-Gas Tank |  | RY01-Riyadh Central Warehouse | 2026-12-31 | 2026-12-17 | 0
safety-[ | none : 3L1T safety stock | RMU | ROH | DF241118100 | Welded Stud M8*25 | 1260 | 1260 | 0 | 6100KDP02 | PO-SEP-6034-[78] | GR_in_process | 2025-11-30 | DFE-Gas Tank |  | RY01-Riyadh Central Warehouse | 2026-12-31 | 2026-12-17 | 0 | Dongfang Electronics International Engineering Co. Ltd | 6100KDP02 // 2L1T SRMU Gas Tank Loose Material from DFE | 2400 | 01-09-2025 | 01-09-2025 |  |  | PO-SEP-6034/DF250831-400-SEP
safety-[ | none : 3L1T safety stock | RMU | ROH | DF250114005 | control module (ISCU-01E)-3L1T | 315 | 315 | 0 | 6100K013 | BOX5-1-1-K013_SEP | inventory | 2025-10-28 | DFE-LV |  | RY01-Riyadh Central Warehouse | 2026-12-31 | 2026-12-17 | 0
safety-[ | none : 3L1T safety stock | RMU | ROH | 8DF.0818.1053 | Upper door hook | 420 | 180 | 240 | 6100K013 | 1-1-1-1 | consumption | 2025-09-25 | SEP |  | RY01-Riyadh Central Warehouse | 2026-12-31 | 2026-12-17 | 0 | [5 empty] | Work in Process Material Issue | 7587927
safety-[ | none : 3L1T safety stock | RMU | ROH | 8DF.0818.1053 | Upper door hook | 240 | 240 | 0 | 6100K013 | 1-1-1-1 | consumption | 2025-10-26 | SEP |  | RY01-Riyadh Central Warehouse | 2026-12-31 | 2026-12-17 | 0 | [5 empty] | Work in Process Material Issue | 8335239
safety-[ | none : 3L1T safety stock | RMU | HALB | 8DF.0818.1296 | Door stop fixing | 210 | 210 | 0 | 6100K013 | 1-1-1-1 | inventory | 2025-10-28 | SEP |  | RY01-Riyadh Central Warehouse | 2026-12-31 | 2026-12-17 | 0
safety-[ | none : 3L1T safety stock | RMU | HALB | 8DF.0818.1295 | Door stop tongue | 210 | 210 | 0 | 6100K013 | 1-1-1-1 | inventory | 2025-10-28 | SEP |  | RY01-Riyadh Central Warehouse | 2026-12-31 | 2026-12-17 | 0
safety-[ | none : 3L1T safety stock | RMU | ROH | DF240510061 | Relay (RXM2LB2BD) Including base and buckle | 420 | 143 | 277 | 6100KDP02 | PO-SEP-6055-[153] | GR_in_process | 2025-11-10 | DFE-LV |  | RY01-Riyadh Central Warehouse | 2026-12-31 | 2026-12-17 | 0 | Dongfang Electronics International Engineering Co. Ltd | 6100KDP02 // 2L2T SRMU LV Compartment Purchase Parts from DFE for 30 Units | 180 | 20-08-2025 | 20-08-2025 |  |  | PO-6055/DF250812-30-SEP Yantai
safety-[ | none : 3L1T safety stock | RMU | ROH | DF240510047 | Socket (13A/60HZ) | 105 | 71 | 34 | 6100K013 | 1-1-1-1 | consumption | 2025-09-18 | DFE-LV |  | RY01-Riyadh Central Warehouse | 2026-12-31 | 2026-12-17 | 0 | [5 empty] | Work in Process Material Issue | 7402097
safety-[ | none : 3L1T safety stock | RMU | ROH | DF240510047 | Socket (13A/60HZ) | 34 | 30 | 4 | 6100KDP02 | PO-SEP-6055-[145] | GR_in_process | 2025-11-10 | DFE-LV |  | RY01-Riyadh Central Warehouse | 2026-12-31 | 2026-12-17 | 0 | Dongfang Electronics International Engineering Co. Ltd | 6100KDP02 // 2L2T SRMU LV Compartment Purchase Parts from DFE for 30 Units | 30 | 20-08-2025 | 20-08-2025 |  |  | PO-6055/DF250812-30-SEP Yantai
safety-[ | none : 3L1T safety stock | RMU | ROH | DF241128001 | Spring Washer φ4 | 210 | 210 | 0 | 6100K013 | 1-1-1-1 | consumption | 2025-10-26 | DFE-LV |  | RY01-Riyadh Central Warehouse | 2026-12-31 | 2026-12-17 | 0 | [5 empty] | Work in Process Material Issue | 8335218
safety-[ | none : 3L1T safety stock | RMU | ROH | 205046790 | φ10 spring washer Stainless steel | 840 | 840 | 0 | 6100K013 | 1-1-1-1 | consumption | 2025-09-24 | Outer Enclosure |  | RY01-Riyadh Central Warehouse | 2026-12-31 | 2026-12-17 | 0 | [5 empty] | Work in Process Material Issue | 7562527
safety-[ | none : 3L1T safety stock | RMU | ROH | DF211001964 | φ10-30 large flat pad Stainless steel | 840 | 840 | 0 | 6100K013 | 1-1-1-1 | consumption | 2025-09-24 | Outer Enclosure |  | RY01-Riyadh Central Warehouse | 2026-12-31 | 2026-12-17 | 0 | [5 empty] | Work in Process Material Issue | 7562526
safety-[ | none : 3L1T safety stock | RMU | ROH | 205042612 | φ3.2*16 Cotter pin Stainless steel | 105 | 60 | 45 | 6100K013 | 1-1-1-1 | consumption | 2025-09-25 | Outer Enclosure |  | RY01-Riyadh Central Warehouse | 2026-12-31 | 2026-12-17 | 0 | [5 empty] | Work in Process Material Issue | 7591044
safety-[ | none : 3L1T safety stock | RMU | ROH | 205042612 | φ3.2*16 Cotter pin Stainless steel | 45 | 45 | 0 | 6100K013 | 1-1-1-1 | consumption | 2025-09-25 | Outer Enclosure |  | RY01-Riyadh Central Warehouse | 2026-12-31 | 2026-12-17 | 0 | [5 empty] | Work in Process Material Issue | 7581647
safety-[ | none : 3L1T safety stock | RMU | ROH | 205042517 | ø4 Flat pad Stainless steel | 1260 | 1260 | 0 | 6100K013 | 1-1-1-1 | consumption | 2025-09-17 | Outer Enclosure |  | RY01-Riyadh Central Warehouse | 2026-12-31 | 2026-12-17 | 0 | [5 empty] | Work in Process Material Issue | 7370431
safety-[ | none : 3L1T safety stock | RMU | ROH | 205042515 | φ4 Spring washer Stainless steel | 1260 | 1260 | 0 | 6100K013 | 1-1-1-1 | consumption | 2025-09-17 | Outer Enclosure |  | RY01-Riyadh Central Warehouse | 2026-12-31 | 2026-12-17 | 0 | [5 empty] | Work in Process Material Issue | 7370432
safety-[ | none : 3L1T safety stock | RMU | ROH | DF205040971 | φ4*12 Waterproof blind rivets Stainless steel | 3360 | 2552 | 808 | 6100K013 | 1-1-1-1 | consumption | 2025-09-25 | Outer Enclosure |  | RY01-Riyadh Central Warehouse | 2026-12-31 | 2026-12-17 | 0 | [5 empty] | Work in Process Material Issue | 7581650
safety-[ | none : 3L1T safety stock | RMU | ROH | DF205040971 | φ4*12 Waterproof blind rivets Stainless steel | 808 | 808 | 0 | 6100K015 | 1-1-1-1 | consumption | 2025-09-25 | Outer Enclosure |  | RY01-Riyadh Central Warehouse | 2026-12-31 | 2026-12-17 | 0 | [5 empty] | Work in Process Material Issue | 7592479
safety-[ | none : 3L1T safety stock | RMU | ROH | 211001963 | Large Flat Washer φ6-18 | 2205 | 2205 | 0 | 6100K013 | 1-1-1-1 | consumption | 2025-09-17 | DFE-LV |  | RY01-Riyadh Central Warehouse | 2026-12-31 | 2026-12-17 | 0 | [5 empty] | Work in Process Material Issue | 7370438
safety-[ | none : 3L1T safety stock | RMU | ROH | 211001963 | Large Flat Washer φ6-18 | 3150 | 3150 | 0 | 6100K013 | 1-1-1-1 | consumption | 2025-09-17 | SEP |  | RY01-Riyadh Central Warehouse | 2026-12-31 | 2026-12-17 | 0 | [5 empty] | Work in Process Material Issue | 7370438
safety-[ | none : 3L1T safety stock | RMU | ROH | 211001963 | φ6-18 Large flat pad Stainless steel | 6195 | 2887 | 3308 | 6100K013 | 1-1-1-1 | consumption | 2025-09-17 | Outer Enclosure |  | RY01-Riyadh Central Warehouse | 2026-12-31 | 2026-12-17 | 0 | [5 empty] | Work in Process Material Issue | 7370438
safety-[ | none : 3L1T safety stock | RMU | ROH | 211001963 | φ6-18 Large flat pad Stainless steel | 3308 | 3308 | 0 | 6100K013 | 1-1-1-1 | consumption | 2025-09-18 | Outer Enclosure |  | RY01-Riyadh Central Warehouse | 2026-12-31 | 2026-12-17 | 0 | [5 empty] | Work in Process Material Issue | 7399332
safety-[ | none : 3L1T safety stock | RMU | ROH | DF205040982 | φ6.4*10.5 Seahorse rivets Stainless steel (SS/HFIX0813) | 7140 | 4250 | 2890 | 6100K013 | 1-1-1-1 | consumption | 2025-09-24 | Outer Enclosure |  | RY01-Riyadh Central Warehouse | 2026-12-31 | 2026-12-17 | 0 | [5 empty] | Work in Process Material Issue | 7564939
safety-[ | none : 3L1T safety stock | RMU | ROH | DF205040982 | φ6.4*10.5 Seahorse rivets Stainless steel (SS/HFIX0813) | 2890 | 2890 | 0 | 6100K013 | 1-1-1-1 | consumption | 2025-09-24 | Outer Enclosure |  | RY01-Riyadh Central Warehouse | 2026-12-31 | 2026-12-17 | 0 | [5 empty] | Work in Process Material Issue | 7562521
safety-[ | none : 3L1T safety stock | RMU | ROH | DF205040983 | φ6.4*16.5 Countersunk Seahorse blind rivets Stainless steel | 420 | 296 | 124 | 6100K013 | 1-1-1-1 | consumption | 2025-09-24 | Outer Enclosure |  | RY01-Riyadh Central Warehouse | 2026-12-31 | 2026-12-17 | 0 | [5 empty] | Work in Process Material Issue | 7562522
safety-[ | none : 3L1T safety stock | RMU | ROH | DF205040983 | φ6.4*16.5 Countersunk Seahorse blind rivets Stainless steel | 124 | 124 | 0 | 6100K013 | 1-1-1-1 | consumption | 2025-09-25 | Outer Enclosure |  | RY01-Riyadh Central Warehouse | 2026-12-31 | 2026-12-17 | 0 | [5 empty] | Work in Process Material Issue | 7581654
safety-[ | none : 3L1T safety stock | RMU | ROH | 205036418 | Flat Washer φ8 | 210 | 25 | 185 | 6100K013 | 1-1-1-1 | consumption | 2025-10-26 | SEP |  | RY01-Riyadh Central Warehouse | 2026-12-31 | 2026-12-17 | 0 | [5 empty] | Work in Process Material Issue | 8335233
safety-[ | none : 3L1T safety stock | RMU | ROH | 205038987 | Spring Washer φ8 | 105 | 105 | 0 | 6100K013 | 1-1-1-1 | consumption | 2025-09-24 | SEP |  | RY01-Riyadh Central Warehouse | 2026-12-31 | 2026-12-17 | 0 | [5 empty] | Work in Process Material Issue | 7564945
4500585204-[10] | 908305010 : SWITCH,DISC,OVRHD,ABS,60HZ FREQ,200KV | LBS | ROH | SEP10164 | ‭FERRULE INK RIBBON CASSETTE/RC03B-BLACK/FERRULE‬ | 4 | 4 | 0 | free_stock | PO-SEP-7321-[12] | PO | 2025-06-26 | LV |  | HW02-Hawiyah Warehouse | 2025-06-30 | 2025-06-16 | 10 | Raja Procuremnet Local Purchases
4500585204-[10] | 908305010 : SWITCH,DISC,OVRHD,ABS,60HZ FREQ,200KV | LBS | ROH | SEP12013 | Lugs, Terminal Fork, 1.5 Sq.mm ¦ S1-4A ¦ Jeesoon | 160 | 160 | 0 | free_stock | PO-SEP-7748-[1] | PO | 2025-07-27 | LV |  | HW02-Hawiyah Warehouse | 2025-06-30 | 2025-06-16 | 41 | Raja Procuremnet Local Purchases | LV-BULK/ Lugs, Terminal Fork, 1.5 Sq.mm ¦ RF-U4 ¦ Jeesoon
4500585204-[10] | 908305010 : SWITCH,DISC,OVRHD,ABS,60HZ FREQ,200KV | LBS | ROH | SEP12045 | Lugs, Terminal PIN, 1.5 Sq.mm ¦ PT1-12A ¦ Jeesoon | 1200 | 1200 | 0 | free_stock | PO-SEP-8727-[3] | PO | 2025-09-21 | LV |  | HW02-Hawiyah Warehouse | 2025-06-30 | 2025-06-16 | 97 | Raja Procuremnet Local Purchases
4500585204-[10] | 908305010 : SWITCH,DISC,OVRHD,ABS,60HZ FREQ,200KV | LBS | ROH | SEP12070 | Lugs, Terminal PIN, 2.5 Sq.mm ¦ PT2-12A ¦ Jeesoon | 400 | 400 | 0 | 6100K011B | PO-SEP-7847-[34] | PO | 2025-11-20 | LV |  | HW02-Hawiyah Warehouse | 2025-06-30 | 2025-06-16 | 157 | Jeesoon Terminals Co., Ltd. | LBS/OVR (Cables and Lugs)
4500585204-[10] | 908305010 : SWITCH,DISC,OVRHD,ABS,60HZ FREQ,200KV | LBS | ROH | SEP12082 | Lugs, Terminal Ring, 2.5 Sq.mm ¦ R2-4SA ¦ Jeesoon | 80 | 80 | 0 | free_stock | PO-SEP-7631-[10] | PO | 2025-09-20 | LV |  | HW02-Hawiyah Warehouse | 2025-06-30 | 2025-06-16 | 96 | Jeesoon Terminals Co., Ltd. | LV-BULK MATERIAL-JEESOON LUGS
4500585204-[10] | 908305010 : SWITCH,DISC,OVRHD,ABS,60HZ FREQ,200KV | LBS | ROH | SEP30736 | Bolt M5x70 | 12 | 12 | 0 | 6100K006 | PO-SEP-7994-[1] | PO | 2025-08-21 | LV |  | HW02-Hawiyah Warehouse | 2025-06-30 | 2025-06-16 | 66 | Raja Procuremnet Local Purchases | Outdoor Apparatus (OVR & LBS)
4500585204-[10] | 908305010 : SWITCH,DISC,OVRHD,ABS,60HZ FREQ,200KV | LBS | ROH | RMU000000111 | Grounding Busbar 20x115 ¦ 9ABA450075F1006 ¦ Local | 4 | 0 | 4 | PR Required | - | PR |  | LV | Automated: Replaced 9ABA450075F1006 by RMU000000111. Automated: Replaced 9ABA450075F1006 by RMU000000111. | HW02-Hawiyah Warehouse | 2025-06-30 | 2025-06-16 | 0
4500585212-[10] | 908305009 : SWITCH,DISC,OVRHD,ABS,60HZ FREQ,200KV | LBS | ROH | SEP10164 | ‭FERRULE INK RIBBON CASSETTE/RC03B-BLACK/FERRULE‬ | 16 | 16 | 0 | free_stock | PO-SEP-7321-[12] | PO | 2025-06-26 | LV |  | JU01-Jouf Power Plant Warehouse | 2025-06-30 | 2025-06-16 | 10 | Raja Procuremnet Local Purchases
4500585212-[10] | 908305009 : SWITCH,DISC,OVRHD,ABS,60HZ FREQ,200KV | LBS | ROH | SEP12013 | Lugs, Terminal Fork, 1.5 Sq.mm ¦ S1-4A ¦ Jeesoon | 640 | 640 | 0 | free_stock | PO-SEP-7748-[1] | PO | 2025-07-27 | LV |  | JU01-Jouf Power Plant Warehouse | 2025-06-30 | 2025-06-16 | 41 | Raja Procuremnet Local Purchases | LV-BULK/ Lugs, Terminal Fork, 1.5 Sq.mm ¦ RF-U4 ¦ Jeesoon
4500585212-[10] | 908305009 : SWITCH,DISC,OVRHD,ABS,60HZ FREQ,200KV | LBS | ROH | SEP12045 | Lugs, Terminal PIN, 1.5 Sq.mm ¦ PT1-12A ¦ Jeesoon | 4800 | 4800 | 0 | free_stock | PO-SEP-8727-[3] | PO | 2025-09-21 | LV |  | JU01-Jouf Power Plant Warehouse | 2025-06-30 | 2025-06-16 | 97 | Raja Procuremnet Local Purchases
4500585212-[10] | 908305009 : SWITCH,DISC,OVRHD,ABS,60HZ FREQ,200KV | LBS | ROH | SEP12070 | Lugs, Terminal PIN, 2.5 Sq.mm ¦ PT2-12A ¦ Jeesoon | 1600 | 1600 | 0 | 6100K011B | PO-SEP-7847-[34] | PO | 2025-11-20 | LV |  | JU01-Jouf Power Plant Warehouse | 2025-06-30 | 2025-06-16 | 157 | Jeesoon Terminals Co., Ltd. | LBS/OVR (Cables and Lugs)
4500585212-[10] | 908305009 : SWITCH,DISC,OVRHD,ABS,60HZ FREQ,200KV | LBS | ROH | SEP12082 | Lugs, Terminal Ring, 2.5 Sq.mm ¦ R2-4SA ¦ Jeesoon | 320 | 320 | 0 | free_stock | PO-SEP-7631-[10] | PO | 2025-09-20 | LV |  | JU01-Jouf Power Plant Warehouse | 2025-06-30 | 2025-06-16 | 96 | Jeesoon Terminals Co., Ltd. | LV-BULK MATERIAL-JEESOON LUGS
4500585212-[10] | 908305009 : SWITCH,DISC,OVRHD,ABS,60HZ FREQ,200KV | LBS | ROH | SEP30736 | Bolt M5x70 | 48 | 48 | 0 | 6100K006 | PO-SEP-7994-[1] | PO | 2025-08-21 | LV |  | JU01-Jouf Power Plant Warehouse | 2025-06-30 | 2025-06-16 | 66 | Raja Procuremnet Local Purchases | Outdoor Apparatus (OVR & LBS)
4500585212-[10] | 908305009 : SWITCH,DISC,OVRHD,ABS,60HZ FREQ,200KV | LBS | ROH | RMU000000111 | Grounding Busbar 20x115 ¦ 9ABA450075F1006 ¦ Local | 16 | 0 | 16 | PR Required | - | PR |  | LV | Automated: Replaced 9ABA450075F1006 by RMU000000111. Automated: Replaced 9ABA450075F1006 by RMU000000111. | JU01-Jouf Power Plant Warehouse | 2025-06-30 | 2025-06-16 | 0
4500585212-[20] | 908305009 : SWITCH,DISC,OVRHD,ABS,60HZ FREQ,200KV | LBS | ROH | SEP10164 | ‭FERRULE INK RIBBON CASSETTE/RC03B-BLACK/FERRULE‬ | 8 | 8 | 0 | free_stock | PO-SEP-7321-[12] | PO | 2025-06-26 | LV |  | RR01-Arar Warehouse | 2025-06-30 | 2025-06-16 | 10 | Raja Procuremnet Local Purchases
4500585212-[20] | 908305009 : SWITCH,DISC,OVRHD,ABS,60HZ FREQ,200KV | LBS | ROH | SEP12013 | Lugs, Terminal Fork, 1.5 Sq.mm ¦ S1-4A ¦ Jeesoon | 320 | 320 | 0 | free_stock | PO-SEP-7748-[1] | PO | 2025-07-27 | LV |  | RR01-Arar Warehouse | 2025-06-30 | 2025-06-16 | 41 | Raja Procuremnet Local Purchases | LV-BULK/ Lugs, Terminal Fork, 1.5 Sq.mm ¦ RF-U4 ¦ Jeesoon
4500585212-[20] | 908305009 : SWITCH,DISC,OVRHD,ABS,60HZ FREQ,200KV | LBS | ROH | SEP12045 | Lugs, Terminal PIN, 1.5 Sq.mm ¦ PT1-12A ¦ Jeesoon | 2400 | 2400 | 0 | free_stock | PO-SEP-8727-[3] | PO | 2025-09-21 | LV |  | RR01-Arar Warehouse | 2025-06-30 | 2025-06-16 | 97 | Raja Procuremnet Local Purchases
4500585212-[20] | 908305009 : SWITCH,DISC,OVRHD,ABS,60HZ FREQ,200KV | LBS | ROH | SEP12070 | Lugs, Terminal PIN, 2.5 Sq.mm ¦ PT2-12A ¦ Jeesoon | 800 | 800 | 0 | 6100K017 | PO-SEP-7847-[46] | PO | 2025-11-20 | LV |  | RR01-Arar Warehouse | 2025-06-30 | 2025-06-16 | 157 | Jeesoon Terminals Co., Ltd. | LBS/OVR (Cables and Lugs)
4500585212-[20] | 908305009 : SWITCH,DISC,OVRHD,ABS,60HZ FREQ,200KV | LBS | ROH | SEP12082 | Lugs, Terminal Ring, 2.5 Sq.mm ¦ R2-4SA ¦ Jeesoon | 160 | 160 | 0 | free_stock | PO-SEP-7631-[10] | PO | 2025-09-20 | LV |  | RR01-Arar Warehouse | 2025-06-30 | 2025-06-16 | 96 | Jeesoon Terminals Co., Ltd. | LV-BULK MATERIAL-JEESOON LUGS
4500585212-[20] | 908305009 : SWITCH,DISC,OVRHD,ABS,60HZ FREQ,200KV | LBS | ROH | SEP30736 | Bolt M5x70 | 24 | 24 | 0 | 6100K006 | PO-SEP-7994-[1] | PO | 2025-08-21 | LV |  | RR01-Arar Warehouse | 2025-06-30 | 2025-06-16 | 66 | Raja Procuremnet Local Purchases | Outdoor Apparatus (OVR & LBS)
4500585212-[20] | 908305009 : SWITCH,DISC,OVRHD,ABS,60HZ FREQ,200KV | LBS | ROH | RMU000000111 | Grounding Busbar 20x115 ¦ 9ABA450075F1006 ¦ Local | 8 | 0 | 8 | PR Required | - | PR |  | LV | Automated: Replaced 9ABA450075F1006 by RMU000000111. Automated: Replaced 9ABA450075F1006 by RMU000000111. | RR01-Arar Warehouse | 2025-06-30 | 2025-06-16 | 0
4500585212-[30] | 908305010 : SWITCH,DISC,OVRHD,ABS,60HZ FREQ,200KV | LBS | ROH | SEP10164 | ‭FERRULE INK RIBBON CASSETTE/RC03B-BLACK/FERRULE‬ | 13 | 13 | 0 | free_stock | PO-SEP-7321-[12] | PO | 2025-06-26 | LV |  | RR01-Arar Warehouse | 2025-06-30 | 2025-06-16 | 10 | Raja Procuremnet Local Purchases
4500585212-[30] | 908305010 : SWITCH,DISC,OVRHD,ABS,60HZ FREQ,200KV | LBS | ROH | SEP12013 | Lugs, Terminal Fork, 1.5 Sq.mm ¦ S1-4A ¦ Jeesoon | 520 | 520 | 0 | free_stock | PO-SEP-7748-[1] | PO | 2025-07-27 | LV |  | RR01-Arar Warehouse | 2025-06-30 | 2025-06-16 | 41 | Raja Procuremnet Local Purchases | LV-BULK/ Lugs, Terminal Fork, 1.5 Sq.mm ¦ RF-U4 ¦ Jeesoon
4500585212-[30] | 908305010 : SWITCH,DISC,OVRHD,ABS,60HZ FREQ,200KV | LBS | ROH | SEP12045 | Lugs, Terminal PIN, 1.5 Sq.mm ¦ PT1-12A ¦ Jeesoon | 3900 | 3900 | 0 | free_stock | PO-SEP-8727-[3] | PO | 2025-09-21 | LV |  | RR01-Arar Warehouse | 2025-06-30 | 2025-06-16 | 97 | Raja Procuremnet Local Purchases
4500585212-[30] | 908305010 : SWITCH,DISC,OVRHD,ABS,60HZ FREQ,200KV | LBS | ROH | SEP12070 | Lugs, Terminal PIN, 2.5 Sq.mm ¦ PT2-12A ¦ Jeesoon | 1300 | 1300 | 0 | 6100K011B | PO-SEP-7847-[34] | PO | 2025-11-20 | LV |  | RR01-Arar Warehouse | 2025-06-30 | 2025-06-16 | 157 | Jeesoon Terminals Co., Ltd. | LBS/OVR (Cables and Lugs)
4500585212-[30] | 908305010 : SWITCH,DISC,OVRHD,ABS,60HZ FREQ,200KV | LBS | ROH | SEP12082 | Lugs, Terminal Ring, 2.5 Sq.mm ¦ R2-4SA ¦ Jeesoon | 260 | 260 | 0 | free_stock | PO-SEP-7631-[10] | PO | 2025-09-20 | LV |  | RR01-Arar Warehouse | 2025-06-30 | 2025-06-16 | 96 | Jeesoon Terminals Co., Ltd. | LV-BULK MATERIAL-JEESOON LUGS
4500585212-[30] | 908305010 : SWITCH,DISC,OVRHD,ABS,60HZ FREQ,200KV | LBS | ROH | SEP30736 | Bolt M5x70 | 39 | 39 | 0 | 6100K006 | PO-SEP-7994-[1] | PO | 2025-08-21 | LV |  | RR01-Arar Warehouse | 2025-06-30 | 2025-06-16 | 66 | Raja Procuremnet Local Purchases | Outdoor Apparatus (OVR & LBS)
4500585212-[30] | 908305010 : SWITCH,DISC,OVRHD,ABS,60HZ FREQ,200KV | LBS | ROH | RMU000000111 | Grounding Busbar 20x115 ¦ 9ABA450075F1006 ¦ Local | 13 | 0 | 13 | PR Required | - | PR |  | LV | Automated: Replaced 9ABA450075F1006 by RMU000000111. Automated: Replaced 9ABA450075F1006 by RMU000000111. | RR01-Arar Warehouse | 2025-06-30 | 2025-06-16 | 0
4500585212-[40] | 908334004 : SECTIONALIZER:NETWORK,SMART SECTIONALIZE | LBS | ROH | SEP10164 | ‭FERRULE INK RIBBON CASSETTE/RC03B-BLACK/FERRULE‬ | 19 | 9 | 10 | free_stock | PO-SEP-7321-[12] | PO | 2025-06-26 | LV |  | JU01-Jouf Power Plant Warehouse | 2025-06-30 | 2025-06-16 | 10 | Raja Procuremnet Local Purchases
4500585212-[40] | 908334004 : SECTIONALIZER:NETWORK,SMART SECTIONALIZE | LBS | ROH | SEP10164 | ‭FERRULE INK RIBBON CASSETTE/RC03B-BLACK/FERRULE‬ | 10 | 10 | 0 | free_stock | PO-SEP-8044-[8] | PO | 2025-08-19 | LV |  | JU01-Jouf Power Plant Warehouse | 2025-06-30 | 2025-06-16 | 64 | Raja Procuremnet Local Purchases
4500585212-[40] | 908334004 : SECTIONALIZER:NETWORK,SMART SECTIONALIZE | LBS | ROH | SEP11138 | Cable, Control, 1 CORE CU/PVC, 1.5 Sq.mm, Black, 105°, 600/1000V , 1 x 91.4 m | 57 | 57 | 0 | 6100KDP02 | PO-SEP-7781-[6] | PO | 2025-10-10 | LV |  | JU01-Jouf Power Plant Warehouse | 2025-06-30 | 2025-06-16 | 116 | Al-Fanar Company Limited | MV -BULK MATERIAL
4500585212-[40] | 908334004 : SECTIONALIZER:NETWORK,SMART SECTIONALIZE | LBS | ROH | SEP12013 | Lugs, Terminal Fork, 1.5 Sq.mm ¦ S1-4A ¦ Jeesoon | 760 | 760 | 0 | free_stock | PO-SEP-7748-[1] | PO | 2025-07-27 | LV |  | JU01-Jouf Power Plant Warehouse | 2025-06-30 | 2025-06-16 | 41 | Raja Procuremnet Local Purchases | LV-BULK/ Lugs, Terminal Fork, 1.5 Sq.mm ¦ RF-U4 ¦ Jeesoon
4500585212-[40] | 908334004 : SECTIONALIZER:NETWORK,SMART SECTIONALIZE | LBS | ROH | SEP12045 | Lugs, Terminal PIN, 1.5 Sq.mm ¦ PT1-12A ¦ Jeesoon | 5700 | 5700 | 0 | free_stock | PO-SEP-8727-[3] | PO | 2025-09-21 | LV |  | JU01-Jouf Power Plant Warehouse | 2025-06-30 | 2025-06-16 | 97 | Raja Procuremnet Local Purchases
4500585212-[40] | 908334004 : SECTIONALIZER:NETWORK,SMART SECTIONALIZE | LBS | ROH | SEP12070 | Lugs, Terminal PIN, 2.5 Sq.mm ¦ PT2-12A ¦ Jeesoon | 1900 | 1900 | 0 | 6100K017 | PO-SEP-7847-[46] | PO | 2025-11-20 | LV |  | JU01-Jouf Power Plant Warehouse | 2025-06-30 | 2025-06-16 | 157 | Jeesoon Terminals Co., Ltd. | LBS/OVR (Cables and Lugs)
4500585212-[40] | 908334004 : SECTIONALIZER:NETWORK,SMART SECTIONALIZE | LBS | ROH | SEP12082 | Lugs, Terminal Ring, 2.5 Sq.mm ¦ R2-4SA ¦ Jeesoon | 380 | 380 | 0 | free_stock | PO-SEP-7631-[10] | PO | 2025-09-20 | LV |  | JU01-Jouf Power Plant Warehouse | 2025-06-30 | 2025-06-16 | 96 | Jeesoon Terminals Co., Ltd. | LV-BULK MATERIAL-JEESOON LUGS
4500585212-[40] | 908334004 : SECTIONALIZER:NETWORK,SMART SECTIONALIZE | LBS | ROH | SEP30736 | Bolt M5x70 | 57 | 57 | 0 | 6100K006 | PO-SEP-7994-[1] | PO | 2025-08-21 | LV |  | JU01-Jouf Power Plant Warehouse | 2025-06-30 | 2025-06-16 | 66 | Raja Procuremnet Local Purchases | Outdoor Apparatus (OVR & LBS)
4500585212-[40] | 908334004 : SECTIONALIZER:NETWORK,SMART SECTIONALIZE | LBS | ROH | RMU000000111 | Grounding Busbar 20x115 ¦ 9ABA450075F1006 ¦ Local | 19 | 0 | 19 | PR Required | - | PR |  | LV | Automated: Replaced 9ABA450075F1006 by RMU000000111. Automated: Replaced 9ABA450075F1006 by RMU000000111. | JU01-Jouf Power Plant Warehouse | 2025-06-30 | 2025-06-16 | 0
4500585218-[10] | 908305010 : SWITCH,DISC,OVRHD,ABS,60HZ FREQ,200KV | LBS | ROH | SEP10164 | ‭FERRULE INK RIBBON CASSETTE/RC03B-BLACK/FERRULE‬ | 13 | 13 | 0 | free_stock | PO-SEP-8044-[8] | PO | 2025-08-19 | LV |  | AH01-Abha Network Warehouse | 2025-06-30 | 2025-06-16 | 64 | Raja Procuremnet Local Purchases
4500585218-[10] | 908305010 : SWITCH,DISC,OVRHD,ABS,60HZ FREQ,200KV | LBS | ROH | SEP12013 | Lugs, Terminal Fork, 1.5 Sq.mm ¦ S1-4A ¦ Jeesoon | 520 | 520 | 0 | free_stock | PO-SEP-7748-[1] | PO | 2025-07-27 | LV |  | AH01-Abha Network Warehouse | 2025-06-30 | 2025-06-16 | 41 | Raja Procuremnet Local Purchases | LV-BULK/ Lugs, Terminal Fork, 1.5 Sq.mm ¦ RF-U4 ¦ Jeesoon
4500585218-[10] | 908305010 : SWITCH,DISC,OVRHD,ABS,60HZ FREQ,200KV | LBS | ROH | SEP12045 | Lugs, Terminal PIN, 1.5 Sq.mm ¦ PT1-12A ¦ Jeesoon | 3900 | 3900 | 0 | free_stock | PO-SEP-8727-[3] | PO | 2025-09-21 | LV |  | AH01-Abha Network Warehouse | 2025-06-30 | 2025-06-16 | 97 | Raja Procuremnet Local Purchases
4500585218-[10] | 908305010 : SWITCH,DISC,OVRHD,ABS,60HZ FREQ,200KV | LBS | ROH | SEP12070 | Lugs, Terminal PIN, 2.5 Sq.mm ¦ PT2-12A ¦ Jeesoon | 1300 | 1300 | 0 | 6100K011B | PO-SEP-7847-[34] | PO | 2025-11-20 | LV |  | AH01-Abha Network Warehouse | 2025-06-30 | 2025-06-16 | 157 | Jeesoon Terminals Co., Ltd. | LBS/OVR (Cables and Lugs)
4500585218-[10] | 908305010 : SWITCH,DISC,OVRHD,ABS,60HZ FREQ,200KV | LBS | ROH | SEP12082 | Lugs, Terminal Ring, 2.5 Sq.mm ¦ R2-4SA ¦ Jeesoon | 260 | 260 | 0 | free_stock | PO-SEP-7631-[10] | PO | 2025-09-20 | LV |  | AH01-Abha Network Warehouse | 2025-06-30 | 2025-06-16 | 96 | Jeesoon Terminals Co., Ltd. | LV-BULK MATERIAL-JEESOON LUGS
4500585218-[10] | 908305010 : SWITCH,DISC,OVRHD,ABS,60HZ FREQ,200KV | LBS | ROH | SEP30736 | Bolt M5x70 | 39 | 39 | 0 | 6100K006 | PO-SEP-7994-[1] | PO | 2025-08-21 | LV |  | AH01-Abha Network Warehouse | 2025-06-30 | 2025-06-16 | 66 | Raja Procuremnet Local Purchases | Outdoor Apparatus (OVR & LBS)
4500585218-[10] | 908305010 : SWITCH,DISC,OVRHD,ABS,60HZ FREQ,200KV | LBS | ROH | RMU000000111 | Grounding Busbar 20x115 ¦ 9ABA450075F1006 ¦ Local | 13 | 0 | 13 | PR Required | - | PR |  | LV | Automated: Replaced 9ABA450075F1006 by RMU000000111. Automated: Replaced 9ABA450075F1006 by RMU000000111. | AH01-Abha Network Warehouse | 2025-06-30 | 2025-06-16 | 0
4500585226-[10] | 908333007 : RECLOSER:CIRCUIT,33 KV,3 P,60 HZ,200 KV | OVR | ROH | RMU000000234 | Limit Switch ¦ YBLX-ME/8112 | 89 | 89 | 0 | 6100K011A | PO-SEP-7830-[2] | PO | 2025-10-30 | LV |  | QS01-Al Qassim Central Warehouse | 2025-06-30 | 2025-06-16 | 136 | CHINT ELECTRIC SAUDI ARABIA CO LTD | OVR // K006/K011A/K012A (DOOR LIMIT SWITCHES)
4500585226-[10] | 908333007 : RECLOSER:CIRCUIT,33 KV,3 P,60 HZ,200 KV | OVR | ROH | SEP10164 | ‭FERRULE INK RIBBON CASSETTE/RC03B-BLACK/FERRULE‬ | 89 | 89 | 0 | free_stock | PO-SEP-8044-[8] | PO | 2025-08-19 | LV |  | QS01-Al Qassim Central Warehouse | 2025-06-30 | 2025-06-16 | 64 | Raja Procuremnet Local Purchases
4500585226-[10] | 908333007 : RECLOSER:CIRCUIT,33 KV,3 P,60 HZ,200 KV | OVR | ROH | SEP11138 | Cable, Control, 1 CORE CU/PVC, 1.5 Sq.mm, Black, 105°, 600/1000V , 1 x 91.4 m | 126 | 126 | 0 | 6100K011B | PO-SEP-7860-[33] | PO | 2025-10-30 | LV |  | QS01-Al Qassim Central Warehouse | 2025-06-30 | 2025-06-16 | 136 | Al-Fanar Company Limited | MV- BULK LBS/OVR (Cables and Lugs)
4500585226-[10] | 908333007 : RECLOSER:CIRCUIT,33 KV,3 P,60 HZ,200 KV | OVR | ROH | SEP12013 | Lugs, Terminal Fork, 1.5 Sq.mm ¦ S1-4A ¦ Jeesoon | 3560 | 2080 | 1480 | free_stock | PO-SEP-7748-[1] | PO | 2025-07-27 | LV |  | QS01-Al Qassim Central Warehouse | 2025-06-30 | 2025-06-16 | 41 | Raja Procuremnet Local Purchases | LV-BULK/ Lugs, Terminal Fork, 1.5 Sq.mm ¦ RF-U4 ¦ Jeesoon
4500585226-[10] | 908333007 : RECLOSER:CIRCUIT,33 KV,3 P,60 HZ,200 KV | OVR | ROH | SEP12013 | Lugs, Terminal Fork, 1.5 Sq.mm ¦ S1-4A ¦ Jeesoon | 1480 | 45 | 1435 | free_stock | PO-SEP-7710-[2] | PO | 2025-07-27 | LV |  | QS01-Al Qassim Central Warehouse | 2025-06-30 | 2025-06-16 | 41 | Raja Procuremnet Local Purchases
4500585226-[10] | 908333007 : RECLOSER:CIRCUIT,33 KV,3 P,60 HZ,200 KV | OVR | ROH | SEP12013 | Lugs, Terminal Fork, 1.5 Sq.mm ¦ S1-4A ¦ Jeesoon | 1435 | 1435 | 0 | free_stock | PO-SEP-7631-[9] | PO | 2025-09-20 | LV |  | QS01-Al Qassim Central Warehouse | 2025-06-30 | 2025-06-16 | 96 | Jeesoon Terminals Co., Ltd. | LV-BULK MATERIAL-JEESOON LUGS
4500585226-[10] | 908333007 : RECLOSER:CIRCUIT,33 KV,3 P,60 HZ,200 KV | OVR | ROH | SEP12045 | Lugs, Terminal PIN, 1.5 Sq.mm ¦ PT1-12A ¦ Jeesoon | 23140 | 10100 | 13040 | free_stock | PO-SEP-8727-[3] | PO | 2025-09-21 | LV |  | QS01-Al Qassim Central Warehouse | 2025-06-30 | 2025-06-16 | 97 | Raja Procuremnet Local Purchases
4500585226-[10] | 908333007 : RECLOSER:CIRCUIT,33 KV,3 P,60 HZ,200 KV | OVR | ROH | SEP12045 | Lugs, Terminal PIN, 1.5 Sq.mm ¦ PT1-12A ¦ Jeesoon | 13040 | 13040 | 0 | 6100K011B | PO-SEP-7847-[33] | PO | 2025-11-20 | LV |  | QS01-Al Qassim Central Warehouse | 2025-06-30 | 2025-06-16 | 157 | Jeesoon Terminals Co., Ltd. | LBS/OVR (Cables and Lugs)
4500585226-[10] | 908333007 : RECLOSER:CIRCUIT,33 KV,3 P,60 HZ,200 KV | OVR | ROH | SEP12070 | Lugs, Terminal PIN, 2.5 Sq.mm ¦ PT2-12A ¦ Jeesoon | 4450 | 4450 | 0 | 6100K017 | PO-SEP-7847-[46] | PO | 2025-11-20 | LV |  | QS01-Al Qassim Central Warehouse | 2025-06-30 | 2025-06-16 | 157 | Jeesoon Terminals Co., Ltd. | LBS/OVR (Cables and Lugs)
4500585226-[10] | 908333007 : RECLOSER:CIRCUIT,33 KV,3 P,60 HZ,200 KV | OVR | ROH | SEP12082 | Lugs, Terminal Ring, 2.5 Sq.mm ¦ R2-4SA ¦ Jeesoon | 890 | 890 | 0 | free_stock | PO-SEP-7631-[10] | PO | 2025-09-20 | LV |  | QS01-Al Qassim Central Warehouse | 2025-06-30 | 2025-06-16 | 96 | Jeesoon Terminals Co., Ltd. | LV-BULK MATERIAL-JEESOON LUGS
4500585226-[10] | 908333007 : RECLOSER:CIRCUIT,33 KV,3 P,60 HZ,200 KV | OVR | ROH | SEP30736 | Bolt M5x70 | 356 | 356 | 0 | 6100K006 | PO-SEP-7994-[1] | PO | 2025-08-21 | LV |  | QS01-Al Qassim Central Warehouse | 2025-06-30 | 2025-06-16 | 66 | Raja Procuremnet Local Purchases | Outdoor Apparatus (OVR & LBS)
4500585226-[20] | 908333007 : RECLOSER:CIRCUIT,33 KV,3 P,60 HZ,200 KV | OVR | ROH | RMU000000234 | Limit Switch ¦ YBLX-ME/8112 | 11 | 11 | 0 | 6100K006 | PO-SEP-7830-[1] | PO | 2025-10-30 | LV |  | KH01-Kharj Warehouse150 | 2025-06-30 | 2025-06-16 | 136 | CHINT ELECTRIC SAUDI ARABIA CO LTD | OVR // K006/K011A/K012A (DOOR LIMIT SWITCHES)
4500585226-[20] | 908333007 : RECLOSER:CIRCUIT,33 KV,3 P,60 HZ,200 KV | OVR | ROH | SEP10164 | ‭FERRULE INK RIBBON CASSETTE/RC03B-BLACK/FERRULE‬ | 11 | 11 | 0 | free_stock | PO-SEP-8044-[8] | PO | 2025-08-19 | LV |  | KH01-Kharj Warehouse150 | 2025-06-30 | 2025-06-16 | 64 | Raja Procuremnet Local Purchases
4500585226-[20] | 908333007 : RECLOSER:CIRCUIT,33 KV,3 P,60 HZ,200 KV | OVR | ROH | SEP11138 | Cable, Control, 1 CORE CU/PVC, 1.5 Sq.mm, Black, 105°, 600/1000V , 1 x 91.4 m | 22 | 22 | 0 | 6100K017 | PO-SEP-7860-[45] | PO | 2025-10-30 | LV |  | KH01-Kharj Warehouse150 | 2025-06-30 | 2025-06-16 | 136 | Al-Fanar Company Limited | MV- BULK LBS/OVR (Cables and Lugs)
4500585226-[20] | 908333007 : RECLOSER:CIRCUIT,33 KV,3 P,60 HZ,200 KV | OVR | ROH | SEP12013 | Lugs, Terminal Fork, 1.5 Sq.mm ¦ S1-4A ¦ Jeesoon | 440 | 440 | 0 | free_stock | PO-SEP-7631-[9] | PO | 2025-09-20 | LV |  | KH01-Kharj Warehouse150 | 2025-06-30 | 2025-06-16 | 96 | Jeesoon Terminals Co., Ltd. | LV-BULK MATERIAL-JEESOON LUGS
4500585226-[20] | 908333007 : RECLOSER:CIRCUIT,33 KV,3 P,60 HZ,200 KV | OVR | ROH | SEP12045 | Lugs, Terminal PIN, 1.5 Sq.mm ¦ PT1-12A ¦ Jeesoon | 2860 | 2860 | 0 | 6100K017 | PO-SEP-7847-[45] | PO | 2025-11-20 | LV |  | KH01-Kharj Warehouse150 | 2025-06-30 | 2025-06-16 | 157 | Jeesoon Terminals Co., Ltd. | LBS/OVR (Cables and Lugs)
4500585226-[20] | 908333007 : RECLOSER:CIRCUIT,33 KV,3 P,60 HZ,200 KV | OVR | ROH | SEP12070 | Lugs, Terminal PIN, 2.5 Sq.mm ¦ PT2-12A ¦ Jeesoon | 550 | 550 | 0 | 6100K011B | PO-SEP-7847-[34] | PO | 2025-11-20 | LV |  | KH01-Kharj Warehouse150 | 2025-06-30 | 2025-06-16 | 157 | Jeesoon Terminals Co., Ltd. | LBS/OVR (Cables and Lugs)
4500585226-[20] | 908333007 : RECLOSER:CIRCUIT,33 KV,3 P,60 HZ,200 KV | OVR | ROH | SEP12082 | Lugs, Terminal Ring, 2.5 Sq.mm ¦ R2-4SA ¦ Jeesoon | 110 | 110 | 0 | free_stock | PO-SEP-7631-[10] | PO | 2025-09-20 | LV |  | KH01-Kharj Warehouse150 | 2025-06-30 | 2025-06-16 | 96 | Jeesoon Terminals Co., Ltd. | LV-BULK MATERIAL-JEESOON LUGS
4500585226-[20] | 908333007 : RECLOSER:CIRCUIT,33 KV,3 P,60 HZ,200 KV | OVR | ROH | SEP30736 | Bolt M5x70 | 44 | 44 | 0 | 6100K006 | PO-SEP-7994-[1] | PO | 2025-08-21 | LV |  | KH01-Kharj Warehouse150 | 2025-06-30 | 2025-06-16 | 66 | Raja Procuremnet Local Purchases | Outdoor Apparatus (OVR & LBS)
4500585226-[20] | 908333007 : RECLOSER:CIRCUIT,33 KV,3 P,60 HZ,200 KV | OVR | ROH | XF9J | MCB Alarm Auxiliary Contact 1N/O+1N/C | 7 | 0 | 7 | PR Required | - | PR |  | LV | Automated: Replaced XF9 by XF9J. Automated: Replaced XF9 by XF9J. | KH01-Kharj Warehouse150 | 2025-06-30 | 2025-06-16 | 0
4500585226-[30] | 908334005 : SECTIONALIZER:NETWORK,SMART SECTIONALIZE | LBS | ROH | SEP10164 | ‭FERRULE INK RIBBON CASSETTE/RC03B-BLACK/FERRULE‬ | 19 | 19 | 0 | free_stock | PO-SEP-8044-[8] | PO | 2025-08-19 | LV |  | RY01-Riyadh Central Warehouse | 2025-06-30 | 2025-06-16 | 64 | Raja Procuremnet Local Purchases
4500585226-[30] | 908334005 : SECTIONALIZER:NETWORK,SMART SECTIONALIZE | LBS | ROH | SEP11138 | Cable, Control, 1 CORE CU/PVC, 1.5 Sq.mm, Black, 105°, 600/1000V , 1 x 91.4 m | 57 | 57 | 0 | 6100K017 | PO-SEP-7860-[45] | PO | 2025-10-30 | LV |  | RY01-Riyadh Central Warehouse | 2025-06-30 | 2025-06-16 | 136 | Al-Fanar Company Limited | MV- BULK LBS/OVR (Cables and Lugs)
4500585226-[30] | 908334005 : SECTIONALIZER:NETWORK,SMART SECTIONALIZE | LBS | ROH | SEP12013 | Lugs, Terminal Fork, 1.5 Sq.mm ¦ S1-4A ¦ Jeesoon | 760 | 760 | 0 | free_stock | PO-SEP-7631-[9] | PO | 2025-09-20 | LV |  | RY01-Riyadh Central Warehouse | 2025-06-30 | 2025-06-16 | 96 | Jeesoon Terminals Co., Ltd. | LV-BULK MATERIAL-JEESOON LUGS
4500585226-[30] | 908334005 : SECTIONALIZER:NETWORK,SMART SECTIONALIZE | LBS | ROH | SEP12045 | Lugs, Terminal PIN, 1.5 Sq.mm ¦ PT1-12A ¦ Jeesoon | 5700 | 5700 | 0 | 6100K017 | PO-SEP-7847-[45] | PO | 2025-11-20 | LV |  | RY01-Riyadh Central Warehouse | 2025-06-30 | 2025-06-16 | 157 | Jeesoon Terminals Co., Ltd. | LBS/OVR (Cables and Lugs)
4500585226-[30] | 908334005 : SECTIONALIZER:NETWORK,SMART SECTIONALIZE | LBS | ROH | SEP12070 | Lugs, Terminal PIN, 2.5 Sq.mm ¦ PT2-12A ¦ Jeesoon | 1900 | 1900 | 0 | 6100K011B | PO-SEP-7847-[34] | PO | 2025-11-20 | LV |  | RY01-Riyadh Central Warehouse | 2025-06-30 | 2025-06-16 | 157 | Jeesoon Terminals Co., Ltd. | LBS/OVR (Cables and Lugs)
4500585226-[30] | 908334005 : SECTIONALIZER:NETWORK,SMART SECTIONALIZE | LBS | ROH | SEP12082 | Lugs, Terminal Ring, 2.5 Sq.mm ¦ R2-4SA ¦ Jeesoon | 380 | 380 | 0 | free_stock | PO-SEP-7631-[10] | PO | 2025-09-20 | LV |  | RY01-Riyadh Central Warehouse | 2025-06-30 | 2025-06-16 | 96 | Jeesoon Terminals Co., Ltd. | LV-BULK MATERIAL-JEESOON LUGS
4500585226-[30] | 908334005 : SECTIONALIZER:NETWORK,SMART SECTIONALIZE | LBS | ROH | SEP30736 | Bolt M5x70 | 57 | 57 | 0 | 6100K006 | PO-SEP-7994-[1] | PO | 2025-08-21 | LV |  | RY01-Riyadh Central Warehouse | 2025-06-30 | 2025-06-16 | 66 | Raja Procuremnet Local Purchases | Outdoor Apparatus (OVR & LBS)
4500585226-[30] | 908334005 : SECTIONALIZER:NETWORK,SMART SECTIONALIZE | LBS | ROH | RMU000000111 | Grounding Busbar 20x115 ¦ 9ABA450075F1006 ¦ Local | 19 | 0 | 19 | PR Required | - | PR |  | LV | Automated: Replaced 9ABA450075F1006 by RMU000000111. Automated: Replaced 9ABA450075F1006 by RMU000000111. | RY01-Riyadh Central Warehouse | 2025-06-30 | 2025-06-16 | 0
4500592698-[10] | 908321106 : SWGR,SMRT RMU OD,2LBS+1CB,13.8KV,400A | RMU | ROH | 8DF.0818.1115 | left support plate | 400 | 0 | 400 | PR Required | - | PR |  | Outer Enclosure |  | MK01-Makkah Central Warehouse | 2025-06-30 | 2025-06-16 | 0
4500592698-[10] | 908321106 : SWGR,SMRT RMU OD,2LBS+1CB,13.8KV,400A | RMU | ROH | DF240110376 | Operating Handle | 200 | 0 | 200 | PR Required | - | PR |  | Outer Enclosure |  | MK01-Makkah Central Warehouse | 2025-06-30 | 2025-06-16 | 0
4500592698-[10] | 908321106 : SWGR,SMRT RMU OD,2LBS+1CB,13.8KV,400A | RMU | ROH | SEP30124 | WIREMESH(30X1X20) gauze Stainless steel | 14 | 14 | 0 | free_stock | PO-SEP-7046-[5] | PO | 2025-11-30 | Outer Enclosure |  | MK01-Makkah Central Warehouse | 2025-06-30 | 2025-06-16 | 167 | China Star (Dalian) Industry Co., Ltd. | PR Bulk material for Plant B
4500587803-[10] | 908334004 : SECTIONALIZER:NETWORK,SMART SECTIONALIZE | LBS | ROH | CSB25A9PS2E- B L/U | 2 POSITION, LATCHING, SELECTOR SWITCH, 90DEGREES, 2 CONTACTS EACH, PAD LOCKABLE IN EACH POS (LOCK/UNLOCK) CSB25A9PS2E- B L/U | 175 | 175 | 0 | 6100K017 | PO-SEP-7065-[26] | PO | 2025-09-30 | LV |  | HL01-Hail Warehouse | 2025-07-30 | 2025-07-16 | 76 | SHIRKE ELECTRO PRIVATE LIMITED | Outdoor units (LBS/SEC/RMU) Selector switches 6100K006/6100K007/6100K008/6100K010/6100K011A/ | 192 | 30-07-2025
4500587803-[10] | 908334004 : SECTIONALIZER:NETWORK,SMART SECTIONALIZE | LBS | ROH | SEP10164 | ‭FERRULE INK RIBBON CASSETTE/RC03B-BLACK/FERRULE‬ | 175 | 108 | 67 | free_stock | PO-SEP-8044-[8] | PO | 2025-08-19 | LV |  | HL01-Hail Warehouse | 2025-07-30 | 2025-07-16 | 34 | Raja Procuremnet Local Purchases
4500587803-[10] | 908334004 : SECTIONALIZER:NETWORK,SMART SECTIONALIZE | LBS | ROH | SEP10164 | ‭FERRULE INK RIBBON CASSETTE/RC03B-BLACK/FERRULE‬ | 67 | 0 | 67 | PR Required | - | PR |  | LV |  | HL01-Hail Warehouse | 2025-07-30 | 2025-07-16 | 0
4500587803-[10] | 908334004 : SECTIONALIZER:NETWORK,SMART SECTIONALIZE | LBS | ROH | SEP11131 | Cable, Control, 1 CORE CU/PVC, 1.0 Sq.mm, Black, 105°, 600/1000V , 1 x 91.4 m | 41 | 41 | 0 | 6100K008 | PO-SEP-8622-[34] | PO | 2026-12-30 | LV |  | HL01-Hail Warehouse | 2025-07-30 | 2025-07-16 | 532 | Al-Fanar Company Limited | Cable Items - KDP01 & K023
4500587803-[10] | 908334004 : SECTIONALIZER:NETWORK,SMART SECTIONALIZE | LBS | ROH | SEP11138 | Cable, Control, 1 CORE CU/PVC, 1.5 Sq.mm, Black, 105°, 600/1000V , 1 x 91.4 m | 525 | 525 | 0 | 6100K017 | PO-SEP-7860-[45] | PO | 2025-10-30 | LV |  | HL01-Hail Warehouse | 2025-07-30 | 2025-07-16 | 106 | Al-Fanar Company Limited | MV- BULK LBS/OVR (Cables and Lugs)
4500587803-[10] | 908334004 : SECTIONALIZER:NETWORK,SMART SECTIONALIZE | LBS | ROH | SEP12013 | Lugs, Terminal Fork, 1.5 Sq.mm ¦ S1-4A ¦ Jeesoon | 7000 | 4265 | 2735 | free_stock | PO-SEP-7631-[9] | PO | 2025-09-20 | LV |  | HL01-Hail Warehouse | 2025-07-30 | 2025-07-16 | 66 | Jeesoon Terminals Co., Ltd. | LV-BULK MATERIAL-JEESOON LUGS
4500587803-[10] | 908334004 : SECTIONALIZER:NETWORK,SMART SECTIONALIZE | LBS | ROH | SEP12013 | Lugs, Terminal Fork, 1.5 Sq.mm ¦ S1-4A ¦ Jeesoon | 2735 | 2735 | 0 | 6100K017 | PO-SEP-7847-[48] | PO | 2025-11-20 | LV |  | HL01-Hail Warehouse | 2025-07-30 | 2025-07-16 | 127 | Jeesoon Terminals Co., Ltd. | LBS/OVR (Cables and Lugs)
4500587803-[10] | 908334004 : SECTIONALIZER:NETWORK,SMART SECTIONALIZE | LBS | ROH | SEP12045 | Lugs, Terminal PIN, 1.5 Sq.mm ¦ PT1-12A ¦ Jeesoon | 52500 | 52500 | 0 | 6100K017 | PO-SEP-7847-[45] | PO | 2025-11-20 | LV |  | HL01-Hail Warehouse | 2025-07-30 | 2025-07-16 | 127 | Jeesoon Terminals Co., Ltd. | LBS/OVR (Cables and Lugs)
4500587803-[10] | 908334004 : SECTIONALIZER:NETWORK,SMART SECTIONALIZE | LBS | ROH | SEP12070 | Lugs, Terminal PIN, 2.5 Sq.mm ¦ PT2-12A ¦ Jeesoon | 17500 | 17500 | 0 | 6100K011B | PO-SEP-7847-[34] | PO | 2025-11-20 | LV |  | HL01-Hail Warehouse | 2025-07-30 | 2025-07-16 | 127 | Jeesoon Terminals Co., Ltd. | LBS/OVR (Cables and Lugs)
4500587803-[10] | 908334004 : SECTIONALIZER:NETWORK,SMART SECTIONALIZE | LBS | ROH | SEP12082 | Lugs, Terminal Ring, 2.5 Sq.mm ¦ R2-4SA ¦ Jeesoon | 3500 | 3500 | 0 | free_stock | PO-SEP-7631-[10] | PO | 2025-09-20 | LV |  | HL01-Hail Warehouse | 2025-07-30 | 2025-07-16 | 66 | Jeesoon Terminals Co., Ltd. | LV-BULK MATERIAL-JEESOON LUGS
4500587803-[10] | 908334004 : SECTIONALIZER:NETWORK,SMART SECTIONALIZE | LBS | ROH | SEP30736 | Bolt M5x70 | 525 | 525 | 0 | 6100K006 | PO-SEP-7994-[1] | PO | 2025-08-21 | LV |  | HL01-Hail Warehouse | 2025-07-30 | 2025-07-16 | 36 | Raja Procuremnet Local Purchases | Outdoor Apparatus (OVR & LBS)
4500587803-[10] | 908334004 : SECTIONALIZER:NETWORK,SMART SECTIONALIZE | LBS | ROH | RMU000000111 | Grounding Busbar 20x115 ¦ 9ABA450075F1006 ¦ Local | 175 | 0 | 175 | PR Required | - | PR |  | LV | Automated: Replaced 9ABA450075F1006 by RMU000000111. Automated: Replaced 9ABA450075F1006 by RMU000000111. | HL01-Hail Warehouse | 2025-07-30 | 2025-07-16 | 0
4500587803-[10] | 908334004 : SECTIONALIZER:NETWORK,SMART SECTIONALIZE | LBS | ROH | AE2000-1865-14 | 1.5 Red Wire Gauge Tube 1.5mm² | 160 | 160 | 0 | free_stock | PO-SEP-7852-[2] | PO | 2025-08-20 | LV | Automated: Replaced AE2000-1865-14 by SEP10163. | HL01-Hail Warehouse | 2025-07-30 | 2025-07-16 | 35 | Raja Procuremnet Local Purchases | Tube, Ferrule, White, Inner Diameter 3.5 mm, 1.5 Wire
4500587803-[10] | 908334004 : SECTIONALIZER:NETWORK,SMART SECTIONALIZE | LBS | ROH | MV2000-1865-01-W | WHITE TUBE, INNER DIA. 4.0MM (2.5 WIRE) | 462 | 462 | 0 | free_stock | PO-SEP-7852-[3] | PO | 2025-08-20 | LV | Automated: Replaced MV2000-1865-01-W by SEP10650. | HL01-Hail Warehouse | 2025-07-30 | 2025-07-16 | 35 | Raja Procuremnet Local Purchases | Tube, Ferrule, White, Inner Diameter 3.5 mm, 1.5 Wire
4500587803-[20] | 908305012 : SWITCH,DISC,OVRHD,ABS,60HZ FREQ,110KV | LBS | ROH | CSB25A9PS2E- B L/U | 2 POSITION, LATCHING, SELECTOR SWITCH, 90DEGREES, 2 CONTACTS EACH, PAD LOCKABLE IN EACH POS (LOCK/UNLOCK) CSB25A9PS2E- B L/U | 7 | 7 | 0 | 6100K011A | PO-SEP-7065-[32] | PO | 2025-09-30 | LV |  | RY01-Riyadh Central Warehouse | 2025-07-30 | 2025-07-16 | 76 | SHIRKE ELECTRO PRIVATE LIMITED | Outdoor units (LBS/SEC/RMU) Selector switches 6100K006/6100K007/6100K008/6100K010/6100K011A/
4500587803-[20] | 908305012 : SWITCH,DISC,OVRHD,ABS,60HZ FREQ,110KV | LBS | ROH | SEP10164 | ‭FERRULE INK RIBBON CASSETTE/RC03B-BLACK/FERRULE‬ | 7 | 0 | 7 | PR Required | - | PR |  | LV |  | RY01-Riyadh Central Warehouse | 2025-07-30 | 2025-07-16 | 0
4500587803-[20] | 908305012 : SWITCH,DISC,OVRHD,ABS,60HZ FREQ,110KV | LBS | ROH | SEP11138 | Cable, Control, 1 CORE CU/PVC, 1.5 Sq.mm, Black, 105°, 600/1000V , 1 x 91.4 m | 21 | 21 | 0 | 6100K011B | PO-SEP-7860-[33] | PO | 2025-10-30 | LV |  | RY01-Riyadh Central Warehouse | 2025-07-30 | 2025-07-16 | 106 | Al-Fanar Company Limited | MV- BULK LBS/OVR (Cables and Lugs)
4500587803-[20] | 908305012 : SWITCH,DISC,OVRHD,ABS,60HZ FREQ,110KV | LBS | ROH | SEP12013 | Lugs, Terminal Fork, 1.5 Sq.mm ¦ S1-4A ¦ Jeesoon | 280 | 280 | 0 | 6100K011A | PO-SEP-7847-[32] | PO | 2025-11-20 | LV |  | RY01-Riyadh Central Warehouse | 2025-07-30 | 2025-07-16 | 127 | Jeesoon Terminals Co., Ltd. | LBS/OVR (Cables and Lugs)
4500587803-[20] | 908305012 : SWITCH,DISC,OVRHD,ABS,60HZ FREQ,110KV | LBS | ROH | SEP12045 | Lugs, Terminal PIN, 1.5 Sq.mm ¦ PT1-12A ¦ Jeesoon | 2100 | 2100 | 0 | 6100K011B | PO-SEP-7847-[33] | PO | 2025-11-20 | LV |  | RY01-Riyadh Central Warehouse | 2025-07-30 | 2025-07-16 | 127 | Jeesoon Terminals Co., Ltd. | LBS/OVR (Cables and Lugs)
4500587803-[20] | 908305012 : SWITCH,DISC,OVRHD,ABS,60HZ FREQ,110KV | LBS | ROH | SEP12070 | Lugs, Terminal PIN, 2.5 Sq.mm ¦ PT2-12A ¦ Jeesoon | 700 | 700 | 0 | 6100K017 | PO-SEP-7847-[46] | PO | 2025-11-20 | LV |  | RY01-Riyadh Central Warehouse | 2025-07-30 | 2025-07-16 | 127 | Jeesoon Terminals Co., Ltd. | LBS/OVR (Cables and Lugs)
4500587803-[20] | 908305012 : SWITCH,DISC,OVRHD,ABS,60HZ FREQ,110KV | LBS | ROH | SEP12082 | Lugs, Terminal Ring, 2.5 Sq.mm ¦ R2-4SA ¦ Jeesoon | 140 | 140 | 0 | free_stock | PO-SEP-7631-[10] | PO | 2025-09-20 | LV |  | RY01-Riyadh Central Warehouse | 2025-07-30 | 2025-07-16 | 66 | Jeesoon Terminals Co., Ltd. | LV-BULK MATERIAL-JEESOON LUGS
4500587803-[20] | 908305012 : SWITCH,DISC,OVRHD,ABS,60HZ FREQ,110KV | LBS | ROH | SEP30736 | Bolt M5x70 | 21 | 21 | 0 | 6100K006 | PO-SEP-7994-[1] | PO | 2025-08-21 | LV |  | RY01-Riyadh Central Warehouse | 2025-07-30 | 2025-07-16 | 36 | Raja Procuremnet Local Purchases | Outdoor Apparatus (OVR & LBS)
4500587803-[20] | 908305012 : SWITCH,DISC,OVRHD,ABS,60HZ FREQ,110KV | LBS | ROH | RMU000000111 | Grounding Busbar 20x115 ¦ 9ABA450075F1006 ¦ Local | 7 | 0 | 7 | PR Required | - | PR |  | LV | Automated: Replaced 9ABA450075F1006 by RMU000000111. Automated: Replaced 9ABA450075F1006 by RMU000000111. | RY01-Riyadh Central Warehouse | 2025-07-30 | 2025-07-16 | 0
4500587803-[30] | 908305012 : SWITCH,DISC,OVRHD,ABS,60HZ FREQ,110KV | LBS | ROH | CSB25A9PS2E- B L/U | 2 POSITION, LATCHING, SELECTOR SWITCH, 90DEGREES, 2 CONTACTS EACH, PAD LOCKABLE IN EACH POS (LOCK/UNLOCK) CSB25A9PS2E- B L/U | 5 | 5 | 0 | 6100K011A | PO-SEP-7065-[32] | PO | 2025-09-30 | LV |  | HL01-Hail Warehouse | 2025-07-30 | 2025-07-16 | 76 | SHIRKE ELECTRO PRIVATE LIMITED | Outdoor units (LBS/SEC/RMU) Selector switches 6100K006/6100K007/6100K008/6100K010/6100K011A/
4500587803-[30] | 908305012 : SWITCH,DISC,OVRHD,ABS,60HZ FREQ,110KV | LBS | ROH | SEP10164 | ‭FERRULE INK RIBBON CASSETTE/RC03B-BLACK/FERRULE‬ | 5 | 0 | 5 | PR Required | - | PR |  | LV |  | HL01-Hail Warehouse | 2025-07-30 | 2025-07-16 | 0
4500587803-[30] | 908305012 : SWITCH,DISC,OVRHD,ABS,60HZ FREQ,110KV | LBS | ROH | SEP11138 | Cable, Control, 1 CORE CU/PVC, 1.5 Sq.mm, Black, 105°, 600/1000V , 1 x 91.4 m | 15 | 15 | 0 | 6100K011B | PO-SEP-7860-[33] | PO | 2025-10-30 | LV |  | HL01-Hail Warehouse | 2025-07-30 | 2025-07-16 | 106 | Al-Fanar Company Limited | MV- BULK LBS/OVR (Cables and Lugs)
4500587803-[30] | 908305012 : SWITCH,DISC,OVRHD,ABS,60HZ FREQ,110KV | LBS | ROH | SEP12013 | Lugs, Terminal Fork, 1.5 Sq.mm ¦ S1-4A ¦ Jeesoon | 200 | 200 | 0 | 6100K011A | PO-SEP-7847-[32] | PO | 2025-11-20 | LV |  | HL01-Hail Warehouse | 2025-07-30 | 2025-07-16 | 127 | Jeesoon Terminals Co., Ltd. | LBS/OVR (Cables and Lugs)
4500587803-[30] | 908305012 : SWITCH,DISC,OVRHD,ABS,60HZ FREQ,110KV | LBS | ROH | SEP12045 | Lugs, Terminal PIN, 1.5 Sq.mm ¦ PT1-12A ¦ Jeesoon | 1500 | 1500 | 0 | 6100K011B | PO-SEP-7847-[33] | PO | 2025-11-20 | LV |  | HL01-Hail Warehouse | 2025-07-30 | 2025-07-16 | 127 | Jeesoon Terminals Co., Ltd. | LBS/OVR (Cables and Lugs)
4500587803-[30] | 908305012 : SWITCH,DISC,OVRHD,ABS,60HZ FREQ,110KV | LBS | ROH | SEP12070 | Lugs, Terminal PIN, 2.5 Sq.mm ¦ PT2-12A ¦ Jeesoon | 500 | 500 | 0 | 6100K017 | PO-SEP-7847-[46] | PO | 2025-11-20 | LV |  | HL01-Hail Warehouse | 2025-07-30 | 2025-07-16 | 127 | Jeesoon Terminals Co., Ltd. | LBS/OVR (Cables and Lugs)
4500587803-[30] | 908305012 : SWITCH,DISC,OVRHD,ABS,60HZ FREQ,110KV | LBS | ROH | SEP12082 | Lugs, Terminal Ring, 2.5 Sq.mm ¦ R2-4SA ¦ Jeesoon | 100 | 100 | 0 | free_stock | PO-SEP-7631-[10] | PO | 2025-09-20 | LV |  | HL01-Hail Warehouse | 2025-07-30 | 2025-07-16 | 66 | Jeesoon Terminals Co., Ltd. | LV-BULK MATERIAL-JEESOON LUGS
4500587803-[30] | 908305012 : SWITCH,DISC,OVRHD,ABS,60HZ FREQ,110KV | LBS | ROH | SEP30736 | Bolt M5x70 | 15 | 15 | 0 | 6100K006 | PO-SEP-7994-[1] | PO | 2025-08-21 | LV |  | HL01-Hail Warehouse | 2025-07-30 | 2025-07-16 | 36 | Raja Procuremnet Local Purchases | Outdoor Apparatus (OVR & LBS)
4500587803-[30] | 908305012 : SWITCH,DISC,OVRHD,ABS,60HZ FREQ,110KV | LBS | ROH | RMU000000111 | Grounding Busbar 20x115 ¦ 9ABA450075F1006 ¦ Local | 5 | 0 | 5 | PR Required | - | PR |  | LV | Automated: Replaced 9ABA450075F1006 by RMU000000111. Automated: Replaced 9ABA450075F1006 by RMU000000111. | HL01-Hail Warehouse | 2025-07-30 | 2025-07-16 | 0
4500587803-[40] | 908305012 : SWITCH,DISC,OVRHD,ABS,60HZ FREQ,110KV | LBS | ROH | CSB25A9PS2E- B L/U | 2 POSITION, LATCHING, SELECTOR SWITCH, 90DEGREES, 2 CONTACTS EACH, PAD LOCKABLE IN EACH POS (LOCK/UNLOCK) CSB25A9PS2E- B L/U | 2 | 2 | 0 | 6100K011A | PO-SEP-7065-[32] | PO | 2025-09-30 | LV |  | DW01-Dawadmi Warehouse | 2025-07-30 | 2025-07-16 | 76 | SHIRKE ELECTRO PRIVATE LIMITED | Outdoor units (LBS/SEC/RMU) Selector switches 6100K006/6100K007/6100K008/6100K010/6100K011A/
4500587803-[40] | 908305012 : SWITCH,DISC,OVRHD,ABS,60HZ FREQ,110KV | LBS | ROH | SEP10164 | ‭FERRULE INK RIBBON CASSETTE/RC03B-BLACK/FERRULE‬ | 2 | 0 | 2 | PR Required | - | PR |  | LV |  | DW01-Dawadmi Warehouse | 2025-07-30 | 2025-07-16 | 0
4500587803-[40] | 908305012 : SWITCH,DISC,OVRHD,ABS,60HZ FREQ,110KV | LBS | ROH | SEP11138 | Cable, Control, 1 CORE CU/PVC, 1.5 Sq.mm, Black, 105°, 600/1000V , 1 x 91.4 m | 6 | 6 | 0 | 6100K011B | PO-SEP-7860-[33] | PO | 2025-10-30 | LV |  | DW01-Dawadmi Warehouse | 2025-07-30 | 2025-07-16 | 106 | Al-Fanar Company Limited | MV- BULK LBS/OVR (Cables and Lugs)
4500587803-[40] | 908305012 : SWITCH,DISC,OVRHD,ABS,60HZ FREQ,110KV | LBS | ROH | SEP12013 | Lugs, Terminal Fork, 1.5 Sq.mm ¦ S1-4A ¦ Jeesoon | 80 | 80 | 0 | 6100K011A | PO-SEP-7847-[32] | PO | 2025-11-20 | LV |  | DW01-Dawadmi Warehouse | 2025-07-30 | 2025-07-16 | 127 | Jeesoon Terminals Co., Ltd. | LBS/OVR (Cables and Lugs)
4500587803-[40] | 908305012 : SWITCH,DISC,OVRHD,ABS,60HZ FREQ,110KV | LBS | ROH | SEP12045 | Lugs, Terminal PIN, 1.5 Sq.mm ¦ PT1-12A ¦ Jeesoon | 600 | 600 | 0 | 6100K011B | PO-SEP-7847-[33] | PO | 2025-11-20 | LV |  | DW01-Dawadmi Warehouse | 2025-07-30 | 2025-07-16 | 127 | Jeesoon Terminals Co., Ltd. | LBS/OVR (Cables and Lugs)
4500587803-[40] | 908305012 : SWITCH,DISC,OVRHD,ABS,60HZ FREQ,110KV | LBS | ROH | SEP12070 | Lugs, Terminal PIN, 2.5 Sq.mm ¦ PT2-12A ¦ Jeesoon | 200 | 200 | 0 | 6100K017 | PO-SEP-7847-[46] | PO | 2025-11-20 | LV |  | DW01-Dawadmi Warehouse | 2025-07-30 | 2025-07-16 | 127 | Jeesoon Terminals Co., Ltd. | LBS/OVR (Cables and Lugs)
4500587803-[40] | 908305012 : SWITCH,DISC,OVRHD,ABS,60HZ FREQ,110KV | LBS | ROH | SEP12082 | Lugs, Terminal Ring, 2.5 Sq.mm ¦ R2-4SA ¦ Jeesoon | 40 | 40 | 0 | free_stock | PO-SEP-7631-[10] | PO | 2025-09-20 | LV |  | DW01-Dawadmi Warehouse | 2025-07-30 | 2025-07-16 | 66 | Jeesoon Terminals Co., Ltd. | LV-BULK MATERIAL-JEESOON LUGS
4500587803-[40] | 908305012 : SWITCH,DISC,OVRHD,ABS,60HZ FREQ,110KV | LBS | ROH | SEP30736 | Bolt M5x70 | 6 | 6 | 0 | 6100K006 | PO-SEP-7994-[1] | PO | 2025-08-21 | LV |  | DW01-Dawadmi Warehouse | 2025-07-30 | 2025-07-16 | 36 | Raja Procuremnet Local Purchases | Outdoor Apparatus (OVR & LBS)
4500587803-[40] | 908305012 : SWITCH,DISC,OVRHD,ABS,60HZ FREQ,110KV | LBS | ROH | RMU000000111 | Grounding Busbar 20x115 ¦ 9ABA450075F1006 ¦ Local | 2 | 0 | 2 | PR Required | - | PR |  | LV | Automated: Replaced 9ABA450075F1006 by RMU000000111. Automated: Replaced 9ABA450075F1006 by RMU000000111. | DW01-Dawadmi Warehouse | 2025-07-30 | 2025-07-16 | 0
4500587803-[50] | 908305009 : SWITCH,DISC,OVRHD,ABS,60HZ FREQ,200KV | LBS | ROH | CSB25A9PS2E- B L/U | 2 POSITION, LATCHING, SELECTOR SWITCH, 90DEGREES, 2 CONTACTS EACH, PAD LOCKABLE IN EACH POS (LOCK/UNLOCK) CSB25A9PS2E- B L/U | 33 | 33 | 0 | 6100K011A | PO-SEP-7065-[32] | PO | 2025-09-30 | LV |  | HL01-Hail Warehouse | 2025-07-30 | 2025-07-16 | 76 | SHIRKE ELECTRO PRIVATE LIMITED | Outdoor units (LBS/SEC/RMU) Selector switches 6100K006/6100K007/6100K008/6100K010/6100K011A/
4500587803-[50] | 908305009 : SWITCH,DISC,OVRHD,ABS,60HZ FREQ,200KV | LBS | ROH | SEP10164 | ‭FERRULE INK RIBBON CASSETTE/RC03B-BLACK/FERRULE‬ | 127 | 0 | 127 | PR Required | - | PR |  | LV |  | HL01-Hail Warehouse | 2025-07-30 | 2025-07-16 | 0
4500587803-[50] | 908305009 : SWITCH,DISC,OVRHD,ABS,60HZ FREQ,200KV | LBS | ROH | SEP11138 | Cable, Control, 1 CORE CU/PVC, 1.5 Sq.mm, Black, 105°, 600/1000V , 1 x 91.4 m | 381 | 381 | 0 | 6100K011B | PO-SEP-7860-[33] | PO | 2025-10-30 | LV |  | HL01-Hail Warehouse | 2025-07-30 | 2025-07-16 | 106 | Al-Fanar Company Limited | MV- BULK LBS/OVR (Cables and Lugs)
4500587803-[50] | 908305009 : SWITCH,DISC,OVRHD,ABS,60HZ FREQ,200KV | LBS | ROH | SEP12013 | Lugs, Terminal Fork, 1.5 Sq.mm ¦ S1-4A ¦ Jeesoon | 5080 | 5080 | 0 | 6100K011A | PO-SEP-7847-[32] | PO | 2025-11-20 | LV |  | HL01-Hail Warehouse | 2025-07-30 | 2025-07-16 | 127 | Jeesoon Terminals Co., Ltd. | LBS/OVR (Cables and Lugs)
4500587803-[50] | 908305009 : SWITCH,DISC,OVRHD,ABS,60HZ FREQ,200KV | LBS | ROH | SEP12045 | Lugs, Terminal PIN, 1.5 Sq.mm ¦ PT1-12A ¦ Jeesoon | 38100 | 38100 | 0 | 6100K011B | PO-SEP-7847-[33] | PO | 2025-11-20 | LV |  | HL01-Hail Warehouse | 2025-07-30 | 2025-07-16 | 127 | Jeesoon Terminals Co., Ltd. | LBS/OVR (Cables and Lugs)
4500587803-[50] | 908305009 : SWITCH,DISC,OVRHD,ABS,60HZ FREQ,200KV | LBS | ROH | SEP12070 | Lugs, Terminal PIN, 2.5 Sq.mm ¦ PT2-12A ¦ Jeesoon | 12700 | 12700 | 0 | 6100K017 | PO-SEP-7847-[46] | PO | 2025-11-20 | LV |  | HL01-Hail Warehouse | 2025-07-30 | 2025-07-16 | 127 | Jeesoon Terminals Co., Ltd. | LBS/OVR (Cables and Lugs)
4500587803-[50] | 908305009 : SWITCH,DISC,OVRHD,ABS,60HZ FREQ,200KV | LBS | ROH | SEP12082 | Lugs, Terminal Ring, 2.5 Sq.mm ¦ R2-4SA ¦ Jeesoon | 2540 | 2540 | 0 | free_stock | PO-SEP-7631-[10] | PO | 2025-09-20 | LV |  | HL01-Hail Warehouse | 2025-07-30 | 2025-07-16 | 66 | Jeesoon Terminals Co., Ltd. | LV-BULK MATERIAL-JEESOON LUGS
4500587803-[50] | 908305009 : SWITCH,DISC,OVRHD,ABS,60HZ FREQ,200KV | LBS | ROH | SEP30736 | Bolt M5x70 | 381 | 381 | 0 | 6100K006 | PO-SEP-7994-[1] | PO | 2025-08-21 | LV |  | HL01-Hail Warehouse | 2025-07-30 | 2025-07-16 | 36 | Raja Procuremnet Local Purchases | Outdoor Apparatus (OVR & LBS)
4500587803-[50] | 908305009 : SWITCH,DISC,OVRHD,ABS,60HZ FREQ,200KV | LBS | ROH | RMU000000111 | Grounding Busbar 20x115 ¦ 9ABA450075F1006 ¦ Local | 127 | 0 | 127 | PR Required | - | PR |  | LV | Automated: Replaced 9ABA450075F1006 by RMU000000111. Automated: Replaced 9ABA450075F1006 by RMU000000111. | HL01-Hail Warehouse | 2025-07-30 | 2025-07-16 | 0
4500587810-[10] | 908334005 : SECTIONALIZER:NETWORK,SMART SECTIONALIZE | LBS | ROH | CSB25A9PS2E- B L/U | 2 POSITION, LATCHING, SELECTOR SWITCH, 90DEGREES, 2 CONTACTS EACH, PAD LOCKABLE IN EACH POS (LOCK/UNLOCK) CSB25A9PS2E- B L/U | 2 | 2 | 0 | 6100K011A | PO-SEP-7065-[32] | PO | 2025-09-30 | LV |  | JD01-Jeddah Central Warehouse | 2025-07-30 | 2025-07-16 | 76 | SHIRKE ELECTRO PRIVATE LIMITED | Outdoor units (LBS/SEC/RMU) Selector switches 6100K006/6100K007/6100K008/6100K010/6100K011A/
4500587810-[10] | 908334005 : SECTIONALIZER:NETWORK,SMART SECTIONALIZE | LBS | ROH | SEP10164 | ‭FERRULE INK RIBBON CASSETTE/RC03B-BLACK/FERRULE‬ | 2 | 0 | 2 | PR Required | - | PR |  | LV |  | JD01-Jeddah Central Warehouse | 2025-07-30 | 2025-07-16 | 0
4500587810-[10] | 908334005 : SECTIONALIZER:NETWORK,SMART SECTIONALIZE | LBS | ROH | SEP11131 | Cable, Control, 1 CORE CU/PVC, 1.0 Sq.mm, Black, 105°, 600/1000V , 1 x 91.4 m | 1 | 1 | 0 | 6100K008 | PO-SEP-8622-[34] | PO | 2026-12-30 | LV |  | JD01-Jeddah Central Warehouse | 2025-07-30 | 2025-07-16 | 532 | Al-Fanar Company Limited | Cable Items - KDP01 & K023
4500587810-[10] | 908334005 : SECTIONALIZER:NETWORK,SMART SECTIONALIZE | LBS | ROH | SEP11138 | Cable, Control, 1 CORE CU/PVC, 1.5 Sq.mm, Black, 105°, 600/1000V , 1 x 91.4 m | 6 | 6 | 0 | 6100K012B | PO-SEP-7860-[41] | PO | 2025-10-30 | LV |  | JD01-Jeddah Central Warehouse | 2025-07-30 | 2025-07-16 | 106 | Al-Fanar Company Limited | MV- BULK LBS/OVR (Cables and Lugs)
4500587810-[10] | 908334005 : SECTIONALIZER:NETWORK,SMART SECTIONALIZE | LBS | ROH | SEP12013 | Lugs, Terminal Fork, 1.5 Sq.mm ¦ S1-4A ¦ Jeesoon | 80 | 80 | 0 | 6100K017 | PO-SEP-7847-[48] | PO | 2025-11-20 | LV |  | JD01-Jeddah Central Warehouse | 2025-07-30 | 2025-07-16 | 127 | Jeesoon Terminals Co., Ltd. | LBS/OVR (Cables and Lugs)
4500587810-[10] | 908334005 : SECTIONALIZER:NETWORK,SMART SECTIONALIZE | LBS | ROH | SEP12045 | Lugs, Terminal PIN, 1.5 Sq.mm ¦ PT1-12A ¦ Jeesoon | 600 | 600 | 0 | 6100K012B | PO-SEP-7847-[41] | PO | 2025-11-20 | LV |  | JD01-Jeddah Central Warehouse | 2025-07-30 | 2025-07-16 | 127 | Jeesoon Terminals Co., Ltd. | LBS/OVR (Cables and Lugs)
4500587810-[10] | 908334005 : SECTIONALIZER:NETWORK,SMART SECTIONALIZE | LBS | ROH | SEP12070 | Lugs, Terminal PIN, 2.5 Sq.mm ¦ PT2-12A ¦ Jeesoon | 200 | 200 | 0 | 6100K012B | PO-SEP-7847-[42] | PO | 2025-11-20 | LV |  | JD01-Jeddah Central Warehouse | 2025-07-30 | 2025-07-16 | 127 | Jeesoon Terminals Co., Ltd. | LBS/OVR (Cables and Lugs)
4500587810-[10] | 908334005 : SECTIONALIZER:NETWORK,SMART SECTIONALIZE | LBS | ROH | SEP12082 | Lugs, Terminal Ring, 2.5 Sq.mm ¦ R2-4SA ¦ Jeesoon | 40 | 40 | 0 | free_stock | PO-SEP-7631-[10] | PO | 2025-09-20 | LV |  | JD01-Jeddah Central Warehouse | 2025-07-30 | 2025-07-16 | 66 | Jeesoon Terminals Co., Ltd. | LV-BULK MATERIAL-JEESOON LUGS
4500587810-[10] | 908334005 : SECTIONALIZER:NETWORK,SMART SECTIONALIZE | LBS | ROH | SEP30736 | Bolt M5x70 | 6 | 6 | 0 | 6100K006 | PO-SEP-7994-[1] | PO | 2025-08-21 | LV |  | JD01-Jeddah Central Warehouse | 2025-07-30 | 2025-07-16 | 36 | Raja Procuremnet Local Purchases | Outdoor Apparatus (OVR & LBS)
4500587810-[10] | 908334005 : SECTIONALIZER:NETWORK,SMART SECTIONALIZE | LBS | ROH | RMU000000111 | Grounding Busbar 20x115 ¦ 9ABA450075F1006 ¦ Local | 2 | 0 | 2 | PR Required | - | PR |  | LV | Automated: Replaced 9ABA450075F1006 by RMU000000111. Automated: Replaced 9ABA450075F1006 by RMU000000111. | JD01-Jeddah Central Warehouse | 2025-07-30 | 2025-07-16 | 0
4500587810-[10] | 908334005 : SECTIONALIZER:NETWORK,SMART SECTIONALIZE | LBS | ROH | AE2000-1865-14 | 1.5 Red Wire Gauge Tube 1.5mm² | 20 | 20 | 0 | free_stock | PO-SEP-7852-[2] | PO | 2025-08-20 | LV | Automated: Replaced AE2000-1865-14 by SEP10163. | JD01-Jeddah Central Warehouse | 2025-07-30 | 2025-07-16 | 35 | Raja Procuremnet Local Purchases | Tube, Ferrule, White, Inner Diameter 3.5 mm, 1.5 Wire
4500587810-[20] | 908334005 : SECTIONALIZER:NETWORK,SMART SECTIONALIZE | LBS | ROH | CSB25A9PS2E- B L/U | 2 POSITION, LATCHING, SELECTOR SWITCH, 90DEGREES, 2 CONTACTS EACH, PAD LOCKABLE IN EACH POS (LOCK/UNLOCK) CSB25A9PS2E- B L/U | 8 | 8 | 0 | 6100K011A | PO-SEP-7065-[32] | PO | 2025-09-30 | LV |  | MK01-Makkah Central Warehouse | 2025-07-30 | 2025-07-16 | 76 | SHIRKE ELECTRO PRIVATE LIMITED | Outdoor units (LBS/SEC/RMU) Selector switches 6100K006/6100K007/6100K008/6100K010/6100K011A/
4500587810-[20] | 908334005 : SECTIONALIZER:NETWORK,SMART SECTIONALIZE | LBS | ROH | SEP10164 | ‭FERRULE INK RIBBON CASSETTE/RC03B-BLACK/FERRULE‬ | 8 | 0 | 8 | PR Required | - | PR |  | LV |  | MK01-Makkah Central Warehouse | 2025-07-30 | 2025-07-16 | 0
4500587810-[20] | 908334005 : SECTIONALIZER:NETWORK,SMART SECTIONALIZE | LBS | ROH | SEP11131 | Cable, Control, 1 CORE CU/PVC, 1.0 Sq.mm, Black, 105°, 600/1000V , 1 x 91.4 m | 4 | 4 | 0 | 6100K008 | PO-SEP-8622-[34] | PO | 2026-12-30 | LV |  | MK01-Makkah Central Warehouse | 2025-07-30 | 2025-07-16 | 532 | Al-Fanar Company Limited | Cable Items - KDP01 & K023
4500587810-[20] | 908334005 : SECTIONALIZER:NETWORK,SMART SECTIONALIZE | LBS | ROH | SEP11138 | Cable, Control, 1 CORE CU/PVC, 1.5 Sq.mm, Black, 105°, 600/1000V , 1 x 91.4 m | 24 | 24 | 0 | 6100K012B | PO-SEP-7860-[41] | PO | 2025-10-30 | LV |  | MK01-Makkah Central Warehouse | 2025-07-30 | 2025-07-16 | 106 | Al-Fanar Company Limited | MV- BULK LBS/OVR (Cables and Lugs)
4500587810-[20] | 908334005 : SECTIONALIZER:NETWORK,SMART SECTIONALIZE | LBS | ROH | SEP12013 | Lugs, Terminal Fork, 1.5 Sq.mm ¦ S1-4A ¦ Jeesoon | 320 | 320 | 0 | 6100K017 | PO-SEP-7847-[48] | PO | 2025-11-20 | LV |  | MK01-Makkah Central Warehouse | 2025-07-30 | 2025-07-16 | 127 | Jeesoon Terminals Co., Ltd. | LBS/OVR (Cables and Lugs)
4500587810-[20] | 908334005 : SECTIONALIZER:NETWORK,SMART SECTIONALIZE | LBS | ROH | SEP12045 | Lugs, Terminal PIN, 1.5 Sq.mm ¦ PT1-12A ¦ Jeesoon | 2400 | 2400 | 0 | 6100K012B | PO-SEP-7847-[41] | PO | 2025-11-20 | LV |  | MK01-Makkah Central Warehouse | 2025-07-30 | 2025-07-16 | 127 | Jeesoon Terminals Co., Ltd. | LBS/OVR (Cables and Lugs)
4500587810-[20] | 908334005 : SECTIONALIZER:NETWORK,SMART SECTIONALIZE | LBS | ROH | SEP12070 | Lugs, Terminal PIN, 2.5 Sq.mm ¦ PT2-12A ¦ Jeesoon | 800 | 800 | 0 | 6100K012B | PO-SEP-7847-[42] | PO | 2025-11-20 | LV |  | MK01-Makkah Central Warehouse | 2025-07-30 | 2025-07-16 | 127 | Jeesoon Terminals Co., Ltd. | LBS/OVR (Cables and Lugs)
4500587810-[20] | 908334005 : SECTIONALIZER:NETWORK,SMART SECTIONALIZE | LBS | ROH | SEP12082 | Lugs, Terminal Ring, 2.5 Sq.mm ¦ R2-4SA ¦ Jeesoon | 160 | 160 | 0 | free_stock | PO-SEP-7631-[10] | PO | 2025-09-20 | LV |  | MK01-Makkah Central Warehouse | 2025-07-30 | 2025-07-16 | 66 | Jeesoon Terminals Co., Ltd. | LV-BULK MATERIAL-JEESOON LUGS
4500587810-[20] | 908334005 : SECTIONALIZER:NETWORK,SMART SECTIONALIZE | LBS | ROH | SEP30736 | Bolt M5x70 | 24 | 24 | 0 | 6100K006 | PO-SEP-7994-[1] | PO | 2025-08-21 | LV |  | MK01-Makkah Central Warehouse | 2025-07-30 | 2025-07-16 | 36 | Raja Procuremnet Local Purchases | Outdoor Apparatus (OVR & LBS)
4500587810-[20] | 908334005 : SECTIONALIZER:NETWORK,SMART SECTIONALIZE | LBS | ROH | RMU000000111 | Grounding Busbar 20x115 ¦ 9ABA450075F1006 ¦ Local | 8 | 0 | 8 | PR Required | - | PR |  | LV | Automated: Replaced 9ABA450075F1006 by RMU000000111. Automated: Replaced 9ABA450075F1006 by RMU000000111. | MK01-Makkah Central Warehouse | 2025-07-30 | 2025-07-16 | 0
4500587810-[20] | 908334005 : SECTIONALIZER:NETWORK,SMART SECTIONALIZE | LBS | ROH | AE2000-1865-14 | 1.5 Red Wire Gauge Tube 1.5mm² | 80 | 80 | 0 | free_stock | PO-SEP-7852-[2] | PO | 2025-08-20 | LV | Automated: Replaced AE2000-1865-14 by SEP10163. | MK01-Makkah Central Warehouse | 2025-07-30 | 2025-07-16 | 35 | Raja Procuremnet Local Purchases | Tube, Ferrule, White, Inner Diameter 3.5 mm, 1.5 Wire
4500587810-[20] | 908334005 : SECTIONALIZER:NETWORK,SMART SECTIONALIZE | LBS | ROH | MV2000-1865-01-W | WHITE TUBE, INNER DIA. 4.0MM (2.5 WIRE) | 56.4 | 56.4 | 0 | free_stock | PO-SEP-7852-[3] | PO | 2025-08-20 | LV | Automated: Replaced MV2000-1865-01-W by SEP10650. | MK01-Makkah Central Warehouse | 2025-07-30 | 2025-07-16 | 35 | Raja Procuremnet Local Purchases | Tube, Ferrule, White, Inner Diameter 3.5 mm, 1.5 Wire
4500587810-[30] | 908305012 : SWITCH,DISC,OVRHD,ABS,60HZ FREQ,110KV | LBS | ROH | CSB25A9PS2E- B L/U | 2 POSITION, LATCHING, SELECTOR SWITCH, 90DEGREES, 2 CONTACTS EACH, PAD LOCKABLE IN EACH POS (LOCK/UNLOCK) CSB25A9PS2E- B L/U | 5 | 5 | 0 | 6100K011A | PO-SEP-7065-[32] | PO | 2025-09-30 | LV |  | JD01-Jeddah Central Warehouse | 2025-07-30 | 2025-07-16 | 76 | SHIRKE ELECTRO PRIVATE LIMITED | Outdoor units (LBS/SEC/RMU) Selector switches 6100K006/6100K007/6100K008/6100K010/6100K011A/
4500587810-[30] | 908305012 : SWITCH,DISC,OVRHD,ABS,60HZ FREQ,110KV | LBS | ROH | SEP10164 | ‭FERRULE INK RIBBON CASSETTE/RC03B-BLACK/FERRULE‬ | 5 | 0 | 5 | PR Required | - | PR |  | LV |  | JD01-Jeddah Central Warehouse | 2025-07-30 | 2025-07-16 | 0
4500587810-[30] | 908305012 : SWITCH,DISC,OVRHD,ABS,60HZ FREQ,110KV | LBS | ROH | SEP11138 | Cable, Control, 1 CORE CU/PVC, 1.5 Sq.mm, Black, 105°, 600/1000V , 1 x 91.4 m | 15 | 15 | 0 | 6100K012B | PO-SEP-7860-[41] | PO | 2025-10-30 | LV |  | JD01-Jeddah Central Warehouse | 2025-07-30 | 2025-07-16 | 106 | Al-Fanar Company Limited | MV- BULK LBS/OVR (Cables and Lugs)
4500587810-[30] | 908305012 : SWITCH,DISC,OVRHD,ABS,60HZ FREQ,110KV | LBS | ROH | SEP12013 | Lugs, Terminal Fork, 1.5 Sq.mm ¦ S1-4A ¦ Jeesoon | 200 | 200 | 0 | 6100K017 | PO-SEP-7847-[48] | PO | 2025-11-20 | LV |  | JD01-Jeddah Central Warehouse | 2025-07-30 | 2025-07-16 | 127 | Jeesoon Terminals Co., Ltd. | LBS/OVR (Cables and Lugs)
4500587810-[30] | 908305012 : SWITCH,DISC,OVRHD,ABS,60HZ FREQ,110KV | LBS | ROH | SEP12045 | Lugs, Terminal PIN, 1.5 Sq.mm ¦ PT1-12A ¦ Jeesoon | 1500 | 1500 | 0 | 6100K012B | PO-SEP-7847-[41] | PO | 2025-11-20 | LV |  | JD01-Jeddah Central Warehouse | 2025-07-30 | 2025-07-16 | 127 | Jeesoon Terminals Co., Ltd. | LBS/OVR (Cables and Lugs)
4500587810-[30] | 908305012 : SWITCH,DISC,OVRHD,ABS,60HZ FREQ,110KV | LBS | ROH | SEP12070 | Lugs, Terminal PIN, 2.5 Sq.mm ¦ PT2-12A ¦ Jeesoon | 500 | 500 | 0 | 6100K012B | PO-SEP-7847-[42] | PO | 2025-11-20 | LV |  | JD01-Jeddah Central Warehouse | 2025-07-30 | 2025-07-16 | 127 | Jeesoon Terminals Co., Ltd. | LBS/OVR (Cables and Lugs)
4500587810-[30] | 908305012 : SWITCH,DISC,OVRHD,ABS,60HZ FREQ,110KV | LBS | ROH | SEP12082 | Lugs, Terminal Ring, 2.5 Sq.mm ¦ R2-4SA ¦ Jeesoon | 100 | 100 | 0 | free_stock | PO-SEP-7631-[10] | PO | 2025-09-20 | LV |  | JD01-Jeddah Central Warehouse | 2025-07-30 | 2025-07-16 | 66 | Jeesoon Terminals Co., Ltd. | LV-BULK MATERIAL-JEESOON LUGS
4500587810-[30] | 908305012 : SWITCH,DISC,OVRHD,ABS,60HZ FREQ,110KV | LBS | ROH | SEP30736 | Bolt M5x70 | 15 | 15 | 0 | 6100K006 | PO-SEP-7994-[1] | PO | 2025-08-21 | LV |  | JD01-Jeddah Central Warehouse | 2025-07-30 | 2025-07-16 | 36 | Raja Procuremnet Local Purchases | Outdoor Apparatus (OVR & LBS)
4500587810-[30] | 908305012 : SWITCH,DISC,OVRHD,ABS,60HZ FREQ,110KV | LBS | ROH | RMU000000111 | Grounding Busbar 20x115 ¦ 9ABA450075F1006 ¦ Local | 5 | 0 | 5 | PR Required | - | PR |  | LV | Automated: Replaced 9ABA450075F1006 by RMU000000111. Automated: Replaced 9ABA450075F1006 by RMU000000111. | JD01-Jeddah Central Warehouse | 2025-07-30 | 2025-07-16 | 0
4500587810-[40] | 908305012 : SWITCH,DISC,OVRHD,ABS,60HZ FREQ,110KV | LBS | ROH | CSB25A9PS2E- B L/U | 2 POSITION, LATCHING, SELECTOR SWITCH, 90DEGREES, 2 CONTACTS EACH, PAD LOCKABLE IN EACH POS (LOCK/UNLOCK) CSB25A9PS2E- B L/U | 25 | 25 | 0 | 6100K011A | PO-SEP-7065-[32] | PO | 2025-09-30 | LV |  | MK01-Makkah Central Warehouse | 2025-07-30 | 2025-07-16 | 76 | SHIRKE ELECTRO PRIVATE LIMITED | Outdoor units (LBS/SEC/RMU) Selector switches 6100K006/6100K007/6100K008/6100K010/6100K011A/
4500587810-[40] | 908305012 : SWITCH,DISC,OVRHD,ABS,60HZ FREQ,110KV | LBS | ROH | SEP10164 | ‭FERRULE INK RIBBON CASSETTE/RC03B-BLACK/FERRULE‬ | 25 | 0 | 25 | PR Required | - | PR |  | LV |  | MK01-Makkah Central Warehouse | 2025-07-30 | 2025-07-16 | 0
4500587810-[40] | 908305012 : SWITCH,DISC,OVRHD,ABS,60HZ FREQ,110KV | LBS | ROH | SEP11138 | Cable, Control, 1 CORE CU/PVC, 1.5 Sq.mm, Black, 105°, 600/1000V , 1 x 91.4 m | 75 | 75 | 0 | 6100K012B | PO-SEP-7860-[41] | PO | 2025-10-30 | LV |  | MK01-Makkah Central Warehouse | 2025-07-30 | 2025-07-16 | 106 | Al-Fanar Company Limited | MV- BULK LBS/OVR (Cables and Lugs)
4500587810-[40] | 908305012 : SWITCH,DISC,OVRHD,ABS,60HZ FREQ,110KV | LBS | ROH | SEP12013 | Lugs, Terminal Fork, 1.5 Sq.mm ¦ S1-4A ¦ Jeesoon | 1000 | 1000 | 0 | 6100K017 | PO-SEP-7847-[48] | PO | 2025-11-20 | LV |  | MK01-Makkah Central Warehouse | 2025-07-30 | 2025-07-16 | 127 | Jeesoon Terminals Co., Ltd. | LBS/OVR (Cables and Lugs)
4500587810-[40] | 908305012 : SWITCH,DISC,OVRHD,ABS,60HZ FREQ,110KV | LBS | ROH | SEP12045 | Lugs, Terminal PIN, 1.5 Sq.mm ¦ PT1-12A ¦ Jeesoon | 7500 | 7500 | 0 | 6100K012B | PO-SEP-7847-[41] | PO | 2025-11-20 | LV |  | MK01-Makkah Central Warehouse | 2025-07-30 | 2025-07-16 | 127 | Jeesoon Terminals Co., Ltd. | LBS/OVR (Cables and Lugs)
4500587810-[40] | 908305012 : SWITCH,DISC,OVRHD,ABS,60HZ FREQ,110KV | LBS | ROH | SEP12070 | Lugs, Terminal PIN, 2.5 Sq.mm ¦ PT2-12A ¦ Jeesoon | 2500 | 2500 | 0 | 6100K012B | PO-SEP-7847-[42] | PO | 2025-11-20 | LV |  | MK01-Makkah Central Warehouse | 2025-07-30 | 2025-07-16 | 127 | Jeesoon Terminals Co., Ltd. | LBS/OVR (Cables and Lugs)
4500587810-[40] | 908305012 : SWITCH,DISC,OVRHD,ABS,60HZ FREQ,110KV | LBS | ROH | SEP12082 | Lugs, Terminal Ring, 2.5 Sq.mm ¦ R2-4SA ¦ Jeesoon | 500 | 500 | 0 | free_stock | PO-SEP-7631-[10] | PO | 2025-09-20 | LV |  | MK01-Makkah Central Warehouse | 2025-07-30 | 2025-07-16 | 66 | Jeesoon Terminals Co., Ltd. | LV-BULK MATERIAL-JEESOON LUGS
4500587810-[40] | 908305012 : SWITCH,DISC,OVRHD,ABS,60HZ FREQ,110KV | LBS | ROH | SEP30736 | Bolt M5x70 | 75 | 75 | 0 | 6100K006 | PO-SEP-7994-[1] | PO | 2025-08-21 | LV |  | MK01-Makkah Central Warehouse | 2025-07-30 | 2025-07-16 | 36 | Raja Procuremnet Local Purchases | Outdoor Apparatus (OVR & LBS)
4500587810-[40] | 908305012 : SWITCH,DISC,OVRHD,ABS,60HZ FREQ,110KV | LBS | ROH | RMU000000111 | Grounding Busbar 20x115 ¦ 9ABA450075F1006 ¦ Local | 25 | 0 | 25 | PR Required | - | PR |  | LV | Automated: Replaced 9ABA450075F1006 by RMU000000111. Automated: Replaced 9ABA450075F1006 by RMU000000111. | MK01-Makkah Central Warehouse | 2025-07-30 | 2025-07-16 | 0
4500587810-[50] | 908334005 : SECTIONALIZER:NETWORK,SMART SECTIONALIZE | LBS | ROH | CSB25A9PS2E- B L/U | 2 POSITION, LATCHING, SELECTOR SWITCH, 90DEGREES, 2 CONTACTS EACH, PAD LOCKABLE IN EACH POS (LOCK/UNLOCK) CSB25A9PS2E- B L/U | 1 | 1 | 0 | 6100K011A | PO-SEP-7065-[32] | PO | 2025-09-30 | LV |  | TB01-Tabuk Central Warehouse | 2025-07-30 | 2025-07-16 | 76 | SHIRKE ELECTRO PRIVATE LIMITED | Outdoor units (LBS/SEC/RMU) Selector switches 6100K006/6100K007/6100K008/6100K010/6100K011A/
4500587810-[50] | 908334005 : SECTIONALIZER:NETWORK,SMART SECTIONALIZE | LBS | ROH | SEP10164 | ‭FERRULE INK RIBBON CASSETTE/RC03B-BLACK/FERRULE‬ | 1 | 0 | 1 | PR Required | - | PR |  | LV |  | TB01-Tabuk Central Warehouse | 2025-07-30 | 2025-07-16 | 0
4500587810-[50] | 908334005 : SECTIONALIZER:NETWORK,SMART SECTIONALIZE | LBS | ROH | SEP11131 | Cable, Control, 1 CORE CU/PVC, 1.0 Sq.mm, Black, 105°, 600/1000V , 1 x 91.4 m | 0.5 | 0.5 | 0 | 6100K008 | PO-SEP-8622-[34] | PO | 2026-12-30 | LV |  | TB01-Tabuk Central Warehouse | 2025-07-30 | 2025-07-16 | 532 | Al-Fanar Company Limited | Cable Items - KDP01 & K023
4500587810-[50] | 908334005 : SECTIONALIZER:NETWORK,SMART SECTIONALIZE | LBS | ROH | SEP11138 | Cable, Control, 1 CORE CU/PVC, 1.5 Sq.mm, Black, 105°, 600/1000V , 1 x 91.4 m | 3 | 3 | 0 | 6100K007 | PO-SEP-7860-[17] | PO | 2025-10-30 | LV |  | TB01-Tabuk Central Warehouse | 2025-07-30 | 2025-07-16 | 106 | Al-Fanar Company Limited | MV- BULK LBS/OVR (Cables and Lugs)
4500587810-[50] | 908334005 : SECTIONALIZER:NETWORK,SMART SECTIONALIZE | LBS | ROH | SEP12013 | Lugs, Terminal Fork, 1.5 Sq.mm ¦ S1-4A ¦ Jeesoon | 40 | 40 | 0 | 6100K017 | PO-SEP-7847-[48] | PO | 2025-11-20 | LV |  | TB01-Tabuk Central Warehouse | 2025-07-30 | 2025-07-16 | 127 | Jeesoon Terminals Co., Ltd. | LBS/OVR (Cables and Lugs)
4500587810-[50] | 908334005 : SECTIONALIZER:NETWORK,SMART SECTIONALIZE | LBS | ROH | SEP12045 | Lugs, Terminal PIN, 1.5 Sq.mm ¦ PT1-12A ¦ Jeesoon | 300 | 300 | 0 | 6100K007 | PO-SEP-7847-[17] | PO | 2025-11-20 | LV |  | TB01-Tabuk Central Warehouse | 2025-07-30 | 2025-07-16 | 127 | Jeesoon Terminals Co., Ltd. | LBS/OVR (Cables and Lugs)
4500587810-[50] | 908334005 : SECTIONALIZER:NETWORK,SMART SECTIONALIZE | LBS | ROH | SEP12070 | Lugs, Terminal PIN, 2.5 Sq.mm ¦ PT2-12A ¦ Jeesoon | 100 | 100 | 0 | 6100K007 | PO-SEP-7847-[18] | PO | 2025-11-20 | LV |  | TB01-Tabuk Central Warehouse | 2025-07-30 | 2025-07-16 | 127 | Jeesoon Terminals Co., Ltd. | LBS/OVR (Cables and Lugs)
4500587810-[50] | 908334005 : SECTIONALIZER:NETWORK,SMART SECTIONALIZE | LBS | ROH | SEP12082 | Lugs, Terminal Ring, 2.5 Sq.mm ¦ R2-4SA ¦ Jeesoon | 20 | 20 | 0 | free_stock | PO-SEP-7631-[10] | PO | 2025-09-20 | LV |  | TB01-Tabuk Central Warehouse | 2025-07-30 | 2025-07-16 | 66 | Jeesoon Terminals Co., Ltd. | LV-BULK MATERIAL-JEESOON LUGS
4500587810-[50] | 908334005 : SECTIONALIZER:NETWORK,SMART SECTIONALIZE | LBS | ROH | SEP30736 | Bolt M5x70 | 3 | 3 | 0 | 6100K006 | PO-SEP-7994-[1] | PO | 2025-08-21 | LV |  | TB01-Tabuk Central Warehouse | 2025-07-30 | 2025-07-16 | 36 | Raja Procuremnet Local Purchases | Outdoor Apparatus (OVR & LBS)
4500587810-[50] | 908334005 : SECTIONALIZER:NETWORK,SMART SECTIONALIZE | LBS | ROH | RMU000000111 | Grounding Busbar 20x115 ¦ 9ABA450075F1006 ¦ Local | 1 | 0 | 1 | PR Required | - | PR |  | LV | Automated: Replaced 9ABA450075F1006 by RMU000000111. Automated: Replaced 9ABA450075F1006 by RMU000000111. | TB01-Tabuk Central Warehouse | 2025-07-30 | 2025-07-16 | 0
4500587810-[50] | 908334005 : SECTIONALIZER:NETWORK,SMART SECTIONALIZE | LBS | ROH | AE2000-1865-14 | 1.5 Red Wire Gauge Tube 1.5mm² | 10 | 10 | 0 | free_stock | PO-SEP-7852-[2] | PO | 2025-08-20 | LV | Automated: Replaced AE2000-1865-14 by SEP10163. | TB01-Tabuk Central Warehouse | 2025-07-30 | 2025-07-16 | 35 | Raja Procuremnet Local Purchases | Tube, Ferrule, White, Inner Diameter 3.5 mm, 1.5 Wire
4500587817-[10] | 908334005 : SECTIONALIZER:NETWORK,SMART SECTIONALIZE | LBS | ROH | CSB25A9PS2E- B L/U | 2 POSITION, LATCHING, SELECTOR SWITCH, 90DEGREES, 2 CONTACTS EACH, PAD LOCKABLE IN EACH POS (LOCK/UNLOCK) CSB25A9PS2E- B L/U | 10 | 10 | 0 | 6100K017 | PO-SEP-7065-[26] | PO | 2025-09-30 | LV |  | JU01-Jouf Power Plant Warehouse | 2025-07-30 | 2025-07-16 | 76 | SHIRKE ELECTRO PRIVATE LIMITED | Outdoor units (LBS/SEC/RMU) Selector switches 6100K006/6100K007/6100K008/6100K010/6100K011A/ | 192 | 30-07-2025
4500587817-[10] | 908334005 : SECTIONALIZER:NETWORK,SMART SECTIONALIZE | LBS | ROH | SEP10164 | ‭FERRULE INK RIBBON CASSETTE/RC03B-BLACK/FERRULE‬ | 10 | 0 | 10 | PR Required | - | PR |  | LV |  | JU01-Jouf Power Plant Warehouse | 2025-07-30 | 2025-07-16 | 0
4500587817-[10] | 908334005 : SECTIONALIZER:NETWORK,SMART SECTIONALIZE | LBS | ROH | SEP11131 | Cable, Control, 1 CORE CU/PVC, 1.0 Sq.mm, Black, 105°, 600/1000V , 1 x 91.4 m | 5 | 5 | 0 | 6100K008 | PO-SEP-8622-[34] | PO | 2026-12-30 | LV |  | JU01-Jouf Power Plant Warehouse | 2025-07-30 | 2025-07-16 | 532 | Al-Fanar Company Limited | Cable Items - KDP01 & K023
4500587817-[10] | 908334005 : SECTIONALIZER:NETWORK,SMART SECTIONALIZE | LBS | ROH | SEP11138 | Cable, Control, 1 CORE CU/PVC, 1.5 Sq.mm, Black, 105°, 600/1000V , 1 x 91.4 m | 30 | 30 | 0 | 6100K007 | PO-SEP-7860-[17] | PO | 2025-10-30 | LV |  | JU01-Jouf Power Plant Warehouse | 2025-07-30 | 2025-07-16 | 106 | Al-Fanar Company Limited | MV- BULK LBS/OVR (Cables and Lugs)
4500587817-[10] | 908334005 : SECTIONALIZER:NETWORK,SMART SECTIONALIZE | LBS | ROH | SEP12013 | Lugs, Terminal Fork, 1.5 Sq.mm ¦ S1-4A ¦ Jeesoon | 400 | 400 | 0 | 6100K017 | PO-SEP-7847-[48] | PO | 2025-11-20 | LV |  | JU01-Jouf Power Plant Warehouse | 2025-07-30 | 2025-07-16 | 127 | Jeesoon Terminals Co., Ltd. | LBS/OVR (Cables and Lugs)
4500587817-[10] | 908334005 : SECTIONALIZER:NETWORK,SMART SECTIONALIZE | LBS | ROH | SEP12045 | Lugs, Terminal PIN, 1.5 Sq.mm ¦ PT1-12A ¦ Jeesoon | 3000 | 3000 | 0 | 6100K007 | PO-SEP-7847-[17] | PO | 2025-11-20 | LV |  | JU01-Jouf Power Plant Warehouse | 2025-07-30 | 2025-07-16 | 127 | Jeesoon Terminals Co., Ltd. | LBS/OVR (Cables and Lugs)
4500587817-[10] | 908334005 : SECTIONALIZER:NETWORK,SMART SECTIONALIZE | LBS | ROH | SEP12070 | Lugs, Terminal PIN, 2.5 Sq.mm ¦ PT2-12A ¦ Jeesoon | 1000 | 1000 | 0 | 6100K007 | PO-SEP-7847-[18] | PO | 2025-11-20 | LV |  | JU01-Jouf Power Plant Warehouse | 2025-07-30 | 2025-07-16 | 127 | Jeesoon Terminals Co., Ltd. | LBS/OVR (Cables and Lugs)
4500587817-[10] | 908334005 : SECTIONALIZER:NETWORK,SMART SECTIONALIZE | LBS | ROH | SEP12082 | Lugs, Terminal Ring, 2.5 Sq.mm ¦ R2-4SA ¦ Jeesoon | 200 | 200 | 0 | free_stock | PO-SEP-7631-[10] | PO | 2025-09-20 | LV |  | JU01-Jouf Power Plant Warehouse | 2025-07-30 | 2025-07-16 | 66 | Jeesoon Terminals Co., Ltd. | LV-BULK MATERIAL-JEESOON LUGS
4500587817-[10] | 908334005 : SECTIONALIZER:NETWORK,SMART SECTIONALIZE | LBS | ROH | SEP30736 | Bolt M5x70 | 30 | 30 | 0 | 6100K006 | PO-SEP-7994-[1] | PO | 2025-08-21 | LV |  | JU01-Jouf Power Plant Warehouse | 2025-07-30 | 2025-07-16 | 36 | Raja Procuremnet Local Purchases | Outdoor Apparatus (OVR & LBS)
4500587817-[10] | 908334005 : SECTIONALIZER:NETWORK,SMART SECTIONALIZE | LBS | ROH | RMU000000111 | Grounding Busbar 20x115 ¦ 9ABA450075F1006 ¦ Local | 10 | 0 | 10 | PR Required | - | PR |  | LV | Automated: Replaced 9ABA450075F1006 by RMU000000111. Automated: Replaced 9ABA450075F1006 by RMU000000111. | JU01-Jouf Power Plant Warehouse | 2025-07-30 | 2025-07-16 | 0
4500587817-[10] | 908334005 : SECTIONALIZER:NETWORK,SMART SECTIONALIZE | LBS | ROH | AE2000-1865-14 | 1.5 Red Wire Gauge Tube 1.5mm² | 100 | 100 | 0 | free_stock | PO-SEP-7852-[2] | PO | 2025-08-20 | LV | Automated: Replaced AE2000-1865-14 by SEP10163. | JU01-Jouf Power Plant Warehouse | 2025-07-30 | 2025-07-16 | 35 | Raja Procuremnet Local Purchases | Tube, Ferrule, White, Inner Diameter 3.5 mm, 1.5 Wire
4500587817-[10] | 908334005 : SECTIONALIZER:NETWORK,SMART SECTIONALIZE | LBS | ROH | MV2000-1865-01-W | WHITE TUBE, INNER DIA. 4.0MM (2.5 WIRE) | 92.6 | 92.6 | 0 | free_stock | PO-SEP-7852-[3] | PO | 2025-08-20 | LV | Automated: Replaced MV2000-1865-01-W by SEP10650. | JU01-Jouf Power Plant Warehouse | 2025-07-30 | 2025-07-16 | 35 | Raja Procuremnet Local Purchases | Tube, Ferrule, White, Inner Diameter 3.5 mm, 1.5 Wire
4500592686-[10] | 908321101 : SWGR,SMART RMU OD,3LBS+1CB,13.8KV,400A | RMU | HALB | 1W0011-R0001 | Pre Wiring Ladies Section | 96 | 0 | 96 | PR Required | - | PR |  | SEP |  | RY01-Riyadh Central Warehouse | 2025-07-30 | 2025-07-16 | 0
4500592686-[10] | 908321101 : SWGR,SMART RMU OD,3LBS+1CB,13.8KV,400A | RMU | HALB | 1W0011-R0003 | LV Box Wiring termination (All Electrical Components) | 96 | 0 | 96 | PR Required | - | PR |  | SEP |  | RY01-Riyadh Central Warehouse | 2025-07-30 | 2025-07-16 | 0
4500592686-[10] | 908321101 : SWGR,SMART RMU OD,3LBS+1CB,13.8KV,400A | RMU | HALB | 1W0011-R0004 | Wiring Integration (CT + VT +EFI) | 96 | 0 | 96 | PR Required | - | PR |  | SEP |  | RY01-Riyadh Central Warehouse | 2025-07-30 | 2025-07-16 | 0
4500592686-[10] | 908321101 : SWGR,SMART RMU OD,3LBS+1CB,13.8KV,400A | RMU | HALB | 8BP.0818.0002 | Loop sign | 364 | 0 | 364 | PR Required | - | PR |  | SEP |  | RY01-Riyadh Central Warehouse | 2025-07-30 | 2025-07-16 | 0
4500592686-[10] | 908321101 : SWGR,SMART RMU OD,3LBS+1CB,13.8KV,400A | RMU | HALB | 8BP.0818.0006 | BATTERY LABEL | 76 | 0 | 76 | PR Required | - | PR |  | SEP |  | RY01-Riyadh Central Warehouse | 2025-07-30 | 2025-07-16 | 0
4500592686-[10] | 908321101 : SWGR,SMART RMU OD,3LBS+1CB,13.8KV,400A | RMU | HALB | 8BP.0818.0007 | INSTRUMENT DOOR LEFT PANEL LABEL | 76 | 0 | 76 | PR Required | - | PR |  | SEP |  | RY01-Riyadh Central Warehouse | 2025-07-30 | 2025-07-16 | 0
4500592686-[10] | 908321101 : SWGR,SMART RMU OD,3LBS+1CB,13.8KV,400A | RMU | HALB | 8BP.0818.0008 | INSTRUMENT ROOM COMPONENT LABEL(LARGE) | 76 | 0 | 76 | PR Required | - | PR |  | SEP |  | RY01-Riyadh Central Warehouse | 2025-07-30 | 2025-07-16 | 0
4500592686-[10] | 908321101 : SWGR,SMART RMU OD,3LBS+1CB,13.8KV,400A | RMU | HALB | 8BP.0818.0009 | INSTRUMENT INDOOR LABEL | 76 | 0 | 76 | PR Required | - | PR |  | SEP |  | RY01-Riyadh Central Warehouse | 2025-07-30 | 2025-07-16 | 0
4500592686-[10] | 908321101 : SWGR,SMART RMU OD,3LBS+1CB,13.8KV,400A | RMU | HALB | 8BP.0818.0010 | INSTRUMENT ROOM COMPONENT LABEL(SMALL) | 76 | 0 | 76 | PR Required | - | PR |  | SEP |  | RY01-Riyadh Central Warehouse | 2025-07-30 | 2025-07-16 | 0
4500592686-[10] | 908321101 : SWGR,SMART RMU OD,3LBS+1CB,13.8KV,400A | RMU | HALB | 8DF-052-0055 | Grounding plate | 96 | 0 | 96 | PR Required | - | PR |  | SEP |  | RY01-Riyadh Central Warehouse | 2025-07-30 | 2025-07-16 | 0
4500592686-[10] | 908321101 : SWGR,SMART RMU OD,3LBS+1CB,13.8KV,400A | RMU | HALB | 8DF-062-0014(A) | Transformer mounting plate 1 (CHUANGYIN) | 96 | 0 | 96 | PR Required | - | PR |  | SEP |  | RY01-Riyadh Central Warehouse | 2025-07-30 | 2025-07-16 | 0
4500592686-[10] | 908321101 : SWGR,SMART RMU OD,3LBS+1CB,13.8KV,400A | RMU | HALB | 8DF-062-0015A | Transformer mounting plate 2 (CHUANGYIN) | 96 | 0 | 96 | PR Required | - | PR |  | SEP |  | RY01-Riyadh Central Warehouse | 2025-07-30 | 2025-07-16 | 0
4500592686-[10] | 908321101 : SWGR,SMART RMU OD,3LBS+1CB,13.8KV,400A | RMU | HALB | 8DF-270-0007 | Grounding bar protection plate | 96 | 0 | 96 | PR Required | - | PR |  | SEP |  | RY01-Riyadh Central Warehouse | 2025-07-30 | 2025-07-16 | 0
4500592686-[10] | 908321101 : SWGR,SMART RMU OD,3LBS+1CB,13.8KV,400A | RMU | HALB | 8DF.0815.1025 | Casing protection plate 1 | 96 | 0 | 96 | PR Required | - | PR |  | SEP |  | RY01-Riyadh Central Warehouse | 2025-07-30 | 2025-07-16 | 0
4500592686-[10] | 908321101 : SWGR,SMART RMU OD,3LBS+1CB,13.8KV,400A | RMU | HALB | 8DF.0815.1026 | Casing protection plate 2 | 96 | 0 | 96 | PR Required | - | PR |  | SEP |  | RY01-Riyadh Central Warehouse | 2025-07-30 | 2025-07-16 | 0
4500592686-[10] | 908321101 : SWGR,SMART RMU OD,3LBS+1CB,13.8KV,400A | RMU | HALB | 8DF.0815.1027 | Casing protection plate 3 | 192 | 0 | 192 | PR Required | - | PR |  | SEP |  | RY01-Riyadh Central Warehouse | 2025-07-30 | 2025-07-16 | 0
4500592686-[10] | 908321101 : SWGR,SMART RMU OD,3LBS+1CB,13.8KV,400A | RMU | HALB | 8DF.0815.1081 | Ground bar 1 | 96 | 0 | 96 | PR Required | - | PR |  | SEP |  | RY01-Riyadh Central Warehouse | 2025-07-30 | 2025-07-16 | 0
4500592686-[10] | 908321101 : SWGR,SMART RMU OD,3LBS+1CB,13.8KV,400A | RMU | HALB | 8DF.0815.1082 | Ground bar 2 | 96 | 0 | 96 | PR Required | - | PR |  | SEP |  | RY01-Riyadh Central Warehouse | 2025-07-30 | 2025-07-16 | 0
4500592686-[10] | 908321101 : SWGR,SMART RMU OD,3LBS+1CB,13.8KV,400A | RMU | HALB | 8DF.0815.1083 | Ground bar 3 | 96 | 0 | 96 | PR Required | - | PR |  | SEP |  | RY01-Riyadh Central Warehouse | 2025-07-30 | 2025-07-16 | 0
4500592686-[10] | 908321101 : SWGR,SMART RMU OD,3LBS+1CB,13.8KV,400A | RMU | HALB | 8DF.0815.1086 | Ground bar 6 | 96 | 0 | 96 | PR Required | - | PR |  | SEP |  | RY01-Riyadh Central Warehouse | 2025-07-30 | 2025-07-16 | 0
4500592686-[10] | 908321101 : SWGR,SMART RMU OD,3LBS+1CB,13.8KV,400A | RMU | HALB | 8DF.0815.1087 | Ground bar 7 | 96 | 0 | 96 | PR Required | - | PR |  | SEP |  | RY01-Riyadh Central Warehouse | 2025-07-30 | 2025-07-16 | 0
4500592686-[10] | 908321101 : SWGR,SMART RMU OD,3LBS+1CB,13.8KV,400A | RMU | HALB | 8DF.0815.1242 | Cable room protection panel 4 | 192 | 0 | 192 | PR Required | - | PR |  | SEP |  | RY01-Riyadh Central Warehouse | 2025-07-30 | 2025-07-16 | 0
4500592686-[10] | 908321101 : SWGR,SMART RMU OD,3LBS+1CB,13.8KV,400A | RMU | HALB | 8DF.0815.1260 | POWER MODULE MOUNTING PLATE | 96 | 0 | 96 | PR Required | - | PR |  | SEP |  | RY01-Riyadh Central Warehouse | 2025-07-30 | 2025-07-16 | 0
4500592686-[10] | 908321101 : SWGR,SMART RMU OD,3LBS+1CB,13.8KV,400A | RMU | HALB | 8DF.0817.0607 | Cable binding clip | 480 | 0 | 480 | PR Required | - | PR |  | SEP |  | RY01-Riyadh Central Warehouse | 2025-07-30 | 2025-07-16 | 0
4500592686-[10] | 908321101 : SWGR,SMART RMU OD,3LBS+1CB,13.8KV,400A | RMU | HALB | 8DF.0818.1001(A) | lower left side panel | 96 | 0 | 96 | PR Required | - | PR |  | SEP |  | RY01-Riyadh Central Warehouse | 2025-07-30 | 2025-07-16 | 0
4500592686-[10] | 908321101 : SWGR,SMART RMU OD,3LBS+1CB,13.8KV,400A | RMU | HALB | 8DF.0818.1002(A) | lower right side panel | 96 | 0 | 96 | PR Required | - | PR |  | SEP |  | RY01-Riyadh Central Warehouse | 2025-07-30 | 2025-07-16 | 0
4500592686-[10] | 908321101 : SWGR,SMART RMU OD,3LBS+1CB,13.8KV,400A | RMU | HALB | 8DF.0818.1011 | Partition door frame (Bend Up) | 192 | 0 | 192 | PR Required | - | PR |  | SEP |  | RY01-Riyadh Central Warehouse | 2025-07-30 | 2025-07-16 | 0
4500592686-[10] | 908321101 : SWGR,SMART RMU OD,3LBS+1CB,13.8KV,400A | RMU | HALB | 8DF.0818.1011B | Partition door frame (Bend Down) | 96 | 0 | 96 | PR Required | - | PR |  | SEP |  | RY01-Riyadh Central Warehouse | 2025-07-30 | 2025-07-16 | 0
4500592686-[10] | 908321101 : SWGR,SMART RMU OD,3LBS+1CB,13.8KV,400A | RMU | HALB | 8DF.0818.1012 | Bottom plate pressure relief piece | 384 | 0 | 384 | PR Required | - | PR |  | SEP |  | RY01-Riyadh Central Warehouse | 2025-07-30 | 2025-07-16 | 0
4500592686-[10] | 908321101 : SWGR,SMART RMU OD,3LBS+1CB,13.8KV,400A | RMU | HALB | 8DF.0818.1015 | Cable room bottom plate 1 | 192 | 0 | 192 | PR Required | - | PR |  | SEP |  | RY01-Riyadh Central Warehouse | 2025-07-30 | 2025-07-16 | 0
4500592686-[10] | 908321101 : SWGR,SMART RMU OD,3LBS+1CB,13.8KV,400A | RMU | HALB | 8DF.0818.1016A | Cable room bottom plate 2 | 576 | 0 | 576 | PR Required | - | PR |  | SEP |  | RY01-Riyadh Central Warehouse | 2025-07-30 | 2025-07-16 | 0
4500592686-[10] | 908321101 : SWGR,SMART RMU OD,3LBS+1CB,13.8KV,400A | RMU | HALB | 8DF.0818.1018 | Cable clamp 1 | 192 | 0 | 192 | PR Required | - | PR |  | SEP |  | RY01-Riyadh Central Warehouse | 2025-07-30 | 2025-07-16 | 0
4500592686-[10] | 908321101 : SWGR,SMART RMU OD,3LBS+1CB,13.8KV,400A | RMU | HALB | 8DF.0818.1019A | Cable clamp 2 | 576 | 0 | 576 | PR Required | - | PR |  | SEP |  | RY01-Riyadh Central Warehouse | 2025-07-30 | 2025-07-16 | 0
4500592686-[10] | 908321101 : SWGR,SMART RMU OD,3LBS+1CB,13.8KV,400A | RMU | HALB | 8DF.0818.1020 | Cable room protection panel 1 | 576 | 0 | 576 | PR Required | - | PR |  | SEP |  | RY01-Riyadh Central Warehouse | 2025-07-30 | 2025-07-16 | 0
4500592686-[10] | 908321101 : SWGR,SMART RMU OD,3LBS+1CB,13.8KV,400A | RMU | HALB | 8DF.0818.1021 | Cable room protection panel 2 | 384 | 0 | 384 | PR Required | - | PR |  | SEP |  | RY01-Riyadh Central Warehouse | 2025-07-30 | 2025-07-16 | 0
4500592686-[10] | 908321101 : SWGR,SMART RMU OD,3LBS+1CB,13.8KV,400A | RMU | HALB | 8DF.0818.1022 | Cable room protection panel 3 | 384 | 0 | 384 | PR Required | - | PR |  | SEP |  | RY01-Riyadh Central Warehouse | 2025-07-30 | 2025-07-16 | 0
4500592686-[10] | 908321101 : SWGR,SMART RMU OD,3LBS+1CB,13.8KV,400A | RMU | HALB | 8DF.0818.1026 | Cable room door upper handle | 384 | 0 | 384 | PR Required | - | PR |  | SEP |  | RY01-Riyadh Central Warehouse | 2025-07-30 | 2025-07-16 | 0
4500592686-[10] | 908321101 : SWGR,SMART RMU OD,3LBS+1CB,13.8KV,400A | RMU | HALB | 8DF.0818.1027 | Cable room door inner handle | 384 | 0 | 384 | PR Required | - | PR |  | SEP |  | RY01-Riyadh Central Warehouse | 2025-07-30 | 2025-07-16 | 0
4500592686-[10] | 908321101 : SWGR,SMART RMU OD,3LBS+1CB,13.8KV,400A | RMU | HALB | 8DF.0818.1031A | Left side cover | 96 | 0 | 96 | PR Required | - | PR |  | SEP |  | RY01-Riyadh Central Warehouse | 2025-07-30 | 2025-07-16 | 0
4500592686-[10] | 908321101 : SWGR,SMART RMU OD,3LBS+1CB,13.8KV,400A | RMU | HALB | 8DF.0818.1032A | Right side cover | 96 | 0 | 96 | PR Required | - | PR |  | SEP |  | RY01-Riyadh Central Warehouse | 2025-07-30 | 2025-07-16 | 0
4500592686-[10] | 908321101 : SWGR,SMART RMU OD,3LBS+1CB,13.8KV,400A | RMU | HALB | 8DF.0818.1035(A) | CB Agency Panel | 96 | 0 | 96 | PR Required | - | PR |  | SEP |  | RY01-Riyadh Central Warehouse | 2025-07-30 | 2025-07-16 | 0
4500592686-[10] | 908321101 : SWGR,SMART RMU OD,3LBS+1CB,13.8KV,400A | RMU | HALB | 8DF.0818.1036 | Cable Test Box | 288 | 0 | 288 | PR Required | - | PR |  | SEP |  | RY01-Riyadh Central Warehouse | 2025-07-30 | 2025-07-16 | 0
4500592686-[10] | 908321101 : SWGR,SMART RMU OD,3LBS+1CB,13.8KV,400A | RMU | HALB | 8DF.0818.1039 | File Holder | 96 | 0 | 96 | PR Required | - | PR |  | SEP |  | RY01-Riyadh Central Warehouse | 2025-07-30 | 2025-07-16 | 0
4500592686-[10] | 908321101 : SWGR,SMART RMU OD,3LBS+1CB,13.8KV,400A | RMU | HALB | 8DF.0818.1041 | Mechanism room fixing block | 672 | 0 | 672 | PR Required | - | PR |  | SEP |  | RY01-Riyadh Central Warehouse | 2025-07-30 | 2025-07-16 | 0
4500592686-[10] | 908321101 : SWGR,SMART RMU OD,3LBS+1CB,13.8KV,400A | RMU | HALB | 8DF.0818.1043 | Mechanism room fixed plate 2 | 96 | 0 | 96 | PR Required | - | PR |  | SEP |  | RY01-Riyadh Central Warehouse | 2025-07-30 | 2025-07-16 | 0
4500592686-[10] | 908321101 : SWGR,SMART RMU OD,3LBS+1CB,13.8KV,400A | RMU | HALB | 8DF.0818.1044 | Mechanism room fixed block 2 | 672 | 0 | 672 | PR Required | - | PR |  | SEP |  | RY01-Riyadh Central Warehouse | 2025-07-30 | 2025-07-16 | 0
4500592686-[10] | 908321101 : SWGR,SMART RMU OD,3LBS+1CB,13.8KV,400A | RMU | HALB | 8DF.0818.1045 | CCVCMechanism room fixing plate | 96 | 0 | 96 | PR Required | - | PR |  | SEP |  | RY01-Riyadh Central Warehouse | 2025-07-30 | 2025-07-16 | 0
4500592686-[10] | 908321101 : SWGR,SMART RMU OD,3LBS+1CB,13.8KV,400A | RMU | HALB | 8DF.0818.1050 | Cable room door | 384 | 0 | 384 | PR Required | - | PR |  | SEP |  | RY01-Riyadh Central Warehouse | 2025-07-30 | 2025-07-16 | 0
4500592686-[10] | 908321101 : SWGR,SMART RMU OD,3LBS+1CB,13.8KV,400A | RMU | HALB | 8DF.0818.1051 | Cable room partition | 384 | 0 | 384 | PR Required | - | PR |  | SEP |  | RY01-Riyadh Central Warehouse | 2025-07-30 | 2025-07-16 | 0
4500592686-[10] | 908321101 : SWGR,SMART RMU OD,3LBS+1CB,13.8KV,400A | RMU | HALB | 8DF.0818.1085 | CCVC Ground bar 4 | 96 | 0 | 96 | PR Required | - | PR |  | SEP |  | RY01-Riyadh Central Warehouse | 2025-07-30 | 2025-07-16 | 0
4500592686-[10] | 908321101 : SWGR,SMART RMU OD,3LBS+1CB,13.8KV,400A | RMU | ROH | 8DF.0818.1115 | left support plate | 192 | 0 | 192 | PR Required | - | PR |  | Outer Enclosure |  | RY01-Riyadh Central Warehouse | 2025-07-30 | 2025-07-16 | 0
4500592686-[10] | 908321101 : SWGR,SMART RMU OD,3LBS+1CB,13.8KV,400A | RMU | ROH | 8DF.0818.1115 | left support plate | 308 | 0 | 308 | PR Required | - | PR |  | Outer Enclosure |  | RY01-Riyadh Central Warehouse | 2025-07-30 | 2025-07-16 | 0
4500592686-[10] | 908321101 : SWGR,SMART RMU OD,3LBS+1CB,13.8KV,400A | RMU | HALB | 8DF.0818.1209A | CABLE ROOM BOTTOM PLATE 3 | 96 | 0 | 96 | PR Required | - | PR |  | SEP |  | RY01-Riyadh Central Warehouse | 2025-07-30 | 2025-07-16 | 0
4500592686-[10] | 908321101 : SWGR,SMART RMU OD,3LBS+1CB,13.8KV,400A | RMU | HALB | 8DF.0818.1209C | CABLE ROOM BOTTOM PLATE 3-1 | 288 | 0 | 288 | PR Required | - | PR |  | SEP |  | RY01-Riyadh Central Warehouse | 2025-07-30 | 2025-07-16 | 0
4500592686-[10] | 908321101 : SWGR,SMART RMU OD,3LBS+1CB,13.8KV,400A | RMU | HALB | 8DF.0818.1220 | Instrument room left sealing panel | 96 | 0 | 96 | PR Required | - | PR |  | SEP |  | RY01-Riyadh Central Warehouse | 2025-07-30 | 2025-07-16 | 0
4500592686-[10] | 908321101 : SWGR,SMART RMU OD,3LBS+1CB,13.8KV,400A | RMU | HALB | 8DF.0818.1223(A) | Instrument box right side sealing plate | 96 | 0 | 96 | PR Required | - | PR |  | SEP |  | RY01-Riyadh Central Warehouse | 2025-07-30 | 2025-07-16 | 0
4500592686-[10] | 908321101 : SWGR,SMART RMU OD,3LBS+1CB,13.8KV,400A | RMU | HALB | 8DF.0818.1224 | Instrument room column | 96 | 0 | 96 | PR Required | - | PR |  | SEP |  | RY01-Riyadh Central Warehouse | 2025-07-30 | 2025-07-16 | 0
4500592686-[10] | 908321101 : SWGR,SMART RMU OD,3LBS+1CB,13.8KV,400A | RMU | HALB | 8DF.0818.1227 | Instrument room vertical panel | 96 | 0 | 96 | PR Required | - | PR |  | SEP |  | RY01-Riyadh Central Warehouse | 2025-07-30 | 2025-07-16 | 0
4500592686-[10] | 908321101 : SWGR,SMART RMU OD,3LBS+1CB,13.8KV,400A | RMU | HALB | 8DF.0818.1231 | Battery fixing plate | 96 | 0 | 96 | PR Required | - | PR |  | SEP |  | RY01-Riyadh Central Warehouse | 2025-07-30 | 2025-07-16 | 0
4500592686-[10] | 908321101 : SWGR,SMART RMU OD,3LBS+1CB,13.8KV,400A | RMU | HALB | 8DF.0818.1232 | V Cable clamp fixing plate | 96 | 0 | 96 | PR Required | - | PR |  | SEP |  | RY01-Riyadh Central Warehouse | 2025-07-30 | 2025-07-16 | 0
4500592686-[10] | 908321101 : SWGR,SMART RMU OD,3LBS+1CB,13.8KV,400A | RMU | HALB | 8DF.0818.1232A | C Cable clamp fixing plate | 288 | 0 | 288 | PR Required | - | PR |  | SEP |  | RY01-Riyadh Central Warehouse | 2025-07-30 | 2025-07-16 | 0
4500592686-[10] | 908321101 : SWGR,SMART RMU OD,3LBS+1CB,13.8KV,400A | RMU | HALB | 8DF.0818.1234 | Ground bar bracket | 768 | 0 | 768 | PR Required | - | PR |  | SEP |  | RY01-Riyadh Central Warehouse | 2025-07-30 | 2025-07-16 | 0
4500592686-[10] | 908321101 : SWGR,SMART RMU OD,3LBS+1CB,13.8KV,400A | RMU | HALB | 8DF.0818.1235(A) | Battery separator | 96 | 0 | 96 | PR Required | - | PR |  | SEP |  | RY01-Riyadh Central Warehouse | 2025-07-30 | 2025-07-16 | 0
4500592686-[10] | 908321101 : SWGR,SMART RMU OD,3LBS+1CB,13.8KV,400A | RMU | HALB | 8DF.0818.1246(A) | LBS1 Agency Panel | 96 | 0 | 96 | PR Required | - | PR |  | SEP |  | RY01-Riyadh Central Warehouse | 2025-07-30 | 2025-07-16 | 0
4500592686-[10] | 908321101 : SWGR,SMART RMU OD,3LBS+1CB,13.8KV,400A | RMU | HALB | 8DF.0818.1247(A) | LBS2 Agency Panel | 96 | 0 | 96 | PR Required | - | PR |  | SEP |  | RY01-Riyadh Central Warehouse | 2025-07-30 | 2025-07-16 | 0
4500592686-[10] | 908321101 : SWGR,SMART RMU OD,3LBS+1CB,13.8KV,400A | RMU | HALB | 8DF.0818.1248(A) | LBS2 Agency Panel(3L1T) | 96 | 0 | 96 | PR Required | - | PR |  | SEP |  | RY01-Riyadh Central Warehouse | 2025-07-30 | 2025-07-16 | 0
4500592686-[10] | 908321101 : SWGR,SMART RMU OD,3LBS+1CB,13.8KV,400A | RMU | HALB | 8DF.0818.1249A | Support plate 1 assembly | 96 | 0 | 96 | PR Required | - | PR |  | SEP |  | RY01-Riyadh Central Warehouse | 2025-07-30 | 2025-07-16 | 0
4500592686-[10] | 908321101 : SWGR,SMART RMU OD,3LBS+1CB,13.8KV,400A | RMU | HALB | 8DF.0818.1250A | Support plate 2 | 192 | 0 | 192 | PR Required | - | PR |  | SEP |  | RY01-Riyadh Central Warehouse | 2025-07-30 | 2025-07-16 | 0
4500592686-[10] | 908321101 : SWGR,SMART RMU OD,3LBS+1CB,13.8KV,400A | RMU | HALB | 8DF.0818.1259 | Instrument door positioning plate | 192 | 0 | 192 | PR Required | - | PR |  | SEP |  | RY01-Riyadh Central Warehouse | 2025-07-30 | 2025-07-16 | 0
4500592686-[10] | 908321101 : SWGR,SMART RMU OD,3LBS+1CB,13.8KV,400A | RMU | HALB | 8DF.0818.1261 | Stroke bracket 2 | 192 | 0 | 192 | PR Required | - | PR |  | SEP |  | RY01-Riyadh Central Warehouse | 2025-07-30 | 2025-07-16 | 0
4500592686-[10] | 908321101 : SWGR,SMART RMU OD,3LBS+1CB,13.8KV,400A | RMU | HALB | 8DF.0818.1268 | Copper row hole protection plate | 96 | 0 | 96 | PR Required | - | PR |  | SEP |  | RY01-Riyadh Central Warehouse | 2025-07-30 | 2025-07-16 | 0
4500592686-[10] | 908321101 : SWGR,SMART RMU OD,3LBS+1CB,13.8KV,400A | RMU | HALB | 8DF.0818.1271A | Copper row hole protection plate (extended) | 96 | 0 | 96 | PR Required | - | PR |  | SEP |  | RY01-Riyadh Central Warehouse | 2025-07-30 | 2025-07-16 | 0
4500592686-[10] | 908321101 : SWGR,SMART RMU OD,3LBS+1CB,13.8KV,400A | RMU | HALB | 8DF.0818.1271B | Copper row hole protection plate (extended and fully sealed) | 96 | 0 | 96 | PR Required | - | PR |  | SEP |  | RY01-Riyadh Central Warehouse | 2025-07-30 | 2025-07-16 | 0
4500592686-[10] | 908321101 : SWGR,SMART RMU OD,3LBS+1CB,13.8KV,400A | RMU | HALB | 8DF.0818.1298 | Partition door frame 2 | 288 | 0 | 288 | PR Required | - | PR |  | SEP |  | RY01-Riyadh Central Warehouse | 2025-07-30 | 2025-07-16 | 0
4500592686-[10] | 908321101 : SWGR,SMART RMU OD,3LBS+1CB,13.8KV,400A | RMU | HALB | 8DF.0818.1299 | Battery pressure plate | 96 | 0 | 96 | PR Required | - | PR |  | SEP |  | RY01-Riyadh Central Warehouse | 2025-07-30 | 2025-07-16 | 0
4500592686-[10] | 908321101 : SWGR,SMART RMU OD,3LBS+1CB,13.8KV,400A | RMU | HALB | 8DF.0818.1301 | Pressure relief chamber support beam | 96 | 0 | 96 | PR Required | - | PR |  | SEP |  | RY01-Riyadh Central Warehouse | 2025-07-30 | 2025-07-16 | 0
4500592686-[10] | 908321101 : SWGR,SMART RMU OD,3LBS+1CB,13.8KV,400A | RMU | HALB | 8DF.0818.1306(A) | CCVC Front center cross member | 96 | 0 | 96 | PR Required | - | PR |  | SEP |  | RY01-Riyadh Central Warehouse | 2025-07-30 | 2025-07-16 | 0
4500592686-[10] | 908321101 : SWGR,SMART RMU OD,3LBS+1CB,13.8KV,400A | RMU | HALB | 8DF.0818.1307 | CCVC front bottom cross member | 96 | 0 | 96 | PR Required | - | PR |  | SEP |  | RY01-Riyadh Central Warehouse | 2025-07-30 | 2025-07-16 | 0
4500592686-[10] | 908321101 : SWGR,SMART RMU OD,3LBS+1CB,13.8KV,400A | RMU | HALB | 8DF.0818.1308 | CCVC Rear bottom cross member | 96 | 0 | 96 | PR Required | - | PR |  | SEP |  | RY01-Riyadh Central Warehouse | 2025-07-30 | 2025-07-16 | 0
4500592686-[10] | 908321101 : SWGR,SMART RMU OD,3LBS+1CB,13.8KV,400A | RMU | HALB | 8DF.0818.1309 | CCVC Rear center cross member | 96 | 0 | 96 | PR Required | - | PR |  | SEP |  | RY01-Riyadh Central Warehouse | 2025-07-30 | 2025-07-16 | 0
4500592686-[10] | 908321101 : SWGR,SMART RMU OD,3LBS+1CB,13.8KV,400A | RMU | HALB | 8DF.0818.1310(A) | CCVC vertical partition | 96 | 0 | 96 | PR Required | - | PR |  | SEP |  | RY01-Riyadh Central Warehouse | 2025-07-30 | 2025-07-16 | 0
4500592686-[10] | 908321101 : SWGR,SMART RMU OD,3LBS+1CB,13.8KV,400A | RMU | HALB | 8DF.0818.1311A | CCVC Upper sealing plate | 96 | 0 | 96 | PR Required | - | PR |  | SEP |  | RY01-Riyadh Central Warehouse | 2025-07-30 | 2025-07-16 | 0
4500592686-[10] | 908321101 : SWGR,SMART RMU OD,3LBS+1CB,13.8KV,400A | RMU | HALB | 8DF.0818.1312A | CCVC Lower sealing plate | 96 | 0 | 96 | PR Required | - | PR |  | SEP |  | RY01-Riyadh Central Warehouse | 2025-07-30 | 2025-07-16 | 0
4500592686-[10] | 908321101 : SWGR,SMART RMU OD,3LBS+1CB,13.8KV,400A | RMU | HALB | 8DF.0818.1313(A) | CCVC Instrument Room Floor | 96 | 0 | 96 | PR Required | - | PR |  | SEP |  | RY01-Riyadh Central Warehouse | 2025-07-30 | 2025-07-16 | 0
4500592686-[10] | 908321101 : SWGR,SMART RMU OD,3LBS+1CB,13.8KV,400A | RMU | HALB | 8DF.0818.1314 | CCVC Instrument room roof | 96 | 0 | 96 | PR Required | - | PR |  | SEP |  | RY01-Riyadh Central Warehouse | 2025-07-30 | 2025-07-16 | 0
4500592686-[10] | 908321101 : SWGR,SMART RMU OD,3LBS+1CB,13.8KV,400A | RMU | HALB | 8DF.0818.1315 | CVVC left instrument door | 96 | 0 | 96 | PR Required | - | PR |  | SEP |  | RY01-Riyadh Central Warehouse | 2025-07-30 | 2025-07-16 | 0
4500592686-[10] | 908321101 : SWGR,SMART RMU OD,3LBS+1CB,13.8KV,400A | RMU | HALB | 8DF.0818.1316 | CVVC RIGHT INSTRUMENT DOOR | 96 | 0 | 96 | PR Required | - | PR |  | SEP |  | RY01-Riyadh Central Warehouse | 2025-07-30 | 2025-07-16 | 0
4500592686-[10] | 908321101 : SWGR,SMART RMU OD,3LBS+1CB,13.8KV,400A | RMU | HALB | 8DF.0818.1317 | CCVC Pressure relief chamber rear cover | 192 | 0 | 192 | PR Required | - | PR |  | SEP |  | RY01-Riyadh Central Warehouse | 2025-07-30 | 2025-07-16 | 0
4500592686-[10] | 908321101 : SWGR,SMART RMU OD,3LBS+1CB,13.8KV,400A | RMU | ROH | DF240110376 | Operating Handle | 96 | 0 | 96 | PR Required | - | PR |  | Outer Enclosure |  | RY01-Riyadh Central Warehouse | 2025-07-30 | 2025-07-16 | 0
4500592686-[10] | 908321101 : SWGR,SMART RMU OD,3LBS+1CB,13.8KV,400A | RMU | ROH | DF240110376 | Operating Handle | 154 | 0 | 154 | PR Required | - | PR |  | Outer Enclosure |  | RY01-Riyadh Central Warehouse | 2025-07-30 | 2025-07-16 | 0
4500592686-[10] | 908321101 : SWGR,SMART RMU OD,3LBS+1CB,13.8KV,400A | RMU | ROH | DF240424022 | Threadlocker | 9.6 | 4 | 5.6 | 6100K005 | PO-SEP-4102-[39] | PO | 2025-11-30 | SEP |  | RY01-Riyadh Central Warehouse | 2025-07-30 | 2025-07-16 | 137 | Dongfang Electronics International Engineering Co. Ltd | 6100K005
4500592686-[10] | 908321101 : SWGR,SMART RMU OD,3LBS+1CB,13.8KV,400A | RMU | ROH | DF240424022 | Threadlocker | 5.6 | 0 | 5.6 | PR Required | - | PR |  | SEP |  | RY01-Riyadh Central Warehouse | 2025-07-30 | 2025-07-16 | 0
4500592686-[10] | 908321101 : SWGR,SMART RMU OD,3LBS+1CB,13.8KV,400A | RMU | ROH | DF240603043 | Glass glue | 3300 | 20 | 3280 | 6100K005 | PO-SEP-4102-[27] | PO | 2025-11-30 | SEP |  | RY01-Riyadh Central Warehouse | 2025-07-30 | 2025-07-16 | 137 | Dongfang Electronics International Engineering Co. Ltd | 6100K005
4500592686-[10] | 908321101 : SWGR,SMART RMU OD,3LBS+1CB,13.8KV,400A | RMU | ROH | DF240603043 | Glass glue | 3280 | 0 | 3280 | PR Required | - | PR |  | SEP |  | RY01-Riyadh Central Warehouse | 2025-07-30 | 2025-07-16 | 0
4500592686-[10] | 908321101 : SWGR,SMART RMU OD,3LBS+1CB,13.8KV,400A | RMU | ROH | DF240603044 | Varnish (Epoxy anti-corrosion clear topcoat) | 960 | 21 | 939 | free_stock | PO-SEP-8720-[1] | PO | 2025-09-18 | SEP |  | RY01-Riyadh Central Warehouse | 2025-07-30 | 2025-07-16 | 64 | Raja Procuremnet Local Purchases | Gland, M30 x 1.5 mm
4500592686-[10] | 908321101 : SWGR,SMART RMU OD,3LBS+1CB,13.8KV,400A | RMU | ROH | DF240603044 | Varnish (Epoxy anti-corrosion clear topcoat) | 939 | 0 | 939 | PR Required | - | PR |  | SEP |  | RY01-Riyadh Central Warehouse | 2025-07-30 | 2025-07-16 | 0
4500592686-[10] | 908321101 : SWGR,SMART RMU OD,3LBS+1CB,13.8KV,400A | RMU | ROH | DF240612026 | Styrofoam | 2125 | 20 | 2105 | 6100K005 | PO-SEP-4102-[99] | PO | 2025-11-30 | SEP |  | RY01-Riyadh Central Warehouse | 2025-07-30 | 2025-07-16 | 137 | Dongfang Electronics International Engineering Co. Ltd | 6100K005
4500592686-[10] | 908321101 : SWGR,SMART RMU OD,3LBS+1CB,13.8KV,400A | RMU | ROH | DF240612026 | Styrofoam | 2105 | 0 | 2105 | PR Required | - | PR |  | SEP |  | RY01-Riyadh Central Warehouse | 2025-07-30 | 2025-07-16 | 0
4500592686-[10] | 908321101 : SWGR,SMART RMU OD,3LBS+1CB,13.8KV,400A | RMU | ROH | DF250319002 | Nameplate-3L1T Stainless Steel | 96 | 0 | 96 | PR Required | - | PR |  | Outer Enclosure |  | RY01-Riyadh Central Warehouse | 2025-07-30 | 2025-07-16 | 0
4500592686-[10] | 908321101 : SWGR,SMART RMU OD,3LBS+1CB,13.8KV,400A | RMU | ROH | DF250319002 | Nameplate-3L1T Stainless Steel | 154 | 0 | 154 | PR Required | - | PR |  | Outer Enclosure |  | RY01-Riyadh Central Warehouse | 2025-07-30 | 2025-07-16 | 0
4500592686-[10] | 908321101 : SWGR,SMART RMU OD,3LBS+1CB,13.8KV,400A | RMU | ROH | NO CODE | 3L1T SRMU Operating LBS3 Mechanism Plate UV Screening | 96 | 0 | 96 | PR Required | - | PR |  | SEP |  | RY01-Riyadh Central Warehouse | 2025-07-30 | 2025-07-16 | 0
4500592686-[10] | 908321101 : SWGR,SMART RMU OD,3LBS+1CB,13.8KV,400A | RMU | ROH | RMU0000000006 | 2L1T SRMU Cable Door UV Screening | 384 | 0 | 384 | PR Required | - | PR |  | SEP |  | RY01-Riyadh Central Warehouse | 2025-07-30 | 2025-07-16 | 0
4500592686-[10] | 908321101 : SWGR,SMART RMU OD,3LBS+1CB,13.8KV,400A | RMU | ROH | RMU0000000007 | 2L1T SRMU Operating LBS1 Mechanism Plate UV Screening | 96 | 0 | 96 | PR Required | - | PR |  | SEP |  | RY01-Riyadh Central Warehouse | 2025-07-30 | 2025-07-16 | 0
4500592686-[10] | 908321101 : SWGR,SMART RMU OD,3LBS+1CB,13.8KV,400A | RMU | ROH | RMU0000000008 | 2L1T SRMU Operating CB Mechanism Plate UV Screening | 96 | 0 | 96 | PR Required | - | PR |  | SEP |  | RY01-Riyadh Central Warehouse | 2025-07-30 | 2025-07-16 | 0
4500592686-[10] | 908321101 : SWGR,SMART RMU OD,3LBS+1CB,13.8KV,400A | RMU | ROH | RMU0000000009 | 2L1T SRMU Operating LBS2 Mechanism Plate UV Screening | 96 | 0 | 96 | PR Required | - | PR |  | SEP |  | RY01-Riyadh Central Warehouse | 2025-07-30 | 2025-07-16 | 0
4500592686-[10] | 908321101 : SWGR,SMART RMU OD,3LBS+1CB,13.8KV,400A | RMU | ROH | RMU0000000010 | 2L1T SRMU Cable test door UV Screening | 288 | 0 | 288 | PR Required | - | PR |  | SEP |  | RY01-Riyadh Central Warehouse | 2025-07-30 | 2025-07-16 | 0
4500592686-[10] | 908321101 : SWGR,SMART RMU OD,3LBS+1CB,13.8KV,400A | RMU | ROH | SEP30124 | WIREMESH(30X1X20) gauze Stainless steel | 6.72 | 6.72 | 0 | free_stock | PO-SEP-7046-[5] | PO | 2025-11-30 | Outer Enclosure |  | RY01-Riyadh Central Warehouse | 2025-07-30 | 2025-07-16 | 137 | China Star (Dalian) Industry Co., Ltd. | PR Bulk material for Plant B
4500592686-[10] | 908321101 : SWGR,SMART RMU OD,3LBS+1CB,13.8KV,400A | RMU | ROH | SEP30124 | WIREMESH(30X1X20) gauze Stainless steel | 10.78 | 10.78 | 0 | free_stock | PO-SEP-7046-[5] | PO | 2025-11-30 | Outer Enclosure |  | RY01-Riyadh Central Warehouse | 2025-07-30 | 2025-07-16 | 137 | China Star (Dalian) Industry Co., Ltd. | PR Bulk material for Plant B
4500592686-[10] | 908321101 : SWGR,SMART RMU OD,3LBS+1CB,13.8KV,400A | RMU | ROH | SEP60001 | He Gas consumption | 7.44 | 7.44 | 0 | free_stock | PO-SEP-6589-[1] | PO | 2025-09-30 | SEP |  | RY01-Riyadh Central Warehouse | 2025-07-30 | 2025-07-16 | 76 | JACKO GASES COMPANY | Helium (He), gas, purity: 99.999%, grade 5.0, filled in K type steel cylinder, 136 Bar | 1 | 30-08-2025
4500592686-[10] | 908321101 : SWGR,SMART RMU OD,3LBS+1CB,13.8KV,400A | RMU | ROH | SEP60002 | SF6 Gas consumption - 3 Way | 727 | 9 | 718 | free_stock | PO-SEP-6589-[2] | PO | 2025-09-30 | SEP |  | RY01-Riyadh Central Warehouse | 2025-07-30 | 2025-07-16 | 76 | JACKO GASES COMPANY | Helium (He), gas, purity: 99.999%, grade 5.0, filled in K type steel cylinder, 136 Bar | 10 | 19-07-2025
4500592686-[10] | 908321101 : SWGR,SMART RMU OD,3LBS+1CB,13.8KV,400A | RMU | ROH | SEP60002 | SF6 Gas consumption - 3 Way | 718 | 15 | 703 | free_stock | PO-SEP-7687-[6] | PO | 2025-12-31 | SEP |  | RY01-Riyadh Central Warehouse | 2025-07-30 | 2025-07-16 | 168 | Air Products Abdullah Hashim industrial gases | SF6 Gas, filled in 40K type cylinder, valve DIN6, Regulator B17
4500592686-[10] | 908321101 : SWGR,SMART RMU OD,3LBS+1CB,13.8KV,400A | RMU | ROH | SEP60002 | SF6 Gas consumption - 3 Way | 703 | 13 | 690 | free_stock | PO-SEP-8373-[1] | PO | 2025-12-31 | SEP |  | RY01-Riyadh Central Warehouse | 2025-07-30 | 2025-07-16 | 168 | JACKO GASES COMPANY | SF6 Gas, filled in 40K type cylinder, valve DIN6, Regulator B17 | 5 | 25-10-2025
4500592686-[10] | 908321101 : SWGR,SMART RMU OD,3LBS+1CB,13.8KV,400A | RMU | ROH | SEP60002 | SF6 Gas consumption - 3 Way | 690 | 0 | 690 | PR Required | - | PR |  | SEP |  | RY01-Riyadh Central Warehouse | 2025-07-30 | 2025-07-16 | 0
4500592686-[10] | 908321101 : SWGR,SMART RMU OD,3LBS+1CB,13.8KV,400A | RMU | ROH | SEP60003 | N2 Gas consumption | 7.68 | 5 | 2.68 | free_stock | PO-SEP-8098-[3] | PO | 2025-12-31 | SEP |  | RY01-Riyadh Central Warehouse | 2025-07-30 | 2025-07-16 | 168 | JACKO GASES COMPANY | Helium (He), SF6,Nitrogen (N), Mix Argon 98%, Argon 99% & Mix Argon 80% Required for additional 100 Gas Tanks for RMU Factory
4500592686-[10] | 908321101 : SWGR,SMART RMU OD,3LBS+1CB,13.8KV,400A | RMU | ROH | SEP60003 | N2 Gas consumption | 2.68 | 2 | 0.68 | free_stock | PO-SEP-7558-[3] | PO | 2025-12-31 | SEP |  | RY01-Riyadh Central Warehouse | 2025-07-30 | 2025-07-16 | 168 | JACKO GASES COMPANY | Helium (He), SF6, Nitrogen (N), Argon 98%, Argon 99% and Argon 80%...
4500592686-[10] | 908321101 : SWGR,SMART RMU OD,3LBS+1CB,13.8KV,400A | RMU | ROH | SEP60003 | N2 Gas consumption | 0.68 | 0.68 | 0 | free_stock | PO-SEP-8098-[7] | PO | 2025-12-31 | SEP |  | RY01-Riyadh Central Warehouse | 2025-07-30 | 2025-07-16 | 168 | JACKO GASES COMPANY | Helium (He), SF6,Nitrogen (N), Mix Argon 98%, Argon 99% & Mix Argon 80% Required for additional 100 Gas Tanks for RMU Factory
4500592686-[10] | 908321101 : SWGR,SMART RMU OD,3LBS+1CB,13.8KV,400A | RMU | ROH | SEP60004 | Robot mixed gas | 158 | 22 | 136 | free_stock | PO-SEP-6589-[4] | PO | 2025-09-30 | SEP |  | RY01-Riyadh Central Warehouse | 2025-07-30 | 2025-07-16 | 76 | JACKO GASES COMPANY | Helium (He), gas, purity: 99.999%, grade 5.0, filled in K type steel cylinder, 136 Bar | 11 | 19-07-2025
4500592686-[10] | 908321101 : SWGR,SMART RMU OD,3LBS+1CB,13.8KV,400A | RMU | ROH | SEP60004 | Robot mixed gas | 136 | 60 | 76 | free_stock | PO-SEP-7687-[3] | PO | 2025-12-31 | SEP |  | RY01-Riyadh Central Warehouse | 2025-07-30 | 2025-07-16 | 168 | Air Products Abdullah Hashim industrial gases | SF6 Gas, filled in 40K type cylinder, valve DIN6, Regulator B17
4500592686-[10] | 908321101 : SWGR,SMART RMU OD,3LBS+1CB,13.8KV,400A | RMU | ROH | SEP60004 | Robot mixed gas | 76 | 57 | 19 | free_stock | PO-SEP-7558-[4] | PO | 2025-12-31 | SEP |  | RY01-Riyadh Central Warehouse | 2025-07-30 | 2025-07-16 | 168 | JACKO GASES COMPANY | Helium (He), SF6, Nitrogen (N), Argon 98%, Argon 99% and Argon 80%... | 3 | 25-10-2025
4500592686-[10] | 908321101 : SWGR,SMART RMU OD,3LBS+1CB,13.8KV,400A | RMU | ROH | SEP60004 | Robot mixed gas | 19 | 19 | 0 | free_stock | PO-SEP-8098-[4] | PO | 2025-12-31 | SEP |  | RY01-Riyadh Central Warehouse | 2025-07-30 | 2025-07-16 | 168 | JACKO GASES COMPANY | Helium (He), SF6,Nitrogen (N), Mix Argon 98%, Argon 99% & Mix Argon 80% Required for additional 100 Gas Tanks for RMU Factory
4500592686-[10] | 908321101 : SWGR,SMART RMU OD,3LBS+1CB,13.8KV,400A | RMU | ROH | SEP60005 | Argon gas | 104.4 | 74 | 30.4 | free_stock | PO-SEP-7647-[1] | PO | 2025-12-31 | SEP |  | RY01-Riyadh Central Warehouse | 2025-07-30 | 2025-07-16 | 168 | JACKO GASES COMPANY | Argon, gas, purity: 99.998%, filled in K type industrial grade steel cylinder, 40L, at pressure 2000 PSIG. | 5 | 27-09-2025
4500592686-[10] | 908321101 : SWGR,SMART RMU OD,3LBS+1CB,13.8KV,400A | RMU | ROH | SEP60005 | Argon gas | 30.4 | 21 | 9.4 | free_stock | PO-SEP-7687-[4] | PO | 2025-12-31 | SEP |  | RY01-Riyadh Central Warehouse | 2025-07-30 | 2025-07-16 | 168 | Air Products Abdullah Hashim industrial gases | SF6 Gas, filled in 40K type cylinder, valve DIN6, Regulator B17
4500592686-[10] | 908321101 : SWGR,SMART RMU OD,3LBS+1CB,13.8KV,400A | RMU | ROH | SEP60005 | Argon gas | 9.4 | 0 | 9.4 | PR Required | - | PR |  | SEP |  | RY01-Riyadh Central Warehouse | 2025-07-30 | 2025-07-16 | 0
4500592686-[10] | 908321101 : SWGR,SMART RMU OD,3LBS+1CB,13.8KV,400A | RMU | ROH | SEP60006 | Stud Bolt welding - Mixed Gas | 67.8 | 18 | 49.8 | free_stock | PO-SEP-6589-[7] | PO | 2025-09-30 | SEP |  | RY01-Riyadh Central Warehouse | 2025-07-30 | 2025-07-16 | 76 | JACKO GASES COMPANY | Helium (He), gas, purity: 99.999%, grade 5.0, filled in K type steel cylinder, 136 Bar | 2 | 18-06-2025
4500592686-[10] | 908321101 : SWGR,SMART RMU OD,3LBS+1CB,13.8KV,400A | RMU | ROH | SEP60006 | Stud Bolt welding - Mixed Gas | 49.8 | 6 | 43.8 | free_stock | PO-SEP-6589-[6] | PO | 2025-09-30 | SEP |  | RY01-Riyadh Central Warehouse | 2025-07-30 | 2025-07-16 | 76 | JACKO GASES COMPANY | Helium (He), gas, purity: 99.999%, grade 5.0, filled in K type steel cylinder, 136 Bar | 3 | 30-07-2025
4500592686-[10] | 908321101 : SWGR,SMART RMU OD,3LBS+1CB,13.8KV,400A | RMU | ROH | SEP60006 | Stud Bolt welding - Mixed Gas | 43.8 | 12 | 31.8 | free_stock | PO-SEP-7558-[6] | PO | 2025-12-31 | SEP |  | RY01-Riyadh Central Warehouse | 2025-07-30 | 2025-07-16 | 168 | JACKO GASES COMPANY | Helium (He), SF6, Nitrogen (N), Argon 98%, Argon 99% and Argon 80%...
4500592686-[10] | 908321101 : SWGR,SMART RMU OD,3LBS+1CB,13.8KV,400A | RMU | ROH | SEP60006 | Stud Bolt welding - Mixed Gas | 31.8 | 12 | 19.8 | free_stock | PO-SEP-7687-[5] | PO | 2025-12-31 | SEP |  | RY01-Riyadh Central Warehouse | 2025-07-30 | 2025-07-16 | 168 | Air Products Abdullah Hashim industrial gases | SF6 Gas, filled in 40K type cylinder, valve DIN6, Regulator B17
4500592686-[10] | 908321101 : SWGR,SMART RMU OD,3LBS+1CB,13.8KV,400A | RMU | ROH | SEP60006 | Stud Bolt welding - Mixed Gas | 19.8 | 10 | 9.8 | free_stock | PO-SEP-8098-[6] | PO | 2025-12-31 | SEP |  | RY01-Riyadh Central Warehouse | 2025-07-30 | 2025-07-16 | 168 | JACKO GASES COMPANY | Helium (He), SF6,Nitrogen (N), Mix Argon 98%, Argon 99% & Mix Argon 80% Required for additional 100 Gas Tanks for RMU Factory
4500592686-[10] | 908321101 : SWGR,SMART RMU OD,3LBS+1CB,13.8KV,400A | RMU | ROH | SEP60006 | Stud Bolt welding - Mixed Gas | 9.8 | 2 | 7.8 | free_stock | PO-SEP-6470-[9] | PO | 2025-12-31 | SEP |  | RY01-Riyadh Central Warehouse | 2025-07-30 | 2025-07-16 | 168 | JACKO GASES COMPANY | SF6 Gas consumption - 3 Way
4500592686-[10] | 908321101 : SWGR,SMART RMU OD,3LBS+1CB,13.8KV,400A | RMU | ROH | SEP60006 | Stud Bolt welding - Mixed Gas | 7.8 | 0 | 7.8 | PR Required | - | PR |  | SEP |  | RY01-Riyadh Central Warehouse | 2025-07-30 | 2025-07-16 | 0
4500592686-[10] | 908321101 : SWGR,SMART RMU OD,3LBS+1CB,13.8KV,400A | RMU | ROH | RMU000000173 | Plate, Bottom, Cable Room, 3-2 | 288 | 0 | 288 | PR Required | - | PR |  | SEP | Automated: Replaced 8DF.0818.1209D by RMU000000173. Automated: Replaced 8DF.0818.1209D by RMU000000173. | RY01-Riyadh Central Warehouse | 2025-07-30 | 2025-07-16 | 0
4500592686-[10] | 908321101 : SWGR,SMART RMU OD,3LBS+1CB,13.8KV,400A | RMU | ROH | CM0000001949 | Sprit, Cleaning | 48 | 0 | 48 | PR Required | - | PR |  | SEP | Automated: Replaced DF240424024 by CM0000001949. Automated: Replaced DF240424024 by CM0000001949. | RY01-Riyadh Central Warehouse | 2025-07-30 | 2025-07-16 | 0
4500592686-[10] | 908321101 : SWGR,SMART RMU OD,3LBS+1CB,13.8KV,400A | RMU |  | SEP11242 | Wire,Control, Black, 6.0 Sq.mm, BVR | 576 | 0 | 576 | PR Required | - | PR |  | DFE-LV | Automated: Replaced DF250318001 by RMU000000138. Automated: Replaced RMU000000138 by SEP11242. Automated: Replaced DF250318001 by RMU000000138. Automated: Replaced RMU000000138 by SEP11242. | RY01-Riyadh Central Warehouse | 2025-07-30 | 2025-07-16 | 0
4500592686-[10] | 908321101 : SWGR,SMART RMU OD,3LBS+1CB,13.8KV,400A | RMU |  | SEP12187 | Lugs, Terminal O-Type, Pre Insulated, Blue ¦ HRV5.5-10 | 96 | 0 | 96 | PR Required | - | PR |  | DFE-LV | Automated: Replaced DF250318002 by RMU000000139. Automated: Replaced RMU000000139 by SEP12187. Automated: Replaced DF250318002 by RMU000000139. Automated: Replaced RMU000000139 by SEP12187. | RY01-Riyadh Central Warehouse | 2025-07-30 | 2025-07-16 | 0
4500592686-[10] | 908321101 : SWGR,SMART RMU OD,3LBS+1CB,13.8KV,400A | RMU |  | RMU000000175 | Protection Process Diagram | 96 | 0 | 96 | PR Required | - | PR |  | SEP | Automated: Replaced DF250418001 by RMU000000175. Automated: Replaced DF250418001 by RMU000000175. | RY01-Riyadh Central Warehouse | 2025-07-30 | 2025-07-16 | 0
4500592697-[20] | 908321106 : SWGR,SMRT RMU OD,2LBS+1CB,13.8KV,400A | RMU | HALB | 1W0011-R0001 | Pre Wiring Ladies Section | 289 | 0 | 289 | PR Required | - | PR |  | SEP |  | JD01-Jeddah Central Warehouse | 2025-07-30 | 2025-07-16 | 0
4500592697-[20] | 908321106 : SWGR,SMRT RMU OD,2LBS+1CB,13.8KV,400A | RMU | HALB | 1W0011-R0003 | LV Box Wiring termination (All Electrical Components) | 289 | 0 | 289 | PR Required | - | PR |  | SEP |  | JD01-Jeddah Central Warehouse | 2025-07-30 | 2025-07-16 | 0
4500592697-[20] | 908321106 : SWGR,SMRT RMU OD,2LBS+1CB,13.8KV,400A | RMU | HALB | 1W0011-R0004 | Wiring Integration (CT + VT +EFI) | 289 | 0 | 289 | PR Required | - | PR |  | SEP |  | JD01-Jeddah Central Warehouse | 2025-07-30 | 2025-07-16 | 0
4500592697-[20] | 908321106 : SWGR,SMRT RMU OD,2LBS+1CB,13.8KV,400A | RMU | HALB | 8BP.0818.0002 | Loop sign | 867 | 0 | 867 | PR Required | - | PR |  | SEP |  | JD01-Jeddah Central Warehouse | 2025-07-30 | 2025-07-16 | 0
4500592697-[20] | 908321106 : SWGR,SMRT RMU OD,2LBS+1CB,13.8KV,400A | RMU | HALB | 8BP.0818.0006 | BATTERY LABEL | 289 | 0 | 289 | PR Required | - | PR |  | SEP |  | JD01-Jeddah Central Warehouse | 2025-07-30 | 2025-07-16 | 0
4500592697-[20] | 908321106 : SWGR,SMRT RMU OD,2LBS+1CB,13.8KV,400A | RMU | HALB | 8BP.0818.0007 | INSTRUMENT DOOR LEFT PANEL LABEL | 289 | 0 | 289 | PR Required | - | PR |  | SEP |  | JD01-Jeddah Central Warehouse | 2025-07-30 | 2025-07-16 | 0
4500592697-[20] | 908321106 : SWGR,SMRT RMU OD,2LBS+1CB,13.8KV,400A | RMU | HALB | 8BP.0818.0008 | INSTRUMENT ROOM COMPONENT LABEL(LARGE) | 289 | 0 | 289 | PR Required | - | PR |  | SEP |  | JD01-Jeddah Central Warehouse | 2025-07-30 | 2025-07-16 | 0
4500592697-[20] | 908321106 : SWGR,SMRT RMU OD,2LBS+1CB,13.8KV,400A | RMU | HALB | 8BP.0818.0009 | INSTRUMENT INDOOR LABEL | 289 | 0 | 289 | PR Required | - | PR |  | SEP |  | JD01-Jeddah Central Warehouse | 2025-07-30 | 2025-07-16 | 0
4500592697-[20] | 908321106 : SWGR,SMRT RMU OD,2LBS+1CB,13.8KV,400A | RMU | HALB | 8BP.0818.0010 | INSTRUMENT ROOM COMPONENT LABEL(SMALL) | 289 | 0 | 289 | PR Required | - | PR |  | SEP |  | JD01-Jeddah Central Warehouse | 2025-07-30 | 2025-07-16 | 0
4500592697-[20] | 908321106 : SWGR,SMRT RMU OD,2LBS+1CB,13.8KV,400A | RMU | HALB | 8DF-052-0055 | Grounding plate | 289 | 0 | 289 | PR Required | - | PR |  | SEP |  | JD01-Jeddah Central Warehouse | 2025-07-30 | 2025-07-16 | 0
4500592697-[20] | 908321106 : SWGR,SMRT RMU OD,2LBS+1CB,13.8KV,400A | RMU | HALB | 8DF-062-0014(A) | Transformer mounting plate 1 (CHUANGYIN) | 289 | 0 | 289 | PR Required | - | PR |  | SEP |  | JD01-Jeddah Central Warehouse | 2025-07-30 | 2025-07-16 | 0
4500592697-[20] | 908321106 : SWGR,SMRT RMU OD,2LBS+1CB,13.8KV,400A | RMU | HALB | 8DF-062-0015A | Transformer mounting plate 2 (CHUANGYIN) | 289 | 0 | 289 | PR Required | - | PR |  | SEP |  | JD01-Jeddah Central Warehouse | 2025-07-30 | 2025-07-16 | 0
4500592697-[20] | 908321106 : SWGR,SMRT RMU OD,2LBS+1CB,13.8KV,400A | RMU | HALB | 8DF-270-0007 | Grounding bar protection plate | 289 | 0 | 289 | PR Required | - | PR |  | SEP |  | JD01-Jeddah Central Warehouse | 2025-07-30 | 2025-07-16 | 0
4500592697-[20] | 908321106 : SWGR,SMRT RMU OD,2LBS+1CB,13.8KV,400A | RMU | HALB | 8DF.0815.1025 | Casing protection plate 1 | 289 | 0 | 289 | PR Required | - | PR |  | SEP |  | JD01-Jeddah Central Warehouse | 2025-07-30 | 2025-07-16 | 0
4500592697-[20] | 908321106 : SWGR,SMRT RMU OD,2LBS+1CB,13.8KV,400A | RMU | HALB | 8DF.0815.1026 | Casing protection plate 2 | 289 | 0 | 289 | PR Required | - | PR |  | SEP |  | JD01-Jeddah Central Warehouse | 2025-07-30 | 2025-07-16 | 0
4500592697-[20] | 908321106 : SWGR,SMRT RMU OD,2LBS+1CB,13.8KV,400A | RMU | HALB | 8DF.0815.1027 | Casing protection plate 3 | 289 | 0 | 289 | PR Required | - | PR |  | SEP |  | JD01-Jeddah Central Warehouse | 2025-07-30 | 2025-07-16 | 0
4500592697-[20] | 908321106 : SWGR,SMRT RMU OD,2LBS+1CB,13.8KV,400A | RMU | HALB | 8DF.0815.1081 | Ground bar 1 | 289 | 0 | 289 | PR Required | - | PR |  | SEP |  | JD01-Jeddah Central Warehouse | 2025-07-30 | 2025-07-16 | 0
4500592697-[20] | 908321106 : SWGR,SMRT RMU OD,2LBS+1CB,13.8KV,400A | RMU | HALB | 8DF.0815.1082 | Ground bar 2 | 289 | 0 | 289 | PR Required | - | PR |  | SEP |  | JD01-Jeddah Central Warehouse | 2025-07-30 | 2025-07-16 | 0
4500592697-[20] | 908321106 : SWGR,SMRT RMU OD,2LBS+1CB,13.8KV,400A | RMU | HALB | 8DF.0815.1083 | Ground bar 3 | 289 | 0 | 289 | PR Required | - | PR |  | SEP |  | JD01-Jeddah Central Warehouse | 2025-07-30 | 2025-07-16 | 0
4500592697-[20] | 908321106 : SWGR,SMRT RMU OD,2LBS+1CB,13.8KV,400A | RMU | HALB | 8DF.0815.1084 | Ground bar 4 | 289 | 0 | 289 | PR Required | - | PR |  | SEP |  | JD01-Jeddah Central Warehouse | 2025-07-30 | 2025-07-16 | 0
4500592697-[20] | 908321106 : SWGR,SMRT RMU OD,2LBS+1CB,13.8KV,400A | RMU | HALB | 8DF.0815.1086 | Ground bar 6 | 289 | 0 | 289 | PR Required | - | PR |  | SEP |  | JD01-Jeddah Central Warehouse | 2025-07-30 | 2025-07-16 | 0
4500592697-[20] | 908321106 : SWGR,SMRT RMU OD,2LBS+1CB,13.8KV,400A | RMU | HALB | 8DF.0815.1087 | Ground bar 7 | 289 | 0 | 289 | PR Required | - | PR |  | SEP |  | JD01-Jeddah Central Warehouse | 2025-07-30 | 2025-07-16 | 0
4500592697-[20] | 908321106 : SWGR,SMRT RMU OD,2LBS+1CB,13.8KV,400A | RMU | HALB | 8DF.0815.1242 | Cable room protection panel 4 | 578 | 0 | 578 | PR Required | - | PR |  | SEP |  | JD01-Jeddah Central Warehouse | 2025-07-30 | 2025-07-16 | 0
4500592697-[20] | 908321106 : SWGR,SMRT RMU OD,2LBS+1CB,13.8KV,400A | RMU | HALB | 8DF.0815.1260 | POWER MODULE MOUNTING PLATE | 289 | 0 | 289 | PR Required | - | PR |  | SEP |  | JD01-Jeddah Central Warehouse | 2025-07-30 | 2025-07-16 | 0
4500592697-[20] | 908321106 : SWGR,SMRT RMU OD,2LBS+1CB,13.8KV,400A | RMU | HALB | 8DF.0817.0607 | Cable binding clip | 1445 | 0 | 1445 | PR Required | - | PR |  | SEP |  | JD01-Jeddah Central Warehouse | 2025-07-30 | 2025-07-16 | 0
4500592697-[20] | 908321106 : SWGR,SMRT RMU OD,2LBS+1CB,13.8KV,400A | RMU | HALB | 8DF.0818.1001(A) | lower left side panel | 289 | 0 | 289 | PR Required | - | PR |  | SEP |  | JD01-Jeddah Central Warehouse | 2025-07-30 | 2025-07-16 | 0
4500592697-[20] | 908321106 : SWGR,SMRT RMU OD,2LBS+1CB,13.8KV,400A | RMU | HALB | 8DF.0818.1002(A) | lower right side panel | 289 | 0 | 289 | PR Required | - | PR |  | SEP |  | JD01-Jeddah Central Warehouse | 2025-07-30 | 2025-07-16 | 0
4500592697-[20] | 908321106 : SWGR,SMRT RMU OD,2LBS+1CB,13.8KV,400A | RMU | HALB | 8DF.0818.1006(A) | Front center cross member | 289 | 0 | 289 | PR Required | - | PR |  | SEP |  | JD01-Jeddah Central Warehouse | 2025-07-30 | 2025-07-16 | 0
4500592697-[20] | 908321106 : SWGR,SMRT RMU OD,2LBS+1CB,13.8KV,400A | RMU | HALB | 8DF.0818.1007 | Front bottom cross member | 289 | 0 | 289 | PR Required | - | PR |  | SEP |  | JD01-Jeddah Central Warehouse | 2025-07-30 | 2025-07-16 | 0
4500592697-[20] | 908321106 : SWGR,SMRT RMU OD,2LBS+1CB,13.8KV,400A | RMU | HALB | 8DF.0818.1008 | Rear bottom cross member | 289 | 0 | 289 | PR Required | - | PR |  | SEP |  | JD01-Jeddah Central Warehouse | 2025-07-30 | 2025-07-16 | 0
4500592697-[20] | 908321106 : SWGR,SMRT RMU OD,2LBS+1CB,13.8KV,400A | RMU | HALB | 8DF.0818.1009 | Rear center cross member | 289 | 0 | 289 | PR Required | - | PR |  | SEP |  | JD01-Jeddah Central Warehouse | 2025-07-30 | 2025-07-16 | 0
4500592697-[20] | 908321106 : SWGR,SMRT RMU OD,2LBS+1CB,13.8KV,400A | RMU | HALB | 8DF.0818.1010(A) | vertical partition | 289 | 0 | 289 | PR Required | - | PR |  | SEP |  | JD01-Jeddah Central Warehouse | 2025-07-30 | 2025-07-16 | 0
4500592697-[20] | 908321106 : SWGR,SMRT RMU OD,2LBS+1CB,13.8KV,400A | RMU | HALB | 8DF.0818.1011 | Partition door frame (Bend Up) | 289 | 0 | 289 | PR Required | - | PR |  | SEP |  | JD01-Jeddah Central Warehouse | 2025-07-30 | 2025-07-16 | 0
4500592697-[20] | 908321106 : SWGR,SMRT RMU OD,2LBS+1CB,13.8KV,400A | RMU | HALB | 8DF.0818.1011B | Partition door frame (Bend Down) | 289 | 0 | 289 | PR Required | - | PR |  | SEP |  | JD01-Jeddah Central Warehouse | 2025-07-30 | 2025-07-16 | 0
4500592697-[20] | 908321106 : SWGR,SMRT RMU OD,2LBS+1CB,13.8KV,400A | RMU | HALB | 8DF.0818.1012 | Bottom plate pressure relief piece | 867 | 0 | 867 | PR Required | - | PR |  | SEP |  | JD01-Jeddah Central Warehouse | 2025-07-30 | 2025-07-16 | 0
4500592697-[20] | 908321106 : SWGR,SMRT RMU OD,2LBS+1CB,13.8KV,400A | RMU | HALB | 8DF.0818.1015 | Cable room bottom plate 1 | 578 | 0 | 578 | PR Required | - | PR |  | SEP |  | JD01-Jeddah Central Warehouse | 2025-07-30 | 2025-07-16 | 0
4500592697-[20] | 908321106 : SWGR,SMRT RMU OD,2LBS+1CB,13.8KV,400A | RMU | HALB | 8DF.0818.1016A | Cable room bottom plate 2 | 1156 | 0 | 1156 | PR Required | - | PR |  | SEP |  | JD01-Jeddah Central Warehouse | 2025-07-30 | 2025-07-16 | 0
4500592697-[20] | 908321106 : SWGR,SMRT RMU OD,2LBS+1CB,13.8KV,400A | RMU | HALB | 8DF.0818.1018 | Cable clamp 1 | 578 | 0 | 578 | PR Required | - | PR |  | SEP |  | JD01-Jeddah Central Warehouse | 2025-07-30 | 2025-07-16 | 0
4500592697-[20] | 908321106 : SWGR,SMRT RMU OD,2LBS+1CB,13.8KV,400A | RMU | HALB | 8DF.0818.1019A | Cable clamp 2 | 1156 | 0 | 1156 | PR Required | - | PR |  | SEP |  | JD01-Jeddah Central Warehouse | 2025-07-30 | 2025-07-16 | 0
4500592697-[20] | 908321106 : SWGR,SMRT RMU OD,2LBS+1CB,13.8KV,400A | RMU | HALB | 8DF.0818.1020 | Cable room protection panel 1 | 1156 | 0 | 1156 | PR Required | - | PR |  | SEP |  | JD01-Jeddah Central Warehouse | 2025-07-30 | 2025-07-16 | 0
4500592697-[20] | 908321106 : SWGR,SMRT RMU OD,2LBS+1CB,13.8KV,400A | RMU | HALB | 8DF.0818.1021 | Cable room protection panel 2 | 867 | 0 | 867 | PR Required | - | PR |  | SEP |  | JD01-Jeddah Central Warehouse | 2025-07-30 | 2025-07-16 | 0
4500592697-[20] | 908321106 : SWGR,SMRT RMU OD,2LBS+1CB,13.8KV,400A | RMU | HALB | 8DF.0818.1022 | Cable room protection panel 3 | 867 | 0 | 867 | PR Required | - | PR |  | SEP |  | JD01-Jeddah Central Warehouse | 2025-07-30 | 2025-07-16 | 0
4500592697-[20] | 908321106 : SWGR,SMRT RMU OD,2LBS+1CB,13.8KV,400A | RMU | HALB | 8DF.0818.1026 | Cable room door upper handle | 867 | 0 | 867 | PR Required | - | PR |  | SEP |  | JD01-Jeddah Central Warehouse | 2025-07-30 | 2025-07-16 | 0
4500592697-[20] | 908321106 : SWGR,SMRT RMU OD,2LBS+1CB,13.8KV,400A | RMU | HALB | 8DF.0818.1027 | Cable room door inner handle | 867 | 0 | 867 | PR Required | - | PR |  | SEP |  | JD01-Jeddah Central Warehouse | 2025-07-30 | 2025-07-16 | 0
4500592697-[20] | 908321106 : SWGR,SMRT RMU OD,2LBS+1CB,13.8KV,400A | RMU | HALB | 8DF.0818.1031A | Left side cover | 289 | 0 | 289 | PR Required | - | PR |  | SEP |  | JD01-Jeddah Central Warehouse | 2025-07-30 | 2025-07-16 | 0
4500592697-[20] | 908321106 : SWGR,SMRT RMU OD,2LBS+1CB,13.8KV,400A | RMU | HALB | 8DF.0818.1032A | Right side cover | 289 | 0 | 289 | PR Required | - | PR |  | SEP |  | JD01-Jeddah Central Warehouse | 2025-07-30 | 2025-07-16 | 0
4500592697-[20] | 908321106 : SWGR,SMRT RMU OD,2LBS+1CB,13.8KV,400A | RMU | HALB | 8DF.0818.1033A | Upper sealing plate | 289 | 0 | 289 | PR Required | - | PR |  | SEP |  | JD01-Jeddah Central Warehouse | 2025-07-30 | 2025-07-16 | 0
4500592697-[20] | 908321106 : SWGR,SMRT RMU OD,2LBS+1CB,13.8KV,400A | RMU | HALB | 8DF.0818.1034A | Lower sealing plate | 289 | 0 | 289 | PR Required | - | PR |  | SEP |  | JD01-Jeddah Central Warehouse | 2025-07-30 | 2025-07-16 | 0
4500592697-[20] | 908321106 : SWGR,SMRT RMU OD,2LBS+1CB,13.8KV,400A | RMU | HALB | 8DF.0818.1035(A) | CB Agency Panel | 289 | 0 | 289 | PR Required | - | PR |  | SEP |  | JD01-Jeddah Central Warehouse | 2025-07-30 | 2025-07-16 | 0
4500592697-[20] | 908321106 : SWGR,SMRT RMU OD,2LBS+1CB,13.8KV,400A | RMU | HALB | 8DF.0818.1036 | Cable Test Box | 578 | 0 | 578 | PR Required | - | PR |  | SEP |  | JD01-Jeddah Central Warehouse | 2025-07-30 | 2025-07-16 | 0
4500592697-[20] | 908321106 : SWGR,SMRT RMU OD,2LBS+1CB,13.8KV,400A | RMU | HALB | 8DF.0818.1039 | File Holder | 289 | 0 | 289 | PR Required | - | PR |  | SEP |  | JD01-Jeddah Central Warehouse | 2025-07-30 | 2025-07-16 | 0
4500592697-[20] | 908321106 : SWGR,SMRT RMU OD,2LBS+1CB,13.8KV,400A | RMU | HALB | 8DF.0818.1041 | Mechanism room fixing block | 1445 | 0 | 1445 | PR Required | - | PR |  | SEP |  | JD01-Jeddah Central Warehouse | 2025-07-30 | 2025-07-16 | 0
4500592697-[20] | 908321106 : SWGR,SMRT RMU OD,2LBS+1CB,13.8KV,400A | RMU | HALB | 8DF.0818.1042 | Mechanism room fixing plate | 289 | 0 | 289 | PR Required | - | PR |  | SEP |  | JD01-Jeddah Central Warehouse | 2025-07-30 | 2025-07-16 | 0
4500592697-[20] | 908321106 : SWGR,SMRT RMU OD,2LBS+1CB,13.8KV,400A | RMU | HALB | 8DF.0818.1043 | Mechanism room fixed plate 2 | 289 | 0 | 289 | PR Required | - | PR |  | SEP |  | JD01-Jeddah Central Warehouse | 2025-07-30 | 2025-07-16 | 0
4500592697-[20] | 908321106 : SWGR,SMRT RMU OD,2LBS+1CB,13.8KV,400A | RMU | HALB | 8DF.0818.1044 | Mechanism room fixed block 2 | 1445 | 0 | 1445 | PR Required | - | PR |  | SEP |  | JD01-Jeddah Central Warehouse | 2025-07-30 | 2025-07-16 | 0
4500592697-[20] | 908321106 : SWGR,SMRT RMU OD,2LBS+1CB,13.8KV,400A | RMU | HALB | 8DF.0818.1050 | Cable room door | 867 | 0 | 867 | PR Required | - | PR |  | SEP |  | JD01-Jeddah Central Warehouse | 2025-07-30 | 2025-07-16 | 0
4500592697-[20] | 908321106 : SWGR,SMRT RMU OD,2LBS+1CB,13.8KV,400A | RMU | HALB | 8DF.0818.1051 | Cable room partition | 867 | 0 | 867 | PR Required | - | PR |  | SEP |  | JD01-Jeddah Central Warehouse | 2025-07-30 | 2025-07-16 | 0
4500592697-[20] | 908321106 : SWGR,SMRT RMU OD,2LBS+1CB,13.8KV,400A | RMU | ROH | 8DF.0818.1115 | left support plate | 594 | 0 | 594 | PR Required | - | PR |  | Outer Enclosure |  | JD01-Jeddah Central Warehouse | 2025-07-30 | 2025-07-16 | 0
4500592697-[20] | 908321106 : SWGR,SMRT RMU OD,2LBS+1CB,13.8KV,400A | RMU | HALB | 8DF.0818.1209A | CABLE ROOM BOTTOM PLATE 3 | 289 | 0 | 289 | PR Required | - | PR |  | SEP |  | JD01-Jeddah Central Warehouse | 2025-07-30 | 2025-07-16 | 0
4500592697-[20] | 908321106 : SWGR,SMRT RMU OD,2LBS+1CB,13.8KV,400A | RMU | HALB | 8DF.0818.1209C | CABLE ROOM BOTTOM PLATE 3-1 | 578 | 0 | 578 | PR Required | - | PR |  | SEP |  | JD01-Jeddah Central Warehouse | 2025-07-30 | 2025-07-16 | 0
4500592697-[20] | 908321106 : SWGR,SMRT RMU OD,2LBS+1CB,13.8KV,400A | RMU | HALB | 8DF.0818.1220 | Instrument room left sealing panel | 289 | 0 | 289 | PR Required | - | PR |  | SEP |  | JD01-Jeddah Central Warehouse | 2025-07-30 | 2025-07-16 | 0
4500592697-[20] | 908321106 : SWGR,SMRT RMU OD,2LBS+1CB,13.8KV,400A | RMU | HALB | 8DF.0818.1221(A) | CVC Instrument Room Floor | 289 | 0 | 289 | PR Required | - | PR |  | SEP |  | JD01-Jeddah Central Warehouse | 2025-07-30 | 2025-07-16 | 0
4500592697-[20] | 908321106 : SWGR,SMRT RMU OD,2LBS+1CB,13.8KV,400A | RMU | HALB | 8DF.0818.1222 | Instrument room roof | 289 | 0 | 289 | PR Required | - | PR |  | SEP |  | JD01-Jeddah Central Warehouse | 2025-07-30 | 2025-07-16 | 0
4500592697-[20] | 908321106 : SWGR,SMRT RMU OD,2LBS+1CB,13.8KV,400A | RMU | HALB | 8DF.0818.1223(A) | Instrument box right side sealing plate | 289 | 0 | 289 | PR Required | - | PR |  | SEP |  | JD01-Jeddah Central Warehouse | 2025-07-30 | 2025-07-16 | 0
4500592697-[20] | 908321106 : SWGR,SMRT RMU OD,2LBS+1CB,13.8KV,400A | RMU | HALB | 8DF.0818.1224 | Instrument room column | 289 | 0 | 289 | PR Required | - | PR |  | SEP |  | JD01-Jeddah Central Warehouse | 2025-07-30 | 2025-07-16 | 0
4500592697-[20] | 908321106 : SWGR,SMRT RMU OD,2LBS+1CB,13.8KV,400A | RMU | HALB | 8DF.0818.1225 | Left instrument door | 289 | 0 | 289 | PR Required | - | PR |  | SEP |  | JD01-Jeddah Central Warehouse | 2025-07-30 | 2025-07-16 | 0
4500592697-[20] | 908321106 : SWGR,SMRT RMU OD,2LBS+1CB,13.8KV,400A | RMU | HALB | 8DF.0818.1226 | Right instrument door | 289 | 0 | 289 | PR Required | - | PR |  | SEP |  | JD01-Jeddah Central Warehouse | 2025-07-30 | 2025-07-16 | 0
4500592697-[20] | 908321106 : SWGR,SMRT RMU OD,2LBS+1CB,13.8KV,400A | RMU | HALB | 8DF.0818.1227 | Instrument room vertical panel | 289 | 0 | 289 | PR Required | - | PR |  | SEP |  | JD01-Jeddah Central Warehouse | 2025-07-30 | 2025-07-16 | 0
4500592697-[20] | 908321106 : SWGR,SMRT RMU OD,2LBS+1CB,13.8KV,400A | RMU | HALB | 8DF.0818.1228 | LV terminal block bracket | 289 | 0 | 289 | PR Required | - | PR |  | SEP |  | JD01-Jeddah Central Warehouse | 2025-07-30 | 2025-07-16 | 0
4500592697-[20] | 908321106 : SWGR,SMRT RMU OD,2LBS+1CB,13.8KV,400A | RMU | HALB | 8DF.0818.1231 | Battery fixing plate | 289 | 0 | 289 | PR Required | - | PR |  | SEP |  | JD01-Jeddah Central Warehouse | 2025-07-30 | 2025-07-16 | 0
4500592697-[20] | 908321106 : SWGR,SMRT RMU OD,2LBS+1CB,13.8KV,400A | RMU | HALB | 8DF.0818.1232 | V Cable clamp fixing plate | 289 | 0 | 289 | PR Required | - | PR |  | SEP |  | JD01-Jeddah Central Warehouse | 2025-07-30 | 2025-07-16 | 0
4500592697-[20] | 908321106 : SWGR,SMRT RMU OD,2LBS+1CB,13.8KV,400A | RMU | HALB | 8DF.0818.1232A | C Cable clamp fixing plate | 578 | 0 | 578 | PR Required | - | PR |  | SEP |  | JD01-Jeddah Central Warehouse | 2025-07-30 | 2025-07-16 | 0
4500592697-[20] | 908321106 : SWGR,SMRT RMU OD,2LBS+1CB,13.8KV,400A | RMU | HALB | 8DF.0818.1234 | Ground bar bracket | 1734 | 0 | 1734 | PR Required | - | PR |  | SEP |  | JD01-Jeddah Central Warehouse | 2025-07-30 | 2025-07-16 | 0
4500592697-[20] | 908321106 : SWGR,SMRT RMU OD,2LBS+1CB,13.8KV,400A | RMU | HALB | 8DF.0818.1235(A) | Battery separator | 289 | 0 | 289 | PR Required | - | PR |  | SEP |  | JD01-Jeddah Central Warehouse | 2025-07-30 | 2025-07-16 | 0
4500592697-[20] | 908321106 : SWGR,SMRT RMU OD,2LBS+1CB,13.8KV,400A | RMU | HALB | 8DF.0818.1246(A) | LBS1 Agency Panel | 289 | 0 | 289 | PR Required | - | PR |  | SEP |  | JD01-Jeddah Central Warehouse | 2025-07-30 | 2025-07-16 | 0
4500592697-[20] | 908321106 : SWGR,SMRT RMU OD,2LBS+1CB,13.8KV,400A | RMU | HALB | 8DF.0818.1247(A) | LBS2 Agency Panel | 289 | 0 | 289 | PR Required | - | PR |  | SEP |  | JD01-Jeddah Central Warehouse | 2025-07-30 | 2025-07-16 | 0
4500592697-[20] | 908321106 : SWGR,SMRT RMU OD,2LBS+1CB,13.8KV,400A | RMU | HALB | 8DF.0818.1250A | Support plate 2 | 578 | 0 | 578 | PR Required | - | PR |  | SEP |  | JD01-Jeddah Central Warehouse | 2025-07-30 | 2025-07-16 | 0
4500592697-[20] | 908321106 : SWGR,SMRT RMU OD,2LBS+1CB,13.8KV,400A | RMU | HALB | 8DF.0818.1259 | Instrument door positioning plate | 578 | 0 | 578 | PR Required | - | PR |  | SEP |  | JD01-Jeddah Central Warehouse | 2025-07-30 | 2025-07-16 | 0
4500592697-[20] | 908321106 : SWGR,SMRT RMU OD,2LBS+1CB,13.8KV,400A | RMU | HALB | 8DF.0818.1261 | Stroke bracket 2 | 578 | 0 | 578 | PR Required | - | PR |  | SEP |  | JD01-Jeddah Central Warehouse | 2025-07-30 | 2025-07-16 | 0
4500592697-[20] | 908321106 : SWGR,SMRT RMU OD,2LBS+1CB,13.8KV,400A | RMU | HALB | 8DF.0818.1268 | Copper row hole protection plate | 289 | 0 | 289 | PR Required | - | PR |  | SEP |  | JD01-Jeddah Central Warehouse | 2025-07-30 | 2025-07-16 | 0
4500592697-[20] | 908321106 : SWGR,SMRT RMU OD,2LBS+1CB,13.8KV,400A | RMU | HALB | 8DF.0818.1271A | Copper row hole protection plate (extended) | 289 | 0 | 289 | PR Required | - | PR |  | SEP |  | JD01-Jeddah Central Warehouse | 2025-07-30 | 2025-07-16 | 0
4500592697-[20] | 908321106 : SWGR,SMRT RMU OD,2LBS+1CB,13.8KV,400A | RMU | HALB | 8DF.0818.1271B | Copper row hole protection plate (extended and fully sealed) | 289 | 0 | 289 | PR Required | - | PR |  | SEP |  | JD01-Jeddah Central Warehouse | 2025-07-30 | 2025-07-16 | 0
4500592697-[20] | 908321106 : SWGR,SMRT RMU OD,2LBS+1CB,13.8KV,400A | RMU | HALB | 8DF.0818.1297 | Pressure relief chamber rear cover | 578 | 0 | 578 | PR Required | - | PR |  | SEP |  | JD01-Jeddah Central Warehouse | 2025-07-30 | 2025-07-16 | 0
4500592697-[20] | 908321106 : SWGR,SMRT RMU OD,2LBS+1CB,13.8KV,400A | RMU | HALB | 8DF.0818.1298 | Partition door frame 2 | 578 | 0 | 578 | PR Required | - | PR |  | SEP |  | JD01-Jeddah Central Warehouse | 2025-07-30 | 2025-07-16 | 0
4500592697-[20] | 908321106 : SWGR,SMRT RMU OD,2LBS+1CB,13.8KV,400A | RMU | HALB | 8DF.0818.1299 | Battery pressure plate | 289 | 0 | 289 | PR Required | - | PR |  | SEP |  | JD01-Jeddah Central Warehouse | 2025-07-30 | 2025-07-16 | 0
4500592697-[20] | 908321106 : SWGR,SMRT RMU OD,2LBS+1CB,13.8KV,400A | RMU | HALB | 8DF.0818.1301 | Pressure relief chamber support beam | 289 | 0 | 289 | PR Required | - | PR |  | SEP |  | JD01-Jeddah Central Warehouse | 2025-07-30 | 2025-07-16 | 0
4500592697-[20] | 908321106 : SWGR,SMRT RMU OD,2LBS+1CB,13.8KV,400A | RMU | ROH | DF240110376 | Operating Handle | 297 | 0 | 297 | PR Required | - | PR |  | Outer Enclosure |  | JD01-Jeddah Central Warehouse | 2025-07-30 | 2025-07-16 | 0
4500592697-[20] | 908321106 : SWGR,SMRT RMU OD,2LBS+1CB,13.8KV,400A | RMU | ROH | DF240424022 | Threadlocker | 28.9 | 0 | 28.9 | PR Required | - | PR |  | SEP |  | JD01-Jeddah Central Warehouse | 2025-07-30 | 2025-07-16 | 0
4500592697-[20] | 908321106 : SWGR,SMRT RMU OD,2LBS+1CB,13.8KV,400A | RMU | ROH | DF240603043 | Glass glue | 14450 | 0 | 14450 | PR Required | - | PR |  | SEP |  | JD01-Jeddah Central Warehouse | 2025-07-30 | 2025-07-16 | 0
4500592697-[20] | 908321106 : SWGR,SMRT RMU OD,2LBS+1CB,13.8KV,400A | RMU | ROH | DF240603044 | Varnish (Epoxy anti-corrosion clear topcoat) | 2890 | 0 | 2890 | PR Required | - | PR |  | SEP |  | JD01-Jeddah Central Warehouse | 2025-07-30 | 2025-07-16 | 0
4500592697-[20] | 908321106 : SWGR,SMRT RMU OD,2LBS+1CB,13.8KV,400A | RMU | ROH | DF240612026 | Styrofoam | 14450 | 0 | 14450 | PR Required | - | PR |  | SEP |  | JD01-Jeddah Central Warehouse | 2025-07-30 | 2025-07-16 | 0
4500592697-[20] | 908321106 : SWGR,SMRT RMU OD,2LBS+1CB,13.8KV,400A | RMU | ROH | DF250318010 | Cross groove large pan head screw Stainless steel | 1414 | 1414 | 0 | free_stock | PR-SEP-0023731-[43] | PR |  | Outer Enclosure |  | JD01-Jeddah Central Warehouse | 2025-07-30 | 2025-07-16 | 0
4500592697-[20] | 908321106 : SWGR,SMRT RMU OD,2LBS+1CB,13.8KV,400A | RMU | ROH | RMU0000000006 | 2L1T SRMU Cable Door UV Screening | 867 | 0 | 867 | PR Required | - | PR |  | SEP |  | JD01-Jeddah Central Warehouse | 2025-07-30 | 2025-07-16 | 0
4500592697-[20] | 908321106 : SWGR,SMRT RMU OD,2LBS+1CB,13.8KV,400A | RMU | ROH | RMU0000000007 | 2L1T SRMU Operating LBS1 Mechanism Plate UV Screening | 289 | 0 | 289 | PR Required | - | PR |  | SEP |  | JD01-Jeddah Central Warehouse | 2025-07-30 | 2025-07-16 | 0
4500592697-[20] | 908321106 : SWGR,SMRT RMU OD,2LBS+1CB,13.8KV,400A | RMU | ROH | RMU0000000008 | 2L1T SRMU Operating CB Mechanism Plate UV Screening | 289 | 0 | 289 | PR Required | - | PR |  | SEP |  | JD01-Jeddah Central Warehouse | 2025-07-30 | 2025-07-16 | 0
4500592697-[20] | 908321106 : SWGR,SMRT RMU OD,2LBS+1CB,13.8KV,400A | RMU | ROH | RMU0000000009 | 2L1T SRMU Operating LBS2 Mechanism Plate UV Screening | 289 | 0 | 289 | PR Required | - | PR |  | SEP |  | JD01-Jeddah Central Warehouse | 2025-07-30 | 2025-07-16 | 0
4500592697-[20] | 908321106 : SWGR,SMRT RMU OD,2LBS+1CB,13.8KV,400A | RMU | ROH | RMU0000000010 | 2L1T SRMU Cable test door UV Screening | 578 | 0 | 578 | PR Required | - | PR |  | SEP |  | JD01-Jeddah Central Warehouse | 2025-07-30 | 2025-07-16 | 0
4500592697-[20] | 908321106 : SWGR,SMRT RMU OD,2LBS+1CB,13.8KV,400A | RMU | ROH | SEP30124 | WIREMESH(30X1X20) gauze Stainless steel | 20.79 | 20.79 | 0 | free_stock | PO-SEP-7046-[5] | PO | 2025-11-30 | Outer Enclosure |  | JD01-Jeddah Central Warehouse | 2025-07-30 | 2025-07-16 | 137 | China Star (Dalian) Industry Co., Ltd. | PR Bulk material for Plant B
4500592697-[20] | 908321106 : SWGR,SMRT RMU OD,2LBS+1CB,13.8KV,400A | RMU | ROH | SEP60001 | He Gas consumption | 30.345 | 20.56 | 9.785 | free_stock | PO-SEP-6589-[1] | PO | 2025-09-30 | SEP |  | JD01-Jeddah Central Warehouse | 2025-07-30 | 2025-07-16 | 76 | JACKO GASES COMPANY | Helium (He), gas, purity: 99.999%, grade 5.0, filled in K type steel cylinder, 136 Bar | 1 | 30-08-2025
4500592697-[20] | 908321106 : SWGR,SMRT RMU OD,2LBS+1CB,13.8KV,400A | RMU | ROH | SEP60001 | He Gas consumption | 9.785 | 9.785 | 0 | free_stock | PO-SEP-7687-[2] | PO | 2025-12-31 | SEP |  | JD01-Jeddah Central Warehouse | 2025-07-30 | 2025-07-16 | 168 | Air Products Abdullah Hashim industrial gases | SF6 Gas, filled in 40K type cylinder, valve DIN6, Regulator B17
4500592697-[20] | 908321106 : SWGR,SMRT RMU OD,2LBS+1CB,13.8KV,400A | RMU | ROH | SEP60002 | SF6 Gas consumption - 3 Way | 1734 | 0 | 1734 | PR Required | - | PR |  | SEP |  | JD01-Jeddah Central Warehouse | 2025-07-30 | 2025-07-16 | 0
4500592697-[20] | 908321106 : SWGR,SMRT RMU OD,2LBS+1CB,13.8KV,400A | RMU | ROH | SEP60003 | N2 Gas consumption | 17.34 | 1.32 | 16.02 | free_stock | PO-SEP-8098-[7] | PO | 2025-12-31 | SEP |  | JD01-Jeddah Central Warehouse | 2025-07-30 | 2025-07-16 | 168 | JACKO GASES COMPANY | Helium (He), SF6,Nitrogen (N), Mix Argon 98%, Argon 99% & Mix Argon 80% Required for additional 100 Gas Tanks for RMU Factory
4500592697-[20] | 908321106 : SWGR,SMRT RMU OD,2LBS+1CB,13.8KV,400A | RMU | ROH | SEP60003 | N2 Gas consumption | 16.02 | 0 | 16.02 | PR Required | - | PR |  | SEP |  | JD01-Jeddah Central Warehouse | 2025-07-30 | 2025-07-16 | 0
4500592697-[20] | 908321106 : SWGR,SMRT RMU OD,2LBS+1CB,13.8KV,400A | RMU | ROH | SEP60004 | Robot mixed gas | 433.5 | 11 | 422.5 | free_stock | PO-SEP-8098-[4] | PO | 2025-12-31 | SEP |  | JD01-Jeddah Central Warehouse | 2025-07-30 | 2025-07-16 | 168 | JACKO GASES COMPANY | Helium (He), SF6,Nitrogen (N), Mix Argon 98%, Argon 99% & Mix Argon 80% Required for additional 100 Gas Tanks for RMU Factory
4500592697-[20] | 908321106 : SWGR,SMRT RMU OD,2LBS+1CB,13.8KV,400A | RMU | ROH | SEP60004 | Robot mixed gas | 422.5 | 2 | 420.5 | free_stock | PO-SEP-6470-[7] | PO | 2025-12-31 | SEP |  | JD01-Jeddah Central Warehouse | 2025-07-30 | 2025-07-16 | 168 | JACKO GASES COMPANY | SF6 Gas consumption - 3 Way
4500592697-[20] | 908321106 : SWGR,SMRT RMU OD,2LBS+1CB,13.8KV,400A | RMU | ROH | SEP60004 | Robot mixed gas | 420.5 | 0 | 420.5 | PR Required | - | PR |  | SEP |  | JD01-Jeddah Central Warehouse | 2025-07-30 | 2025-07-16 | 0
4500592697-[20] | 908321106 : SWGR,SMRT RMU OD,2LBS+1CB,13.8KV,400A | RMU | ROH | SEP60005 | Argon gas | 303.45 | 0 | 303.45 | PR Required | - | PR |  | SEP |  | JD01-Jeddah Central Warehouse | 2025-07-30 | 2025-07-16 | 0
4500592697-[20] | 908321106 : SWGR,SMRT RMU OD,2LBS+1CB,13.8KV,400A | RMU | ROH | SEP60006 | Stud Bolt welding - Mixed Gas | 173.4 | 0 | 173.4 | PR Required | - | PR |  | SEP |  | JD01-Jeddah Central Warehouse | 2025-07-30 | 2025-07-16 | 0
4500592697-[20] | 908321106 : SWGR,SMRT RMU OD,2LBS+1CB,13.8KV,400A | RMU | HALB | RMU000000173 | Plate, Bottom, Cable Room, 3-2 | 578 | 0 | 578 | PR Required | - | PR |  | SEP | Automated: Replaced 8DF.0818.1209D by RMU000000173. Automated: Replaced 8DF.0818.1209D by RMU000000173. | JD01-Jeddah Central Warehouse | 2025-07-30 | 2025-07-16 | 0
4500592697-[20] | 908321106 : SWGR,SMRT RMU OD,2LBS+1CB,13.8KV,400A | RMU | ROH | DF240424019 | Wire, Grounding, Yellow/Green, 1.5 Sq.mm, BVR, 450/750V, 105°C | 115.2 | 115.2 | 0 | 6100KDP02 | PO-SEP-5920-[61] | PO | 2025-10-15 | DFE-Gas Tank | Automated: Replaced DF240424019 by SEP11245. | JD01-Jeddah Central Warehouse | 2025-07-30 | 2025-07-16 | 91 | Dongfang Electronics International Engineering Co. Ltd | 6100KDP02 // SRMU 3L1T // QTY 105 UNIT // Gas Tank Loose Parts | 1.8 | 14-07-2025 | 14-07-2025 |  |  | PO-5920/ DF250711-105-SEP
4500592697-[20] | 908321106 : SWGR,SMRT RMU OD,2LBS+1CB,13.8KV,400A | RMU | ROH | CM0000001949 | Sprit, Cleaning | 144.5 | 0 | 144.5 | PR Required | - | PR |  | SEP | Automated: Replaced DF240424024 by CM0000001949. Automated: Replaced DF240424024 by CM0000001949. | JD01-Jeddah Central Warehouse | 2025-07-30 | 2025-07-16 | 0
4500592697-[20] | 908321106 : SWGR,SMRT RMU OD,2LBS+1CB,13.8KV,400A | RMU | ROH | SEP11242 | Wire,Control, Black, 6.0 Sq.mm, BVR | 1734 | 0 | 1734 | PR Required | - | PR |  | DFE-LV | Automated: Replaced DF250318001 by RMU000000138. Automated: Replaced RMU000000138 by SEP11242. Automated: Replaced DF250318001 by RMU000000138. Automated: Replaced RMU000000138 by SEP11242. | JD01-Jeddah Central Warehouse | 2025-07-30 | 2025-07-16 | 0
4500592697-[20] | 908321106 : SWGR,SMRT RMU OD,2LBS+1CB,13.8KV,400A | RMU |  | SEP12187 | Lugs, Terminal O-Type, Pre Insulated, Blue ¦ HRV5.5-10 | 289 | 0 | 289 | PR Required | - | PR |  | DFE-LV | Automated: Replaced DF250318002 by RMU000000139. Automated: Replaced RMU000000139 by SEP12187. Automated: Replaced DF250318002 by RMU000000139. Automated: Replaced RMU000000139 by SEP12187. | JD01-Jeddah Central Warehouse | 2025-07-30 | 2025-07-16 | 0
4500592697-[20] | 908321106 : SWGR,SMRT RMU OD,2LBS+1CB,13.8KV,400A | RMU | ROH | RMU000000175 | Protection Process Diagram | 289 | 0 | 289 | PR Required | - | PR |  | SEP | Automated: Replaced DF250418001 by RMU000000175. Automated: Replaced DF250418001 by RMU000000175. | JD01-Jeddah Central Warehouse | 2025-07-30 | 2025-07-16 | 0
4500595095-[10] | 908321106 : SWGR,SMRT RMU OD,2LBS+1CB,13.8KV,400A | RMU | HALB | 1W0011-R0001 | Pre Wiring Ladies Section | 280 | 0 | 280 | PR Required | - | PR |  | SEP |  | GZ01-Gizan Warehouse | 2025-07-30 | 2025-07-16 | 0
4500595095-[10] | 908321106 : SWGR,SMRT RMU OD,2LBS+1CB,13.8KV,400A | RMU | HALB | 1W0011-R0003 | LV Box Wiring termination (All Electrical Components) | 280 | 0 | 280 | PR Required | - | PR |  | SEP |  | GZ01-Gizan Warehouse | 2025-07-30 | 2025-07-16 | 0
4500595095-[10] | 908321106 : SWGR,SMRT RMU OD,2LBS+1CB,13.8KV,400A | RMU | HALB | 1W0011-R0004 | Wiring Integration (CT + VT +EFI) | 280 | 0 | 280 | PR Required | - | PR |  | SEP |  | GZ01-Gizan Warehouse | 2025-07-30 | 2025-07-16 | 0
4500595095-[10] | 908321106 : SWGR,SMRT RMU OD,2LBS+1CB,13.8KV,400A | RMU | HALB | 8BP.0818.0002 | Loop sign | 840 | 0 | 840 | PR Required | - | PR |  | SEP |  | GZ01-Gizan Warehouse | 2025-07-30 | 2025-07-16 | 0
4500595095-[10] | 908321106 : SWGR,SMRT RMU OD,2LBS+1CB,13.8KV,400A | RMU | HALB | 8BP.0818.0006 | BATTERY LABEL | 280 | 0 | 280 | PR Required | - | PR |  | SEP |  | GZ01-Gizan Warehouse | 2025-07-30 | 2025-07-16 | 0
4500595095-[10] | 908321106 : SWGR,SMRT RMU OD,2LBS+1CB,13.8KV,400A | RMU | HALB | 8BP.0818.0007 | INSTRUMENT DOOR LEFT PANEL LABEL | 280 | 0 | 280 | PR Required | - | PR |  | SEP |  | GZ01-Gizan Warehouse | 2025-07-30 | 2025-07-16 | 0
4500595095-[10] | 908321106 : SWGR,SMRT RMU OD,2LBS+1CB,13.8KV,400A | RMU | HALB | 8BP.0818.0008 | INSTRUMENT ROOM COMPONENT LABEL(LARGE) | 280 | 0 | 280 | PR Required | - | PR |  | SEP |  | GZ01-Gizan Warehouse | 2025-07-30 | 2025-07-16 | 0
4500595095-[10] | 908321106 : SWGR,SMRT RMU OD,2LBS+1CB,13.8KV,400A | RMU | HALB | 8BP.0818.0009 | INSTRUMENT INDOOR LABEL | 280 | 0 | 280 | PR Required | - | PR |  | SEP |  | GZ01-Gizan Warehouse | 2025-07-30 | 2025-07-16 | 0
4500595095-[10] | 908321106 : SWGR,SMRT RMU OD,2LBS+1CB,13.8KV,400A | RMU | HALB | 8BP.0818.0010 | INSTRUMENT ROOM COMPONENT LABEL(SMALL) | 280 | 0 | 280 | PR Required | - | PR |  | SEP |  | GZ01-Gizan Warehouse | 2025-07-30 | 2025-07-16 | 0
4500595095-[10] | 908321106 : SWGR,SMRT RMU OD,2LBS+1CB,13.8KV,400A | RMU | HALB | 8DF-052-0055 | Grounding plate | 280 | 0 | 280 | PR Required | - | PR |  | SEP |  | GZ01-Gizan Warehouse | 2025-07-30 | 2025-07-16 | 0
4500595095-[10] | 908321106 : SWGR,SMRT RMU OD,2LBS+1CB,13.8KV,400A | RMU | HALB | 8DF-062-0014(A) | Transformer mounting plate 1 (CHUANGYIN) | 280 | 0 | 280 | PR Required | - | PR |  | SEP |  | GZ01-Gizan Warehouse | 2025-07-30 | 2025-07-16 | 0
4500595095-[10] | 908321106 : SWGR,SMRT RMU OD,2LBS+1CB,13.8KV,400A | RMU | HALB | 8DF-062-0015A | Transformer mounting plate 2 (CHUANGYIN) | 280 | 0 | 280 | PR Required | - | PR |  | SEP |  | GZ01-Gizan Warehouse | 2025-07-30 | 2025-07-16 | 0
4500595095-[10] | 908321106 : SWGR,SMRT RMU OD,2LBS+1CB,13.8KV,400A | RMU | HALB | 8DF-270-0007 | Grounding bar protection plate | 280 | 0 | 280 | PR Required | - | PR |  | SEP |  | GZ01-Gizan Warehouse | 2025-07-30 | 2025-07-16 | 0
4500595095-[10] | 908321106 : SWGR,SMRT RMU OD,2LBS+1CB,13.8KV,400A | RMU | HALB | 8DF.0815.1025 | Casing protection plate 1 | 280 | 0 | 280 | PR Required | - | PR |  | SEP |  | GZ01-Gizan Warehouse | 2025-07-30 | 2025-07-16 | 0
4500595095-[10] | 908321106 : SWGR,SMRT RMU OD,2LBS+1CB,13.8KV,400A | RMU | HALB | 8DF.0815.1026 | Casing protection plate 2 | 280 | 0 | 280 | PR Required | - | PR |  | SEP |  | GZ01-Gizan Warehouse | 2025-07-30 | 2025-07-16 | 0
4500595095-[10] | 908321106 : SWGR,SMRT RMU OD,2LBS+1CB,13.8KV,400A | RMU | HALB | 8DF.0815.1027 | Casing protection plate 3 | 280 | 0 | 280 | PR Required | - | PR |  | SEP |  | GZ01-Gizan Warehouse | 2025-07-30 | 2025-07-16 | 0
4500595095-[10] | 908321106 : SWGR,SMRT RMU OD,2LBS+1CB,13.8KV,400A | RMU | HALB | 8DF.0815.1081 | Ground bar 1 | 280 | 0 | 280 | PR Required | - | PR |  | SEP |  | GZ01-Gizan Warehouse | 2025-07-30 | 2025-07-16 | 0
4500595095-[10] | 908321106 : SWGR,SMRT RMU OD,2LBS+1CB,13.8KV,400A | RMU | HALB | 8DF.0815.1082 | Ground bar 2 | 280 | 0 | 280 | PR Required | - | PR |  | SEP |  | GZ01-Gizan Warehouse | 2025-07-30 | 2025-07-16 | 0
4500595095-[10] | 908321106 : SWGR,SMRT RMU OD,2LBS+1CB,13.8KV,400A | RMU | HALB | 8DF.0815.1083 | Ground bar 3 | 280 | 0 | 280 | PR Required | - | PR |  | SEP |  | GZ01-Gizan Warehouse | 2025-07-30 | 2025-07-16 | 0
4500595095-[10] | 908321106 : SWGR,SMRT RMU OD,2LBS+1CB,13.8KV,400A | RMU | HALB | 8DF.0815.1084 | Ground bar 4 | 280 | 0 | 280 | PR Required | - | PR |  | SEP |  | GZ01-Gizan Warehouse | 2025-07-30 | 2025-07-16 | 0
4500595095-[10] | 908321106 : SWGR,SMRT RMU OD,2LBS+1CB,13.8KV,400A | RMU | HALB | 8DF.0815.1086 | Ground bar 6 | 280 | 0 | 280 | PR Required | - | PR |  | SEP |  | GZ01-Gizan Warehouse | 2025-07-30 | 2025-07-16 | 0
4500595095-[10] | 908321106 : SWGR,SMRT RMU OD,2LBS+1CB,13.8KV,400A | RMU | HALB | 8DF.0815.1087 | Ground bar 7 | 280 | 0 | 280 | PR Required | - | PR |  | SEP |  | GZ01-Gizan Warehouse | 2025-07-30 | 2025-07-16 | 0
4500595095-[10] | 908321106 : SWGR,SMRT RMU OD,2LBS+1CB,13.8KV,400A | RMU | HALB | 8DF.0815.1242 | Cable room protection panel 4 | 560 | 0 | 560 | PR Required | - | PR |  | SEP |  | GZ01-Gizan Warehouse | 2025-07-30 | 2025-07-16 | 0
4500595095-[10] | 908321106 : SWGR,SMRT RMU OD,2LBS+1CB,13.8KV,400A | RMU | HALB | 8DF.0815.1260 | POWER MODULE MOUNTING PLATE | 280 | 0 | 280 | PR Required | - | PR |  | SEP |  | GZ01-Gizan Warehouse | 2025-07-30 | 2025-07-16 | 0
4500595095-[10] | 908321106 : SWGR,SMRT RMU OD,2LBS+1CB,13.8KV,400A | RMU | HALB | 8DF.0817.0607 | Cable binding clip | 1400 | 0 | 1400 | PR Required | - | PR |  | SEP |  | GZ01-Gizan Warehouse | 2025-07-30 | 2025-07-16 | 0
4500595095-[10] | 908321106 : SWGR,SMRT RMU OD,2LBS+1CB,13.8KV,400A | RMU | HALB | 8DF.0818.1001(A) | lower left side panel | 280 | 0 | 280 | PR Required | - | PR |  | SEP |  | GZ01-Gizan Warehouse | 2025-07-30 | 2025-07-16 | 0
4500595095-[10] | 908321106 : SWGR,SMRT RMU OD,2LBS+1CB,13.8KV,400A | RMU | HALB | 8DF.0818.1002(A) | lower right side panel | 280 | 0 | 280 | PR Required | - | PR |  | SEP |  | GZ01-Gizan Warehouse | 2025-07-30 | 2025-07-16 | 0
4500595095-[10] | 908321106 : SWGR,SMRT RMU OD,2LBS+1CB,13.8KV,400A | RMU | HALB | 8DF.0818.1006(A) | Front center cross member | 280 | 0 | 280 | PR Required | - | PR |  | SEP |  | GZ01-Gizan Warehouse | 2025-07-30 | 2025-07-16 | 0
4500595095-[10] | 908321106 : SWGR,SMRT RMU OD,2LBS+1CB,13.8KV,400A | RMU | HALB | 8DF.0818.1007 | Front bottom cross member | 280 | 0 | 280 | PR Required | - | PR |  | SEP |  | GZ01-Gizan Warehouse | 2025-07-30 | 2025-07-16 | 0
4500595095-[10] | 908321106 : SWGR,SMRT RMU OD,2LBS+1CB,13.8KV,400A | RMU | HALB | 8DF.0818.1008 | Rear bottom cross member | 280 | 0 | 280 | PR Required | - | PR |  | SEP |  | GZ01-Gizan Warehouse | 2025-07-30 | 2025-07-16 | 0
4500595095-[10] | 908321106 : SWGR,SMRT RMU OD,2LBS+1CB,13.8KV,400A | RMU | HALB | 8DF.0818.1009 | Rear center cross member | 280 | 0 | 280 | PR Required | - | PR |  | SEP |  | GZ01-Gizan Warehouse | 2025-07-30 | 2025-07-16 | 0
4500595095-[10] | 908321106 : SWGR,SMRT RMU OD,2LBS+1CB,13.8KV,400A | RMU | HALB | 8DF.0818.1010(A) | vertical partition | 280 | 0 | 280 | PR Required | - | PR |  | SEP |  | GZ01-Gizan Warehouse | 2025-07-30 | 2025-07-16 | 0
4500595095-[10] | 908321106 : SWGR,SMRT RMU OD,2LBS+1CB,13.8KV,400A | RMU | HALB | 8DF.0818.1011 | Partition door frame (Bend Up) | 280 | 0 | 280 | PR Required | - | PR |  | SEP |  | GZ01-Gizan Warehouse | 2025-07-30 | 2025-07-16 | 0
4500595095-[10] | 908321106 : SWGR,SMRT RMU OD,2LBS+1CB,13.8KV,400A | RMU | HALB | 8DF.0818.1011B | Partition door frame (Bend Down) | 280 | 0 | 280 | PR Required | - | PR |  | SEP |  | GZ01-Gizan Warehouse | 2025-07-30 | 2025-07-16 | 0
4500595095-[10] | 908321106 : SWGR,SMRT RMU OD,2LBS+1CB,13.8KV,400A | RMU | HALB | 8DF.0818.1012 | Bottom plate pressure relief piece | 840 | 0 | 840 | PR Required | - | PR |  | SEP |  | GZ01-Gizan Warehouse | 2025-07-30 | 2025-07-16 | 0
4500595095-[10] | 908321106 : SWGR,SMRT RMU OD,2LBS+1CB,13.8KV,400A | RMU | HALB | 8DF.0818.1015 | Cable room bottom plate 1 | 560 | 0 | 560 | PR Required | - | PR |  | SEP |  | GZ01-Gizan Warehouse | 2025-07-30 | 2025-07-16 | 0
4500595095-[10] | 908321106 : SWGR,SMRT RMU OD,2LBS+1CB,13.8KV,400A | RMU | HALB | 8DF.0818.1016A | Cable room bottom plate 2 | 1120 | 0 | 1120 | PR Required | - | PR |  | SEP |  | GZ01-Gizan Warehouse | 2025-07-30 | 2025-07-16 | 0
4500595095-[10] | 908321106 : SWGR,SMRT RMU OD,2LBS+1CB,13.8KV,400A | RMU | HALB | 8DF.0818.1018 | Cable clamp 1 | 560 | 0 | 560 | PR Required | - | PR |  | SEP |  | GZ01-Gizan Warehouse | 2025-07-30 | 2025-07-16 | 0
4500595095-[10] | 908321106 : SWGR,SMRT RMU OD,2LBS+1CB,13.8KV,400A | RMU | HALB | 8DF.0818.1019A | Cable clamp 2 | 1120 | 0 | 1120 | PR Required | - | PR |  | SEP |  | GZ01-Gizan Warehouse | 2025-07-30 | 2025-07-16 | 0
4500595095-[10] | 908321106 : SWGR,SMRT RMU OD,2LBS+1CB,13.8KV,400A | RMU | HALB | 8DF.0818.1020 | Cable room protection panel 1 | 1120 | 0 | 1120 | PR Required | - | PR |  | SEP |  | GZ01-Gizan Warehouse | 2025-07-30 | 2025-07-16 | 0
4500595095-[10] | 908321106 : SWGR,SMRT RMU OD,2LBS+1CB,13.8KV,400A | RMU | HALB | 8DF.0818.1021 | Cable room protection panel 2 | 840 | 0 | 840 | PR Required | - | PR |  | SEP |  | GZ01-Gizan Warehouse | 2025-07-30 | 2025-07-16 | 0
4500595095-[10] | 908321106 : SWGR,SMRT RMU OD,2LBS+1CB,13.8KV,400A | RMU | HALB | 8DF.0818.1022 | Cable room protection panel 3 | 840 | 0 | 840 | PR Required | - | PR |  | SEP |  | GZ01-Gizan Warehouse | 2025-07-30 | 2025-07-16 | 0
4500595095-[10] | 908321106 : SWGR,SMRT RMU OD,2LBS+1CB,13.8KV,400A | RMU | HALB | 8DF.0818.1026 | Cable room door upper handle | 840 | 0 | 840 | PR Required | - | PR |  | SEP |  | GZ01-Gizan Warehouse | 2025-07-30 | 2025-07-16 | 0
4500595095-[10] | 908321106 : SWGR,SMRT RMU OD,2LBS+1CB,13.8KV,400A | RMU | HALB | 8DF.0818.1027 | Cable room door inner handle | 840 | 0 | 840 | PR Required | - | PR |  | SEP |  | GZ01-Gizan Warehouse | 2025-07-30 | 2025-07-16 | 0
4500595095-[10] | 908321106 : SWGR,SMRT RMU OD,2LBS+1CB,13.8KV,400A | RMU | HALB | 8DF.0818.1031A | Left side cover | 280 | 0 | 280 | PR Required | - | PR |  | SEP |  | GZ01-Gizan Warehouse | 2025-07-30 | 2025-07-16 | 0
4500595095-[10] | 908321106 : SWGR,SMRT RMU OD,2LBS+1CB,13.8KV,400A | RMU | HALB | 8DF.0818.1032A | Right side cover | 280 | 0 | 280 | PR Required | - | PR |  | SEP |  | GZ01-Gizan Warehouse | 2025-07-30 | 2025-07-16 | 0
4500595095-[10] | 908321106 : SWGR,SMRT RMU OD,2LBS+1CB,13.8KV,400A | RMU | HALB | 8DF.0818.1033A | Upper sealing plate | 280 | 0 | 280 | PR Required | - | PR |  | SEP |  | GZ01-Gizan Warehouse | 2025-07-30 | 2025-07-16 | 0
4500595095-[10] | 908321106 : SWGR,SMRT RMU OD,2LBS+1CB,13.8KV,400A | RMU | HALB | 8DF.0818.1034A | Lower sealing plate | 280 | 0 | 280 | PR Required | - | PR |  | SEP |  | GZ01-Gizan Warehouse | 2025-07-30 | 2025-07-16 | 0
4500595095-[10] | 908321106 : SWGR,SMRT RMU OD,2LBS+1CB,13.8KV,400A | RMU | HALB | 8DF.0818.1035(A) | CB Agency Panel | 280 | 0 | 280 | PR Required | - | PR |  | SEP |  | GZ01-Gizan Warehouse | 2025-07-30 | 2025-07-16 | 0
4500595095-[10] | 908321106 : SWGR,SMRT RMU OD,2LBS+1CB,13.8KV,400A | RMU | HALB | 8DF.0818.1036 | Cable Test Box | 560 | 0 | 560 | PR Required | - | PR |  | SEP |  | GZ01-Gizan Warehouse | 2025-07-30 | 2025-07-16 | 0
4500595095-[10] | 908321106 : SWGR,SMRT RMU OD,2LBS+1CB,13.8KV,400A | RMU | HALB | 8DF.0818.1039 | File Holder | 280 | 0 | 280 | PR Required | - | PR |  | SEP |  | GZ01-Gizan Warehouse | 2025-07-30 | 2025-07-16 | 0
4500595095-[10] | 908321106 : SWGR,SMRT RMU OD,2LBS+1CB,13.8KV,400A | RMU | HALB | 8DF.0818.1041 | Mechanism room fixing block | 1400 | 0 | 1400 | PR Required | - | PR |  | SEP |  | GZ01-Gizan Warehouse | 2025-07-30 | 2025-07-16 | 0
4500595095-[10] | 908321106 : SWGR,SMRT RMU OD,2LBS+1CB,13.8KV,400A | RMU | HALB | 8DF.0818.1042 | Mechanism room fixing plate | 280 | 0 | 280 | PR Required | - | PR |  | SEP |  | GZ01-Gizan Warehouse | 2025-07-30 | 2025-07-16 | 0
4500595095-[10] | 908321106 : SWGR,SMRT RMU OD,2LBS+1CB,13.8KV,400A | RMU | HALB | 8DF.0818.1043 | Mechanism room fixed plate 2 | 280 | 0 | 280 | PR Required | - | PR |  | SEP |  | GZ01-Gizan Warehouse | 2025-07-30 | 2025-07-16 | 0
4500595095-[10] | 908321106 : SWGR,SMRT RMU OD,2LBS+1CB,13.8KV,400A | RMU | HALB | 8DF.0818.1044 | Mechanism room fixed block 2 | 1400 | 0 | 1400 | PR Required | - | PR |  | SEP |  | GZ01-Gizan Warehouse | 2025-07-30 | 2025-07-16 | 0
4500595095-[10] | 908321106 : SWGR,SMRT RMU OD,2LBS+1CB,13.8KV,400A | RMU | HALB | 8DF.0818.1050 | Cable room door | 840 | 0 | 840 | PR Required | - | PR |  | SEP |  | GZ01-Gizan Warehouse | 2025-07-30 | 2025-07-16 | 0
4500595095-[10] | 908321106 : SWGR,SMRT RMU OD,2LBS+1CB,13.8KV,400A | RMU | HALB | 8DF.0818.1051 | Cable room partition | 840 | 0 | 840 | PR Required | - | PR |  | SEP |  | GZ01-Gizan Warehouse | 2025-07-30 | 2025-07-16 | 0
4500595095-[10] | 908321106 : SWGR,SMRT RMU OD,2LBS+1CB,13.8KV,400A | RMU | ROH | 8DF.0818.1115 | left support plate | 800 | 0 | 800 | PR Required | - | PR |  | Outer Enclosure |  | GZ01-Gizan Warehouse | 2025-07-30 | 2025-07-16 | 0
4500595095-[10] | 908321106 : SWGR,SMRT RMU OD,2LBS+1CB,13.8KV,400A | RMU | HALB | 8DF.0818.1209A | CABLE ROOM BOTTOM PLATE 3 | 280 | 0 | 280 | PR Required | - | PR |  | SEP |  | GZ01-Gizan Warehouse | 2025-07-30 | 2025-07-16 | 0
4500595095-[10] | 908321106 : SWGR,SMRT RMU OD,2LBS+1CB,13.8KV,400A | RMU | HALB | 8DF.0818.1209C | CABLE ROOM BOTTOM PLATE 3-1 | 560 | 0 | 560 | PR Required | - | PR |  | SEP |  | GZ01-Gizan Warehouse | 2025-07-30 | 2025-07-16 | 0
4500595095-[10] | 908321106 : SWGR,SMRT RMU OD,2LBS+1CB,13.8KV,400A | RMU | HALB | 8DF.0818.1220 | Instrument room left sealing panel | 280 | 0 | 280 | PR Required | - | PR |  | SEP |  | GZ01-Gizan Warehouse | 2025-07-30 | 2025-07-16 | 0
4500595095-[10] | 908321106 : SWGR,SMRT RMU OD,2LBS+1CB,13.8KV,400A | RMU | HALB | 8DF.0818.1221(A) | CVC Instrument Room Floor | 280 | 0 | 280 | PR Required | - | PR |  | SEP |  | GZ01-Gizan Warehouse | 2025-07-30 | 2025-07-16 | 0
4500595095-[10] | 908321106 : SWGR,SMRT RMU OD,2LBS+1CB,13.8KV,400A | RMU | HALB | 8DF.0818.1222 | Instrument room roof | 280 | 0 | 280 | PR Required | - | PR |  | SEP |  | GZ01-Gizan Warehouse | 2025-07-30 | 2025-07-16 | 0
4500595095-[10] | 908321106 : SWGR,SMRT RMU OD,2LBS+1CB,13.8KV,400A | RMU | HALB | 8DF.0818.1223(A) | Instrument box right side sealing plate | 280 | 0 | 280 | PR Required | - | PR |  | SEP |  | GZ01-Gizan Warehouse | 2025-07-30 | 2025-07-16 | 0
4500595095-[10] | 908321106 : SWGR,SMRT RMU OD,2LBS+1CB,13.8KV,400A | RMU | HALB | 8DF.0818.1224 | Instrument room column | 280 | 0 | 280 | PR Required | - | PR |  | SEP |  | GZ01-Gizan Warehouse | 2025-07-30 | 2025-07-16 | 0
4500595095-[10] | 908321106 : SWGR,SMRT RMU OD,2LBS+1CB,13.8KV,400A | RMU | HALB | 8DF.0818.1225 | Left instrument door | 280 | 0 | 280 | PR Required | - | PR |  | SEP |  | GZ01-Gizan Warehouse | 2025-07-30 | 2025-07-16 | 0
4500595095-[10] | 908321106 : SWGR,SMRT RMU OD,2LBS+1CB,13.8KV,400A | RMU | HALB | 8DF.0818.1226 | Right instrument door | 280 | 0 | 280 | PR Required | - | PR |  | SEP |  | GZ01-Gizan Warehouse | 2025-07-30 | 2025-07-16 | 0
4500595095-[10] | 908321106 : SWGR,SMRT RMU OD,2LBS+1CB,13.8KV,400A | RMU | HALB | 8DF.0818.1227 | Instrument room vertical panel | 280 | 0 | 280 | PR Required | - | PR |  | SEP |  | GZ01-Gizan Warehouse | 2025-07-30 | 2025-07-16 | 0
4500595095-[10] | 908321106 : SWGR,SMRT RMU OD,2LBS+1CB,13.8KV,400A | RMU | HALB | 8DF.0818.1228 | LV terminal block bracket | 280 | 0 | 280 | PR Required | - | PR |  | SEP |  | GZ01-Gizan Warehouse | 2025-07-30 | 2025-07-16 | 0
4500595095-[10] | 908321106 : SWGR,SMRT RMU OD,2LBS+1CB,13.8KV,400A | RMU | HALB | 8DF.0818.1231 | Battery fixing plate | 280 | 0 | 280 | PR Required | - | PR |  | SEP |  | GZ01-Gizan Warehouse | 2025-07-30 | 2025-07-16 | 0
4500595095-[10] | 908321106 : SWGR,SMRT RMU OD,2LBS+1CB,13.8KV,400A | RMU | HALB | 8DF.0818.1232 | V Cable clamp fixing plate | 280 | 0 | 280 | PR Required | - | PR |  | SEP |  | GZ01-Gizan Warehouse | 2025-07-30 | 2025-07-16 | 0
4500595095-[10] | 908321106 : SWGR,SMRT RMU OD,2LBS+1CB,13.8KV,400A | RMU | HALB | 8DF.0818.1232A | C Cable clamp fixing plate | 560 | 0 | 560 | PR Required | - | PR |  | SEP |  | GZ01-Gizan Warehouse | 2025-07-30 | 2025-07-16 | 0
4500595095-[10] | 908321106 : SWGR,SMRT RMU OD,2LBS+1CB,13.8KV,400A | RMU | HALB | 8DF.0818.1234 | Ground bar bracket | 1680 | 0 | 1680 | PR Required | - | PR |  | SEP |  | GZ01-Gizan Warehouse | 2025-07-30 | 2025-07-16 | 0
4500595095-[10] | 908321106 : SWGR,SMRT RMU OD,2LBS+1CB,13.8KV,400A | RMU | HALB | 8DF.0818.1235(A) | Battery separator | 280 | 0 | 280 | PR Required | - | PR |  | SEP |  | GZ01-Gizan Warehouse | 2025-07-30 | 2025-07-16 | 0
4500595095-[10] | 908321106 : SWGR,SMRT RMU OD,2LBS+1CB,13.8KV,400A | RMU | HALB | 8DF.0818.1246(A) | LBS1 Agency Panel | 280 | 0 | 280 | PR Required | - | PR |  | SEP |  | GZ01-Gizan Warehouse | 2025-07-30 | 2025-07-16 | 0
4500595095-[10] | 908321106 : SWGR,SMRT RMU OD,2LBS+1CB,13.8KV,400A | RMU | HALB | 8DF.0818.1247(A) | LBS2 Agency Panel | 280 | 0 | 280 | PR Required | - | PR |  | SEP |  | GZ01-Gizan Warehouse | 2025-07-30 | 2025-07-16 | 0
4500595095-[10] | 908321106 : SWGR,SMRT RMU OD,2LBS+1CB,13.8KV,400A | RMU | HALB | 8DF.0818.1250A | Support plate 2 | 560 | 0 | 560 | PR Required | - | PR |  | SEP |  | GZ01-Gizan Warehouse | 2025-07-30 | 2025-07-16 | 0
4500595095-[10] | 908321106 : SWGR,SMRT RMU OD,2LBS+1CB,13.8KV,400A | RMU | HALB | 8DF.0818.1259 | Instrument door positioning plate | 560 | 0 | 560 | PR Required | - | PR |  | SEP |  | GZ01-Gizan Warehouse | 2025-07-30 | 2025-07-16 | 0
4500595095-[10] | 908321106 : SWGR,SMRT RMU OD,2LBS+1CB,13.8KV,400A | RMU | HALB | 8DF.0818.1261 | Stroke bracket 2 | 560 | 0 | 560 | PR Required | - | PR |  | SEP |  | GZ01-Gizan Warehouse | 2025-07-30 | 2025-07-16 | 0
4500595095-[10] | 908321106 : SWGR,SMRT RMU OD,2LBS+1CB,13.8KV,400A | RMU | HALB | 8DF.0818.1268 | Copper row hole protection plate | 280 | 0 | 280 | PR Required | - | PR |  | SEP |  | GZ01-Gizan Warehouse | 2025-07-30 | 2025-07-16 | 0
4500595095-[10] | 908321106 : SWGR,SMRT RMU OD,2LBS+1CB,13.8KV,400A | RMU | HALB | 8DF.0818.1271A | Copper row hole protection plate (extended) | 280 | 0 | 280 | PR Required | - | PR |  | SEP |  | GZ01-Gizan Warehouse | 2025-07-30 | 2025-07-16 | 0
4500595095-[10] | 908321106 : SWGR,SMRT RMU OD,2LBS+1CB,13.8KV,400A | RMU | HALB | 8DF.0818.1271B | Copper row hole protection plate (extended and fully sealed) | 280 | 0 | 280 | PR Required | - | PR |  | SEP |  | GZ01-Gizan Warehouse | 2025-07-30 | 2025-07-16 | 0
4500595095-[10] | 908321106 : SWGR,SMRT RMU OD,2LBS+1CB,13.8KV,400A | RMU | HALB | 8DF.0818.1297 | Pressure relief chamber rear cover | 560 | 0 | 560 | PR Required | - | PR |  | SEP |  | GZ01-Gizan Warehouse | 2025-07-30 | 2025-07-16 | 0
4500595095-[10] | 908321106 : SWGR,SMRT RMU OD,2LBS+1CB,13.8KV,400A | RMU | HALB | 8DF.0818.1298 | Partition door frame 2 | 560 | 0 | 560 | PR Required | - | PR |  | SEP |  | GZ01-Gizan Warehouse | 2025-07-30 | 2025-07-16 | 0
4500595095-[10] | 908321106 : SWGR,SMRT RMU OD,2LBS+1CB,13.8KV,400A | RMU | HALB | 8DF.0818.1299 | Battery pressure plate | 280 | 0 | 280 | PR Required | - | PR |  | SEP |  | GZ01-Gizan Warehouse | 2025-07-30 | 2025-07-16 | 0
4500595095-[10] | 908321106 : SWGR,SMRT RMU OD,2LBS+1CB,13.8KV,400A | RMU | HALB | 8DF.0818.1301 | Pressure relief chamber support beam | 280 | 0 | 280 | PR Required | - | PR |  | SEP |  | GZ01-Gizan Warehouse | 2025-07-30 | 2025-07-16 | 0
4500595095-[10] | 908321106 : SWGR,SMRT RMU OD,2LBS+1CB,13.8KV,400A | RMU | ROH | DF240110376 | Operating Handle | 400 | 0 | 400 | PR Required | - | PR |  | Outer Enclosure |  | GZ01-Gizan Warehouse | 2025-07-30 | 2025-07-16 | 0
4500595095-[10] | 908321106 : SWGR,SMRT RMU OD,2LBS+1CB,13.8KV,400A | RMU | ROH | DF240424022 | Threadlocker | 28 | 0 | 28 | PR Required | - | PR |  | SEP |  | GZ01-Gizan Warehouse | 2025-07-30 | 2025-07-16 | 0
4500595095-[10] | 908321106 : SWGR,SMRT RMU OD,2LBS+1CB,13.8KV,400A | RMU | ROH | DF240603043 | Glass glue | 14000 | 0 | 14000 | PR Required | - | PR |  | SEP |  | GZ01-Gizan Warehouse | 2025-07-30 | 2025-07-16 | 0
4500595095-[10] | 908321106 : SWGR,SMRT RMU OD,2LBS+1CB,13.8KV,400A | RMU | ROH | DF240603044 | Varnish (Epoxy anti-corrosion clear topcoat) | 2800 | 0 | 2800 | PR Required | - | PR |  | SEP |  | GZ01-Gizan Warehouse | 2025-07-30 | 2025-07-16 | 0
4500595095-[10] | 908321106 : SWGR,SMRT RMU OD,2LBS+1CB,13.8KV,400A | RMU | ROH | DF240612026 | Styrofoam | 14000 | 0 | 14000 | PR Required | - | PR |  | SEP |  | GZ01-Gizan Warehouse | 2025-07-30 | 2025-07-16 | 0
4500595095-[10] | 908321106 : SWGR,SMRT RMU OD,2LBS+1CB,13.8KV,400A | RMU | ROH | DF250318010 | Cross groove large pan head screw Stainless steel | 3200 | 1386 | 1814 | free_stock | PR-SEP-0023731-[43] | PR |  | Outer Enclosure |  | GZ01-Gizan Warehouse | 2025-07-30 | 2025-07-16 | 0
4500595095-[10] | 908321106 : SWGR,SMRT RMU OD,2LBS+1CB,13.8KV,400A | RMU | ROH | DF250318010 | Cross groove large pan head screw Stainless steel | 1814 | 0 | 1814 | PR Required | - | PR |  | Outer Enclosure |  | GZ01-Gizan Warehouse | 2025-07-30 | 2025-07-16 | 0
4500595095-[10] | 908321106 : SWGR,SMRT RMU OD,2LBS+1CB,13.8KV,400A | RMU | ROH | RMU0000000006 | 2L1T SRMU Cable Door UV Screening | 840 | 0 | 840 | PR Required | - | PR |  | SEP |  | GZ01-Gizan Warehouse | 2025-07-30 | 2025-07-16 | 0
4500595095-[10] | 908321106 : SWGR,SMRT RMU OD,2LBS+1CB,13.8KV,400A | RMU | ROH | RMU0000000007 | 2L1T SRMU Operating LBS1 Mechanism Plate UV Screening | 280 | 0 | 280 | PR Required | - | PR |  | SEP |  | GZ01-Gizan Warehouse | 2025-07-30 | 2025-07-16 | 0
4500595095-[10] | 908321106 : SWGR,SMRT RMU OD,2LBS+1CB,13.8KV,400A | RMU | ROH | RMU0000000008 | 2L1T SRMU Operating CB Mechanism Plate UV Screening | 280 | 0 | 280 | PR Required | - | PR |  | SEP |  | GZ01-Gizan Warehouse | 2025-07-30 | 2025-07-16 | 0
4500595095-[10] | 908321106 : SWGR,SMRT RMU OD,2LBS+1CB,13.8KV,400A | RMU | ROH | RMU0000000009 | 2L1T SRMU Operating LBS2 Mechanism Plate UV Screening | 280 | 0 | 280 | PR Required | - | PR |  | SEP |  | GZ01-Gizan Warehouse | 2025-07-30 | 2025-07-16 | 0
4500595095-[10] | 908321106 : SWGR,SMRT RMU OD,2LBS+1CB,13.8KV,400A | RMU | ROH | RMU0000000010 | 2L1T SRMU Cable test door UV Screening | 560 | 0 | 560 | PR Required | - | PR |  | SEP |  | GZ01-Gizan Warehouse | 2025-07-30 | 2025-07-16 | 0
4500595095-[10] | 908321106 : SWGR,SMRT RMU OD,2LBS+1CB,13.8KV,400A | RMU | ROH | SEP30124 | WIREMESH(30X1X20) gauze Stainless steel | 28 | 28 | 0 | free_stock | PO-SEP-7046-[5] | PO | 2025-11-30 | Outer Enclosure |  | GZ01-Gizan Warehouse | 2025-07-30 | 2025-07-16 | 137 | China Star (Dalian) Industry Co., Ltd. | PR Bulk material for Plant B
4500595095-[10] | 908321106 : SWGR,SMRT RMU OD,2LBS+1CB,13.8KV,400A | RMU | ROH | SEP60001 | He Gas consumption | 29.4 | 17 | 12.4 | free_stock | PO-SEP-7558-[1] | PO | 2025-12-31 | SEP |  | GZ01-Gizan Warehouse | 2025-07-30 | 2025-07-16 | 168 | JACKO GASES COMPANY | Helium (He), SF6, Nitrogen (N), Argon 98%, Argon 99% and Argon 80%... | 4 | 06-09-2025
4500595095-[10] | 908321106 : SWGR,SMRT RMU OD,2LBS+1CB,13.8KV,400A | RMU | ROH | SEP60001 | He Gas consumption | 12.4 | 11.215 | 1.185 | free_stock | PO-SEP-7687-[2] | PO | 2025-12-31 | SEP |  | GZ01-Gizan Warehouse | 2025-07-30 | 2025-07-16 | 168 | Air Products Abdullah Hashim industrial gases | SF6 Gas, filled in 40K type cylinder, valve DIN6, Regulator B17
4500595095-[10] | 908321106 : SWGR,SMRT RMU OD,2LBS+1CB,13.8KV,400A | RMU | ROH | SEP60001 | He Gas consumption | 1.185 | 1.185 | 0 | free_stock | PO-SEP-8098-[1] | PO | 2025-12-31 | SEP |  | GZ01-Gizan Warehouse | 2025-07-30 | 2025-07-16 | 168 | JACKO GASES COMPANY | Helium (He), SF6,Nitrogen (N), Mix Argon 98%, Argon 99% & Mix Argon 80% Required for additional 100 Gas Tanks for RMU Factory
4500595095-[10] | 908321106 : SWGR,SMRT RMU OD,2LBS+1CB,13.8KV,400A | RMU | ROH | SEP60002 | SF6 Gas consumption - 3 Way | 1680 | 0 | 1680 | PR Required | - | PR |  | SEP |  | GZ01-Gizan Warehouse | 2025-07-30 | 2025-07-16 | 0
4500595095-[10] | 908321106 : SWGR,SMRT RMU OD,2LBS+1CB,13.8KV,400A | RMU | ROH | SEP60003 | N2 Gas consumption | 16.8 | 0 | 16.8 | PR Required | - | PR |  | SEP |  | GZ01-Gizan Warehouse | 2025-07-30 | 2025-07-16 | 0
4500595095-[10] | 908321106 : SWGR,SMRT RMU OD,2LBS+1CB,13.8KV,400A | RMU | ROH | SEP60004 | Robot mixed gas | 420 | 0 | 420 | PR Required | - | PR |  | SEP |  | GZ01-Gizan Warehouse | 2025-07-30 | 2025-07-16 | 0
4500595095-[10] | 908321106 : SWGR,SMRT RMU OD,2LBS+1CB,13.8KV,400A | RMU | ROH | SEP60005 | Argon gas | 294 | 0 | 294 | PR Required | - | PR |  | SEP |  | GZ01-Gizan Warehouse | 2025-07-30 | 2025-07-16 | 0
4500595095-[10] | 908321106 : SWGR,SMRT RMU OD,2LBS+1CB,13.8KV,400A | RMU | ROH | SEP60006 | Stud Bolt welding - Mixed Gas | 168 | 0 | 168 | PR Required | - | PR |  | SEP |  | GZ01-Gizan Warehouse | 2025-07-30 | 2025-07-16 | 0
4500595095-[10] | 908321106 : SWGR,SMRT RMU OD,2LBS+1CB,13.8KV,400A | RMU | HALB | RMU000000173 | Plate, Bottom, Cable Room, 3-2 | 560 | 0 | 560 | PR Required | - | PR |  | SEP | Automated: Replaced 8DF.0818.1209D by RMU000000173. Automated: Replaced 8DF.0818.1209D by RMU000000173. | GZ01-Gizan Warehouse | 2025-07-30 | 2025-07-16 | 0
4500595095-[10] | 908321106 : SWGR,SMRT RMU OD,2LBS+1CB,13.8KV,400A | RMU | ROH | DF240424019 | Wire, Grounding, Yellow/Green, 1.5 Sq.mm, BVR, 450/750V, 105°C | 264 | 72 | 192 | 6100KDP02 | PO-SEP-5920-[61] | PO | 2025-10-15 | DFE-Gas Tank | Automated: Replaced DF240424019 by SEP11245. | GZ01-Gizan Warehouse | 2025-07-30 | 2025-07-16 | 91 | Dongfang Electronics International Engineering Co. Ltd | 6100KDP02 // SRMU 3L1T // QTY 105 UNIT // Gas Tank Loose Parts | 1.8 | 14-07-2025 | 14-07-2025 |  |  | PO-5920/ DF250711-105-SEP
4500595095-[10] | 908321106 : SWGR,SMRT RMU OD,2LBS+1CB,13.8KV,400A | RMU | ROH | SEP11245 | Wire, Grounding, Yellow/Green, 1.5 Sq.mm, BVR, 450/750V, 105°C | 192 | 192 | 0 | 6100KDP02 | PO-SEP-7352-[59] | PO | 2025-11-15 | DFE-Gas Tank | Automated: Replaced DF240424019 by SEP11245. Automated: Replaced DF240424019 by SEP11245. | GZ01-Gizan Warehouse | 2025-07-30 | 2025-07-16 | 122 | Dongfang Electronics International Engineering Co. Ltd | 6100KDP02//3L SRMU Loose Gas Tank (QTY 155)
4500595095-[10] | 908321106 : SWGR,SMRT RMU OD,2LBS+1CB,13.8KV,400A | RMU | ROH | CM0000001949 | Sprit, Cleaning | 140 | 0 | 140 | PR Required | - | PR |  | SEP | Automated: Replaced DF240424024 by CM0000001949. Automated: Replaced DF240424024 by CM0000001949. | GZ01-Gizan Warehouse | 2025-07-30 | 2025-07-16 | 0
4500595095-[10] | 908321106 : SWGR,SMRT RMU OD,2LBS+1CB,13.8KV,400A | RMU | ROH | SEP11242 | Wire,Control, Black, 6.0 Sq.mm, BVR | 1680 | 0 | 1680 | PR Required | - | PR |  | DFE-LV | Automated: Replaced DF250318001 by RMU000000138. Automated: Replaced RMU000000138 by SEP11242. Automated: Replaced DF250318001 by RMU000000138. Automated: Replaced RMU000000138 by SEP11242. | GZ01-Gizan Warehouse | 2025-07-30 | 2025-07-16 | 0
4500595095-[10] | 908321106 : SWGR,SMRT RMU OD,2LBS+1CB,13.8KV,400A | RMU |  | SEP12187 | Lugs, Terminal O-Type, Pre Insulated, Blue ¦ HRV5.5-10 | 280 | 0 | 280 | PR Required | - | PR |  | DFE-LV | Automated: Replaced DF250318002 by RMU000000139. Automated: Replaced RMU000000139 by SEP12187. Automated: Replaced DF250318002 by RMU000000139. Automated: Replaced RMU000000139 by SEP12187. | GZ01-Gizan Warehouse | 2025-07-30 | 2025-07-16 | 0
4500595095-[10] | 908321106 : SWGR,SMRT RMU OD,2LBS+1CB,13.8KV,400A | RMU | ROH | RMU000000175 | Protection Process Diagram | 280 | 0 | 280 | PR Required | - | PR |  | SEP | Automated: Replaced DF250418001 by RMU000000175. Automated: Replaced DF250418001 by RMU000000175. | GZ01-Gizan Warehouse | 2025-07-30 | 2025-07-16 | 0
4500592686-[20] | 908321104 : SWGR,SMRT RMU OD,2LBS+2CB,13.8KV,400A | RMU | ROH | 8DF.0818.1115 | left support plate | 26 | 0 | 26 | PR Required | - | PR |  | Outer Enclosure |  | KH01-Kharj Warehouse150 | 2025-08-17 | 2025-08-03 | 0
4500592686-[20] | 908321104 : SWGR,SMRT RMU OD,2LBS+2CB,13.8KV,400A | RMU | ROH | DF240110376 | Operating Handle | 13 | 0 | 13 | PR Required | - | PR |  | Outer Enclosure |  | KH01-Kharj Warehouse150 | 2025-08-17 | 2025-08-03 | 0
4500592686-[20] | 908321104 : SWGR,SMRT RMU OD,2LBS+2CB,13.8KV,400A | RMU | ROH | DF250318010 | Cross groove large pan head screw Stainless steel | 78 | 0 | 78 | PR Required | - | PR |  | Outer Enclosure |  | KH01-Kharj Warehouse150 | 2025-08-17 | 2025-08-03 | 0
4500592686-[20] | 908321104 : SWGR,SMRT RMU OD,2LBS+2CB,13.8KV,400A | RMU | ROH | DF250319002 | Nameplate-3L1T Stainless Steel | 13 | 0 | 13 | PR Required | - | PR |  | Outer Enclosure |  | KH01-Kharj Warehouse150 | 2025-08-17 | 2025-08-03 | 0
4500592686-[20] | 908321104 : SWGR,SMRT RMU OD,2LBS+2CB,13.8KV,400A | RMU | ROH | SEP30124 | WIREMESH(30X1X20) gauze Stainless steel | 0.91 | 0.91 | 0 | free_stock | PO-SEP-7046-[5] | PO | 2025-11-30 | Outer Enclosure |  | KH01-Kharj Warehouse150 | 2025-08-17 | 2025-08-03 | 119 | China Star (Dalian) Industry Co., Ltd. | PR Bulk material for Plant B
4500592686-[30] | 908321104 : SWGR,SMRT RMU OD,2LBS+2CB,13.8KV,400A | RMU | ROH | 8DF.0818.1115 | left support plate | 8 | 0 | 8 | PR Required | - | PR |  | Outer Enclosure |  | DW01-Dawadmi Warehouse | 2025-08-17 | 2025-08-03 | 0
4500592686-[30] | 908321104 : SWGR,SMRT RMU OD,2LBS+2CB,13.8KV,400A | RMU | ROH | DF240110376 | Operating Handle | 4 | 0 | 4 | PR Required | - | PR |  | Outer Enclosure |  | DW01-Dawadmi Warehouse | 2025-08-17 | 2025-08-03 | 0
4500592686-[30] | 908321104 : SWGR,SMRT RMU OD,2LBS+2CB,13.8KV,400A | RMU | ROH | DF250318010 | Cross groove large pan head screw Stainless steel | 24 | 0 | 24 | PR Required | - | PR |  | Outer Enclosure |  | DW01-Dawadmi Warehouse | 2025-08-17 | 2025-08-03 | 0
4500592686-[30] | 908321104 : SWGR,SMRT RMU OD,2LBS+2CB,13.8KV,400A | RMU | ROH | DF250319002 | Nameplate-3L1T Stainless Steel | 4 | 0 | 4 | PR Required | - | PR |  | Outer Enclosure |  | DW01-Dawadmi Warehouse | 2025-08-17 | 2025-08-03 | 0
4500592686-[30] | 908321104 : SWGR,SMRT RMU OD,2LBS+2CB,13.8KV,400A | RMU | ROH | SEP30124 | WIREMESH(30X1X20) gauze Stainless steel | 0.28 | 0.28 | 0 | free_stock | PO-SEP-7046-[5] | PO | 2025-11-30 | Outer Enclosure |  | DW01-Dawadmi Warehouse | 2025-08-17 | 2025-08-03 | 119 | China Star (Dalian) Industry Co., Ltd. | PR Bulk material for Plant B
4500592697-[10] | 908321104 : SWGR,SMRT RMU OD,2LBS+2CB,13.8KV,400A | RMU | ROH | 8DF.0818.1115 | left support plate | 12 | 0 | 12 | PR Required | - | PR |  | Outer Enclosure |  | JD01-Jeddah Central Warehouse | 2025-08-17 | 2025-08-03 | 0
4500592697-[10] | 908321104 : SWGR,SMRT RMU OD,2LBS+2CB,13.8KV,400A | RMU | ROH | DF240110376 | Operating Handle | 6 | 0 | 6 | PR Required | - | PR |  | Outer Enclosure |  | JD01-Jeddah Central Warehouse | 2025-08-17 | 2025-08-03 | 0
4500592697-[10] | 908321104 : SWGR,SMRT RMU OD,2LBS+2CB,13.8KV,400A | RMU | ROH | DF250318010 | Cross groove large pan head screw Stainless steel | 36 | 0 | 36 | PR Required | - | PR |  | Outer Enclosure |  | JD01-Jeddah Central Warehouse | 2025-08-17 | 2025-08-03 | 0
4500592697-[10] | 908321104 : SWGR,SMRT RMU OD,2LBS+2CB,13.8KV,400A | RMU | ROH | DF250319002 | Nameplate-3L1T Stainless Steel | 6 | 0 | 6 | PR Required | - | PR |  | Outer Enclosure |  | JD01-Jeddah Central Warehouse | 2025-08-17 | 2025-08-03 | 0
4500592697-[10] | 908321104 : SWGR,SMRT RMU OD,2LBS+2CB,13.8KV,400A | RMU | ROH | SEP30124 | WIREMESH(30X1X20) gauze Stainless steel | 0.42 | 0.42 | 0 | free_stock | PO-SEP-7046-[5] | PO | 2025-11-30 | Outer Enclosure |  | JD01-Jeddah Central Warehouse | 2025-08-17 | 2025-08-03 | 119 | China Star (Dalian) Industry Co., Ltd. | PR Bulk material for Plant B
4500592697-[30] | 908321104 : SWGR,SMRT RMU OD,2LBS+2CB,13.8KV,400A | RMU | ROH | 8DF.0818.1115 | left support plate | 34 | 0 | 34 | PR Required | - | PR |  | Outer Enclosure |  | MK01-Makkah Central Warehouse | 2025-08-17 | 2025-08-03 | 0
4500592697-[30] | 908321104 : SWGR,SMRT RMU OD,2LBS+2CB,13.8KV,400A | RMU | ROH | DF240110376 | Operating Handle | 17 | 0 | 17 | PR Required | - | PR |  | Outer Enclosure |  | MK01-Makkah Central Warehouse | 2025-08-17 | 2025-08-03 | 0
4500592697-[30] | 908321104 : SWGR,SMRT RMU OD,2LBS+2CB,13.8KV,400A | RMU | ROH | DF250318010 | Cross groove large pan head screw Stainless steel | 102 | 0 | 102 | PR Required | - | PR |  | Outer Enclosure |  | MK01-Makkah Central Warehouse | 2025-08-17 | 2025-08-03 | 0
4500592697-[30] | 908321104 : SWGR,SMRT RMU OD,2LBS+2CB,13.8KV,400A | RMU | ROH | DF250319002 | Nameplate-3L1T Stainless Steel | 17 | 0 | 17 | PR Required | - | PR |  | Outer Enclosure |  | MK01-Makkah Central Warehouse | 2025-08-17 | 2025-08-03 | 0
4500592697-[30] | 908321104 : SWGR,SMRT RMU OD,2LBS+2CB,13.8KV,400A | RMU | ROH | SEP30124 | WIREMESH(30X1X20) gauze Stainless steel | 1.19 | 1.19 | 0 | free_stock | PO-SEP-7046-[5] | PO | 2025-11-30 | Outer Enclosure |  | MK01-Makkah Central Warehouse | 2025-08-17 | 2025-08-03 | 119 | China Star (Dalian) Industry Co., Ltd. | PR Bulk material for Plant B
4500592697-[40] | 908321104 : SWGR,SMRT RMU OD,2LBS+2CB,13.8KV,400A | RMU | ROH | 8DF.0818.1115 | left support plate | 4 | 0 | 4 | PR Required | - | PR |  | Outer Enclosure |  | HW02-Hawiyah Warehouse | 2025-08-17 | 2025-08-03 | 0
4500592697-[40] | 908321104 : SWGR,SMRT RMU OD,2LBS+2CB,13.8KV,400A | RMU | ROH | DF240110376 | Operating Handle | 2 | 0 | 2 | PR Required | - | PR |  | Outer Enclosure |  | HW02-Hawiyah Warehouse | 2025-08-17 | 2025-08-03 | 0