4500592697-[40] | 908321104 : SWGR,SMRT RMU OD,2LBS+2CB,13.8KV,400A | RMU | ROH | DF250318010 | Cross groove large pan head screw Stainless steel | 12 | 0 | 12 | PR Required | - | PR |  | Outer Enclosure |  | HW02-Hawiyah Warehouse | 2025-08-17 | 2025-08-03 | 0
4500592697-[40] | 908321104 : SWGR,SMRT RMU OD,2LBS+2CB,13.8KV,400A | RMU | ROH | DF250319002 | Nameplate-3L1T Stainless Steel | 2 | 0 | 2 | PR Required | - | PR |  | Outer Enclosure |  | HW02-Hawiyah Warehouse | 2025-08-17 | 2025-08-03 | 0
4500592697-[40] | 908321104 : SWGR,SMRT RMU OD,2LBS+2CB,13.8KV,400A | RMU | ROH | SEP30124 | WIREMESH(30X1X20) gauze Stainless steel | 0.14 | 0.14 | 0 | free_stock | PO-SEP-7046-[5] | PO | 2025-11-30 | Outer Enclosure |  | HW02-Hawiyah Warehouse | 2025-08-17 | 2025-08-03 | 119 | China Star (Dalian) Industry Co., Ltd. | PR Bulk material for Plant B
4500592686-[70] | 908321101 : SWGR,SMART RMU OD,3LBS+1CB,13.8KV,400A | RMU | HALB | 1W0011-R0001 | Pre Wiring Ladies Section | 154 | 0 | 154 | PR Required | - | PR |  | SEP |  | RY01-Riyadh Central Warehouse | 2025-08-30 | 2025-08-16 | 0
4500592686-[70] | 908321101 : SWGR,SMART RMU OD,3LBS+1CB,13.8KV,400A | RMU | HALB | 1W0011-R0003 | LV Box Wiring termination (All Electrical Components) | 154 | 0 | 154 | PR Required | - | PR |  | SEP |  | RY01-Riyadh Central Warehouse | 2025-08-30 | 2025-08-16 | 0
4500592686-[70] | 908321101 : SWGR,SMART RMU OD,3LBS+1CB,13.8KV,400A | RMU | HALB | 1W0011-R0004 | Wiring Integration (CT + VT +EFI) | 154 | 0 | 154 | PR Required | - | PR |  | SEP |  | RY01-Riyadh Central Warehouse | 2025-08-30 | 2025-08-16 | 0
4500592686-[70] | 908321101 : SWGR,SMART RMU OD,3LBS+1CB,13.8KV,400A | RMU | HALB | 8BP.0818.0002 | Loop sign | 616 | 0 | 616 | PR Required | - | PR |  | SEP |  | RY01-Riyadh Central Warehouse | 2025-08-30 | 2025-08-16 | 0
4500592686-[70] | 908321101 : SWGR,SMART RMU OD,3LBS+1CB,13.8KV,400A | RMU | HALB | 8BP.0818.0006 | BATTERY LABEL | 154 | 0 | 154 | PR Required | - | PR |  | SEP |  | RY01-Riyadh Central Warehouse | 2025-08-30 | 2025-08-16 | 0
4500592686-[70] | 908321101 : SWGR,SMART RMU OD,3LBS+1CB,13.8KV,400A | RMU | HALB | 8BP.0818.0007 | INSTRUMENT DOOR LEFT PANEL LABEL | 154 | 0 | 154 | PR Required | - | PR |  | SEP |  | RY01-Riyadh Central Warehouse | 2025-08-30 | 2025-08-16 | 0
4500592686-[70] | 908321101 : SWGR,SMART RMU OD,3LBS+1CB,13.8KV,400A | RMU | HALB | 8BP.0818.0008 | INSTRUMENT ROOM COMPONENT LABEL(LARGE) | 154 | 0 | 154 | PR Required | - | PR |  | SEP |  | RY01-Riyadh Central Warehouse | 2025-08-30 | 2025-08-16 | 0
4500592686-[70] | 908321101 : SWGR,SMART RMU OD,3LBS+1CB,13.8KV,400A | RMU | HALB | 8BP.0818.0009 | INSTRUMENT INDOOR LABEL | 154 | 0 | 154 | PR Required | - | PR |  | SEP |  | RY01-Riyadh Central Warehouse | 2025-08-30 | 2025-08-16 | 0
4500592686-[70] | 908321101 : SWGR,SMART RMU OD,3LBS+1CB,13.8KV,400A | RMU | HALB | 8BP.0818.0010 | INSTRUMENT ROOM COMPONENT LABEL(SMALL) | 154 | 0 | 154 | PR Required | - | PR |  | SEP |  | RY01-Riyadh Central Warehouse | 2025-08-30 | 2025-08-16 | 0
4500592686-[70] | 908321101 : SWGR,SMART RMU OD,3LBS+1CB,13.8KV,400A | RMU | HALB | 8DF-052-0055 | Grounding plate | 154 | 0 | 154 | PR Required | - | PR |  | SEP |  | RY01-Riyadh Central Warehouse | 2025-08-30 | 2025-08-16 | 0
4500592686-[70] | 908321101 : SWGR,SMART RMU OD,3LBS+1CB,13.8KV,400A | RMU | HALB | 8DF-062-0014(A) | Transformer mounting plate 1 (CHUANGYIN) | 154 | 0 | 154 | PR Required | - | PR |  | SEP |  | RY01-Riyadh Central Warehouse | 2025-08-30 | 2025-08-16 | 0
4500592686-[70] | 908321101 : SWGR,SMART RMU OD,3LBS+1CB,13.8KV,400A | RMU | HALB | 8DF-062-0015A | Transformer mounting plate 2 (CHUANGYIN) | 154 | 0 | 154 | PR Required | - | PR |  | SEP |  | RY01-Riyadh Central Warehouse | 2025-08-30 | 2025-08-16 | 0
4500592686-[70] | 908321101 : SWGR,SMART RMU OD,3LBS+1CB,13.8KV,400A | RMU | HALB | 8DF-270-0007 | Grounding bar protection plate | 154 | 0 | 154 | PR Required | - | PR |  | SEP |  | RY01-Riyadh Central Warehouse | 2025-08-30 | 2025-08-16 | 0
4500592686-[70] | 908321101 : SWGR,SMART RMU OD,3LBS+1CB,13.8KV,400A | RMU | HALB | 8DF.0815.1025 | Casing protection plate 1 | 154 | 0 | 154 | PR Required | - | PR |  | SEP |  | RY01-Riyadh Central Warehouse | 2025-08-30 | 2025-08-16 | 0
4500592686-[70] | 908321101 : SWGR,SMART RMU OD,3LBS+1CB,13.8KV,400A | RMU | HALB | 8DF.0815.1026 | Casing protection plate 2 | 154 | 0 | 154 | PR Required | - | PR |  | SEP |  | RY01-Riyadh Central Warehouse | 2025-08-30 | 2025-08-16 | 0
4500592686-[70] | 908321101 : SWGR,SMART RMU OD,3LBS+1CB,13.8KV,400A | RMU | HALB | 8DF.0815.1027 | Casing protection plate 3 | 308 | 0 | 308 | PR Required | - | PR |  | SEP |  | RY01-Riyadh Central Warehouse | 2025-08-30 | 2025-08-16 | 0
4500592686-[70] | 908321101 : SWGR,SMART RMU OD,3LBS+1CB,13.8KV,400A | RMU | HALB | 8DF.0815.1081 | Ground bar 1 | 154 | 0 | 154 | PR Required | - | PR |  | SEP |  | RY01-Riyadh Central Warehouse | 2025-08-30 | 2025-08-16 | 0
4500592686-[70] | 908321101 : SWGR,SMART RMU OD,3LBS+1CB,13.8KV,400A | RMU | HALB | 8DF.0815.1082 | Ground bar 2 | 154 | 0 | 154 | PR Required | - | PR |  | SEP |  | RY01-Riyadh Central Warehouse | 2025-08-30 | 2025-08-16 | 0
4500592686-[70] | 908321101 : SWGR,SMART RMU OD,3LBS+1CB,13.8KV,400A | RMU | HALB | 8DF.0815.1083 | Ground bar 3 | 154 | 0 | 154 | PR Required | - | PR |  | SEP |  | RY01-Riyadh Central Warehouse | 2025-08-30 | 2025-08-16 | 0
4500592686-[70] | 908321101 : SWGR,SMART RMU OD,3LBS+1CB,13.8KV,400A | RMU | HALB | 8DF.0815.1086 | Ground bar 6 | 154 | 0 | 154 | PR Required | - | PR |  | SEP |  | RY01-Riyadh Central Warehouse | 2025-08-30 | 2025-08-16 | 0
4500592686-[70] | 908321101 : SWGR,SMART RMU OD,3LBS+1CB,13.8KV,400A | RMU | HALB | 8DF.0815.1087 | Ground bar 7 | 154 | 0 | 154 | PR Required | - | PR |  | SEP |  | RY01-Riyadh Central Warehouse | 2025-08-30 | 2025-08-16 | 0
4500592686-[70] | 908321101 : SWGR,SMART RMU OD,3LBS+1CB,13.8KV,400A | RMU | HALB | 8DF.0815.1242 | Cable room protection panel 4 | 308 | 0 | 308 | PR Required | - | PR |  | SEP |  | RY01-Riyadh Central Warehouse | 2025-08-30 | 2025-08-16 | 0
4500592686-[70] | 908321101 : SWGR,SMART RMU OD,3LBS+1CB,13.8KV,400A | RMU | HALB | 8DF.0815.1260 | POWER MODULE MOUNTING PLATE | 154 | 0 | 154 | PR Required | - | PR |  | SEP |  | RY01-Riyadh Central Warehouse | 2025-08-30 | 2025-08-16 | 0
4500592686-[70] | 908321101 : SWGR,SMART RMU OD,3LBS+1CB,13.8KV,400A | RMU | HALB | 8DF.0817.0607 | Cable binding clip | 770 | 0 | 770 | PR Required | - | PR |  | SEP |  | RY01-Riyadh Central Warehouse | 2025-08-30 | 2025-08-16 | 0
4500592686-[70] | 908321101 : SWGR,SMART RMU OD,3LBS+1CB,13.8KV,400A | RMU | HALB | 8DF.0818.1001(A) | lower left side panel | 154 | 0 | 154 | PR Required | - | PR |  | SEP |  | RY01-Riyadh Central Warehouse | 2025-08-30 | 2025-08-16 | 0
4500592686-[70] | 908321101 : SWGR,SMART RMU OD,3LBS+1CB,13.8KV,400A | RMU | HALB | 8DF.0818.1002(A) | lower right side panel | 154 | 0 | 154 | PR Required | - | PR |  | SEP |  | RY01-Riyadh Central Warehouse | 2025-08-30 | 2025-08-16 | 0
4500592686-[70] | 908321101 : SWGR,SMART RMU OD,3LBS+1CB,13.8KV,400A | RMU | HALB | 8DF.0818.1011 | Partition door frame (Bend Up) | 308 | 0 | 308 | PR Required | - | PR |  | SEP |  | RY01-Riyadh Central Warehouse | 2025-08-30 | 2025-08-16 | 0
4500592686-[70] | 908321101 : SWGR,SMART RMU OD,3LBS+1CB,13.8KV,400A | RMU | HALB | 8DF.0818.1011B | Partition door frame (Bend Down) | 154 | 0 | 154 | PR Required | - | PR |  | SEP |  | RY01-Riyadh Central Warehouse | 2025-08-30 | 2025-08-16 | 0
4500592686-[70] | 908321101 : SWGR,SMART RMU OD,3LBS+1CB,13.8KV,400A | RMU | HALB | 8DF.0818.1012 | Bottom plate pressure relief piece | 616 | 0 | 616 | PR Required | - | PR |  | SEP |  | RY01-Riyadh Central Warehouse | 2025-08-30 | 2025-08-16 | 0
4500592686-[70] | 908321101 : SWGR,SMART RMU OD,3LBS+1CB,13.8KV,400A | RMU | HALB | 8DF.0818.1015 | Cable room bottom plate 1 | 308 | 0 | 308 | PR Required | - | PR |  | SEP |  | RY01-Riyadh Central Warehouse | 2025-08-30 | 2025-08-16 | 0
4500592686-[70] | 908321101 : SWGR,SMART RMU OD,3LBS+1CB,13.8KV,400A | RMU | HALB | 8DF.0818.1016A | Cable room bottom plate 2 | 924 | 0 | 924 | PR Required | - | PR |  | SEP |  | RY01-Riyadh Central Warehouse | 2025-08-30 | 2025-08-16 | 0
4500592686-[70] | 908321101 : SWGR,SMART RMU OD,3LBS+1CB,13.8KV,400A | RMU | HALB | 8DF.0818.1018 | Cable clamp 1 | 308 | 0 | 308 | PR Required | - | PR |  | SEP |  | RY01-Riyadh Central Warehouse | 2025-08-30 | 2025-08-16 | 0
4500592686-[70] | 908321101 : SWGR,SMART RMU OD,3LBS+1CB,13.8KV,400A | RMU | HALB | 8DF.0818.1019A | Cable clamp 2 | 924 | 0 | 924 | PR Required | - | PR |  | SEP |  | RY01-Riyadh Central Warehouse | 2025-08-30 | 2025-08-16 | 0
4500592686-[70] | 908321101 : SWGR,SMART RMU OD,3LBS+1CB,13.8KV,400A | RMU | HALB | 8DF.0818.1020 | Cable room protection panel 1 | 924 | 0 | 924 | PR Required | - | PR |  | SEP |  | RY01-Riyadh Central Warehouse | 2025-08-30 | 2025-08-16 | 0
4500592686-[70] | 908321101 : SWGR,SMART RMU OD,3LBS+1CB,13.8KV,400A | RMU | HALB | 8DF.0818.1021 | Cable room protection panel 2 | 616 | 0 | 616 | PR Required | - | PR |  | SEP |  | RY01-Riyadh Central Warehouse | 2025-08-30 | 2025-08-16 | 0
4500592686-[70] | 908321101 : SWGR,SMART RMU OD,3LBS+1CB,13.8KV,400A | RMU | HALB | 8DF.0818.1022 | Cable room protection panel 3 | 616 | 0 | 616 | PR Required | - | PR |  | SEP |  | RY01-Riyadh Central Warehouse | 2025-08-30 | 2025-08-16 | 0
4500592686-[70] | 908321101 : SWGR,SMART RMU OD,3LBS+1CB,13.8KV,400A | RMU | HALB | 8DF.0818.1026 | Cable room door upper handle | 616 | 0 | 616 | PR Required | - | PR |  | SEP |  | RY01-Riyadh Central Warehouse | 2025-08-30 | 2025-08-16 | 0
4500592686-[70] | 908321101 : SWGR,SMART RMU OD,3LBS+1CB,13.8KV,400A | RMU | HALB | 8DF.0818.1027 | Cable room door inner handle | 616 | 0 | 616 | PR Required | - | PR |  | SEP |  | RY01-Riyadh Central Warehouse | 2025-08-30 | 2025-08-16 | 0
4500592686-[70] | 908321101 : SWGR,SMART RMU OD,3LBS+1CB,13.8KV,400A | RMU | HALB | 8DF.0818.1031A | Left side cover | 154 | 0 | 154 | PR Required | - | PR |  | SEP |  | RY01-Riyadh Central Warehouse | 2025-08-30 | 2025-08-16 | 0
4500592686-[70] | 908321101 : SWGR,SMART RMU OD,3LBS+1CB,13.8KV,400A | RMU | HALB | 8DF.0818.1032A | Right side cover | 154 | 0 | 154 | PR Required | - | PR |  | SEP |  | RY01-Riyadh Central Warehouse | 2025-08-30 | 2025-08-16 | 0
4500592686-[70] | 908321101 : SWGR,SMART RMU OD,3LBS+1CB,13.8KV,400A | RMU | HALB | 8DF.0818.1035(A) | CB Agency Panel | 154 | 0 | 154 | PR Required | - | PR |  | SEP |  | RY01-Riyadh Central Warehouse | 2025-08-30 | 2025-08-16 | 0
4500592686-[70] | 908321101 : SWGR,SMART RMU OD,3LBS+1CB,13.8KV,400A | RMU | HALB | 8DF.0818.1036 | Cable Test Box | 462 | 0 | 462 | PR Required | - | PR |  | SEP |  | RY01-Riyadh Central Warehouse | 2025-08-30 | 2025-08-16 | 0
4500592686-[70] | 908321101 : SWGR,SMART RMU OD,3LBS+1CB,13.8KV,400A | RMU | HALB | 8DF.0818.1039 | File Holder | 154 | 0 | 154 | PR Required | - | PR |  | SEP |  | RY01-Riyadh Central Warehouse | 2025-08-30 | 2025-08-16 | 0
4500592686-[70] | 908321101 : SWGR,SMART RMU OD,3LBS+1CB,13.8KV,400A | RMU | HALB | 8DF.0818.1041 | Mechanism room fixing block | 1078 | 0 | 1078 | PR Required | - | PR |  | SEP |  | RY01-Riyadh Central Warehouse | 2025-08-30 | 2025-08-16 | 0
4500592686-[70] | 908321101 : SWGR,SMART RMU OD,3LBS+1CB,13.8KV,400A | RMU | HALB | 8DF.0818.1043 | Mechanism room fixed plate 2 | 154 | 0 | 154 | PR Required | - | PR |  | SEP |  | RY01-Riyadh Central Warehouse | 2025-08-30 | 2025-08-16 | 0
4500592686-[70] | 908321101 : SWGR,SMART RMU OD,3LBS+1CB,13.8KV,400A | RMU | HALB | 8DF.0818.1044 | Mechanism room fixed block 2 | 1078 | 0 | 1078 | PR Required | - | PR |  | SEP |  | RY01-Riyadh Central Warehouse | 2025-08-30 | 2025-08-16 | 0
4500592686-[70] | 908321101 : SWGR,SMART RMU OD,3LBS+1CB,13.8KV,400A | RMU | HALB | 8DF.0818.1045 | CCVCMechanism room fixing plate | 154 | 0 | 154 | PR Required | - | PR |  | SEP |  | RY01-Riyadh Central Warehouse | 2025-08-30 | 2025-08-16 | 0
4500592686-[70] | 908321101 : SWGR,SMART RMU OD,3LBS+1CB,13.8KV,400A | RMU | HALB | 8DF.0818.1050 | Cable room door | 616 | 0 | 616 | PR Required | - | PR |  | SEP |  | RY01-Riyadh Central Warehouse | 2025-08-30 | 2025-08-16 | 0
4500592686-[70] | 908321101 : SWGR,SMART RMU OD,3LBS+1CB,13.8KV,400A | RMU | HALB | 8DF.0818.1051 | Cable room partition | 616 | 0 | 616 | PR Required | - | PR |  | SEP |  | RY01-Riyadh Central Warehouse | 2025-08-30 | 2025-08-16 | 0
4500592686-[70] | 908321101 : SWGR,SMART RMU OD,3LBS+1CB,13.8KV,400A | RMU | HALB | 8DF.0818.1085 | CCVC Ground bar 4 | 154 | 0 | 154 | PR Required | - | PR |  | SEP |  | RY01-Riyadh Central Warehouse | 2025-08-30 | 2025-08-16 | 0
4500592686-[70] | 908321101 : SWGR,SMART RMU OD,3LBS+1CB,13.8KV,400A | RMU | ROH | 8DF.0818.1115 | left support plate | 192 | 0 | 192 | PR Required | - | PR |  | Outer Enclosure |  | RY01-Riyadh Central Warehouse | 2025-08-30 | 2025-08-16 | 0
4500592686-[70] | 908321101 : SWGR,SMART RMU OD,3LBS+1CB,13.8KV,400A | RMU | ROH | 8DF.0818.1115 | left support plate | 308 | 0 | 308 | PR Required | - | PR |  | Outer Enclosure |  | RY01-Riyadh Central Warehouse | 2025-08-30 | 2025-08-16 | 0
4500592686-[70] | 908321101 : SWGR,SMART RMU OD,3LBS+1CB,13.8KV,400A | RMU | HALB | 8DF.0818.1209A | CABLE ROOM BOTTOM PLATE 3 | 154 | 0 | 154 | PR Required | - | PR |  | SEP |  | RY01-Riyadh Central Warehouse | 2025-08-30 | 2025-08-16 | 0
4500592686-[70] | 908321101 : SWGR,SMART RMU OD,3LBS+1CB,13.8KV,400A | RMU | HALB | 8DF.0818.1209C | CABLE ROOM BOTTOM PLATE 3-1 | 462 | 0 | 462 | PR Required | - | PR |  | SEP |  | RY01-Riyadh Central Warehouse | 2025-08-30 | 2025-08-16 | 0
4500592686-[70] | 908321101 : SWGR,SMART RMU OD,3LBS+1CB,13.8KV,400A | RMU | HALB | 8DF.0818.1220 | Instrument room left sealing panel | 154 | 0 | 154 | PR Required | - | PR |  | SEP |  | RY01-Riyadh Central Warehouse | 2025-08-30 | 2025-08-16 | 0
4500592686-[70] | 908321101 : SWGR,SMART RMU OD,3LBS+1CB,13.8KV,400A | RMU | HALB | 8DF.0818.1223(A) | Instrument box right side sealing plate | 154 | 0 | 154 | PR Required | - | PR |  | SEP |  | RY01-Riyadh Central Warehouse | 2025-08-30 | 2025-08-16 | 0
4500592686-[70] | 908321101 : SWGR,SMART RMU OD,3LBS+1CB,13.8KV,400A | RMU | HALB | 8DF.0818.1224 | Instrument room column | 154 | 0 | 154 | PR Required | - | PR |  | SEP |  | RY01-Riyadh Central Warehouse | 2025-08-30 | 2025-08-16 | 0
4500592686-[70] | 908321101 : SWGR,SMART RMU OD,3LBS+1CB,13.8KV,400A | RMU | HALB | 8DF.0818.1227 | Instrument room vertical panel | 154 | 0 | 154 | PR Required | - | PR |  | SEP |  | RY01-Riyadh Central Warehouse | 2025-08-30 | 2025-08-16 | 0
4500592686-[70] | 908321101 : SWGR,SMART RMU OD,3LBS+1CB,13.8KV,400A | RMU | HALB | 8DF.0818.1231 | Battery fixing plate | 154 | 0 | 154 | PR Required | - | PR |  | SEP |  | RY01-Riyadh Central Warehouse | 2025-08-30 | 2025-08-16 | 0
4500592686-[70] | 908321101 : SWGR,SMART RMU OD,3LBS+1CB,13.8KV,400A | RMU | HALB | 8DF.0818.1232 | V Cable clamp fixing plate | 154 | 0 | 154 | PR Required | - | PR |  | SEP |  | RY01-Riyadh Central Warehouse | 2025-08-30 | 2025-08-16 | 0
4500592686-[70] | 908321101 : SWGR,SMART RMU OD,3LBS+1CB,13.8KV,400A | RMU | HALB | 8DF.0818.1232A | C Cable clamp fixing plate | 462 | 0 | 462 | PR Required | - | PR |  | SEP |  | RY01-Riyadh Central Warehouse | 2025-08-30 | 2025-08-16 | 0
4500592686-[70] | 908321101 : SWGR,SMART RMU OD,3LBS+1CB,13.8KV,400A | RMU | HALB | 8DF.0818.1234 | Ground bar bracket | 1232 | 0 | 1232 | PR Required | - | PR |  | SEP |  | RY01-Riyadh Central Warehouse | 2025-08-30 | 2025-08-16 | 0
4500592686-[70] | 908321101 : SWGR,SMART RMU OD,3LBS+1CB,13.8KV,400A | RMU | HALB | 8DF.0818.1235(A) | Battery separator | 154 | 0 | 154 | PR Required | - | PR |  | SEP |  | RY01-Riyadh Central Warehouse | 2025-08-30 | 2025-08-16 | 0
4500592686-[70] | 908321101 : SWGR,SMART RMU OD,3LBS+1CB,13.8KV,400A | RMU | HALB | 8DF.0818.1246(A) | LBS1 Agency Panel | 154 | 0 | 154 | PR Required | - | PR |  | SEP |  | RY01-Riyadh Central Warehouse | 2025-08-30 | 2025-08-16 | 0
4500592686-[70] | 908321101 : SWGR,SMART RMU OD,3LBS+1CB,13.8KV,400A | RMU | HALB | 8DF.0818.1247(A) | LBS2 Agency Panel | 154 | 0 | 154 | PR Required | - | PR |  | SEP |  | RY01-Riyadh Central Warehouse | 2025-08-30 | 2025-08-16 | 0
4500592686-[70] | 908321101 : SWGR,SMART RMU OD,3LBS+1CB,13.8KV,400A | RMU | HALB | 8DF.0818.1248(A) | LBS2 Agency Panel(3L1T) | 154 | 0 | 154 | PR Required | - | PR |  | SEP |  | RY01-Riyadh Central Warehouse | 2025-08-30 | 2025-08-16 | 0
4500592686-[70] | 908321101 : SWGR,SMART RMU OD,3LBS+1CB,13.8KV,400A | RMU | HALB | 8DF.0818.1249A | Support plate 1 assembly | 154 | 0 | 154 | PR Required | - | PR |  | SEP |  | RY01-Riyadh Central Warehouse | 2025-08-30 | 2025-08-16 | 0
4500592686-[70] | 908321101 : SWGR,SMART RMU OD,3LBS+1CB,13.8KV,400A | RMU | HALB | 8DF.0818.1250A | Support plate 2 | 308 | 0 | 308 | PR Required | - | PR |  | SEP |  | RY01-Riyadh Central Warehouse | 2025-08-30 | 2025-08-16 | 0
4500592686-[70] | 908321101 : SWGR,SMART RMU OD,3LBS+1CB,13.8KV,400A | RMU | HALB | 8DF.0818.1259 | Instrument door positioning plate | 308 | 0 | 308 | PR Required | - | PR |  | SEP |  | RY01-Riyadh Central Warehouse | 2025-08-30 | 2025-08-16 | 0
4500592686-[70] | 908321101 : SWGR,SMART RMU OD,3LBS+1CB,13.8KV,400A | RMU | HALB | 8DF.0818.1261 | Stroke bracket 2 | 308 | 0 | 308 | PR Required | - | PR |  | SEP |  | RY01-Riyadh Central Warehouse | 2025-08-30 | 2025-08-16 | 0
4500592686-[70] | 908321101 : SWGR,SMART RMU OD,3LBS+1CB,13.8KV,400A | RMU | HALB | 8DF.0818.1268 | Copper row hole protection plate | 154 | 0 | 154 | PR Required | - | PR |  | SEP |  | RY01-Riyadh Central Warehouse | 2025-08-30 | 2025-08-16 | 0
4500592686-[70] | 908321101 : SWGR,SMART RMU OD,3LBS+1CB,13.8KV,400A | RMU | HALB | 8DF.0818.1271A | Copper row hole protection plate (extended) | 154 | 0 | 154 | PR Required | - | PR |  | SEP |  | RY01-Riyadh Central Warehouse | 2025-08-30 | 2025-08-16 | 0
4500592686-[70] | 908321101 : SWGR,SMART RMU OD,3LBS+1CB,13.8KV,400A | RMU | HALB | 8DF.0818.1271B | Copper row hole protection plate (extended and fully sealed) | 154 | 0 | 154 | PR Required | - | PR |  | SEP |  | RY01-Riyadh Central Warehouse | 2025-08-30 | 2025-08-16 | 0
4500592686-[70] | 908321101 : SWGR,SMART RMU OD,3LBS+1CB,13.8KV,400A | RMU | HALB | 8DF.0818.1298 | Partition door frame 2 | 462 | 0 | 462 | PR Required | - | PR |  | SEP |  | RY01-Riyadh Central Warehouse | 2025-08-30 | 2025-08-16 | 0
4500592686-[70] | 908321101 : SWGR,SMART RMU OD,3LBS+1CB,13.8KV,400A | RMU | HALB | 8DF.0818.1299 | Battery pressure plate | 154 | 0 | 154 | PR Required | - | PR |  | SEP |  | RY01-Riyadh Central Warehouse | 2025-08-30 | 2025-08-16 | 0
4500592686-[70] | 908321101 : SWGR,SMART RMU OD,3LBS+1CB,13.8KV,400A | RMU | HALB | 8DF.0818.1301 | Pressure relief chamber support beam | 154 | 0 | 154 | PR Required | - | PR |  | SEP |  | RY01-Riyadh Central Warehouse | 2025-08-30 | 2025-08-16 | 0
4500592686-[70] | 908321101 : SWGR,SMART RMU OD,3LBS+1CB,13.8KV,400A | RMU | HALB | 8DF.0818.1306(A) | CCVC Front center cross member | 154 | 0 | 154 | PR Required | - | PR |  | SEP |  | RY01-Riyadh Central Warehouse | 2025-08-30 | 2025-08-16 | 0
4500592686-[70] | 908321101 : SWGR,SMART RMU OD,3LBS+1CB,13.8KV,400A | RMU | HALB | 8DF.0818.1307 | CCVC front bottom cross member | 154 | 0 | 154 | PR Required | - | PR |  | SEP |  | RY01-Riyadh Central Warehouse | 2025-08-30 | 2025-08-16 | 0
4500592686-[70] | 908321101 : SWGR,SMART RMU OD,3LBS+1CB,13.8KV,400A | RMU | HALB | 8DF.0818.1308 | CCVC Rear bottom cross member | 154 | 0 | 154 | PR Required | - | PR |  | SEP |  | RY01-Riyadh Central Warehouse | 2025-08-30 | 2025-08-16 | 0
4500592686-[70] | 908321101 : SWGR,SMART RMU OD,3LBS+1CB,13.8KV,400A | RMU | HALB | 8DF.0818.1309 | CCVC Rear center cross member | 154 | 0 | 154 | PR Required | - | PR |  | SEP |  | RY01-Riyadh Central Warehouse | 2025-08-30 | 2025-08-16 | 0
4500592686-[70] | 908321101 : SWGR,SMART RMU OD,3LBS+1CB,13.8KV,400A | RMU | HALB | 8DF.0818.1310(A) | CCVC vertical partition | 154 | 0 | 154 | PR Required | - | PR |  | SEP |  | RY01-Riyadh Central Warehouse | 2025-08-30 | 2025-08-16 | 0
4500592686-[70] | 908321101 : SWGR,SMART RMU OD,3LBS+1CB,13.8KV,400A | RMU | HALB | 8DF.0818.1311A | CCVC Upper sealing plate | 154 | 0 | 154 | PR Required | - | PR |  | SEP |  | RY01-Riyadh Central Warehouse | 2025-08-30 | 2025-08-16 | 0
4500592686-[70] | 908321101 : SWGR,SMART RMU OD,3LBS+1CB,13.8KV,400A | RMU | HALB | 8DF.0818.1312A | CCVC Lower sealing plate | 154 | 0 | 154 | PR Required | - | PR |  | SEP |  | RY01-Riyadh Central Warehouse | 2025-08-30 | 2025-08-16 | 0
4500592686-[70] | 908321101 : SWGR,SMART RMU OD,3LBS+1CB,13.8KV,400A | RMU | HALB | 8DF.0818.1313(A) | CCVC Instrument Room Floor | 154 | 0 | 154 | PR Required | - | PR |  | SEP |  | RY01-Riyadh Central Warehouse | 2025-08-30 | 2025-08-16 | 0
4500592686-[70] | 908321101 : SWGR,SMART RMU OD,3LBS+1CB,13.8KV,400A | RMU | HALB | 8DF.0818.1314 | CCVC Instrument room roof | 154 | 0 | 154 | PR Required | - | PR |  | SEP |  | RY01-Riyadh Central Warehouse | 2025-08-30 | 2025-08-16 | 0
4500592686-[70] | 908321101 : SWGR,SMART RMU OD,3LBS+1CB,13.8KV,400A | RMU | HALB | 8DF.0818.1315 | CVVC left instrument door | 154 | 0 | 154 | PR Required | - | PR |  | SEP |  | RY01-Riyadh Central Warehouse | 2025-08-30 | 2025-08-16 | 0
4500592686-[70] | 908321101 : SWGR,SMART RMU OD,3LBS+1CB,13.8KV,400A | RMU | HALB | 8DF.0818.1316 | CVVC RIGHT INSTRUMENT DOOR | 154 | 0 | 154 | PR Required | - | PR |  | SEP |  | RY01-Riyadh Central Warehouse | 2025-08-30 | 2025-08-16 | 0
4500592686-[70] | 908321101 : SWGR,SMART RMU OD,3LBS+1CB,13.8KV,400A | RMU | HALB | 8DF.0818.1317 | CCVC Pressure relief chamber rear cover | 308 | 0 | 308 | PR Required | - | PR |  | SEP |  | RY01-Riyadh Central Warehouse | 2025-08-30 | 2025-08-16 | 0
4500592686-[70] | 908321101 : SWGR,SMART RMU OD,3LBS+1CB,13.8KV,400A | RMU | ROH | DF240110376 | Operating Handle | 96 | 0 | 96 | PR Required | - | PR |  | Outer Enclosure |  | RY01-Riyadh Central Warehouse | 2025-08-30 | 2025-08-16 | 0
4500592686-[70] | 908321101 : SWGR,SMART RMU OD,3LBS+1CB,13.8KV,400A | RMU | ROH | DF240110376 | Operating Handle | 154 | 0 | 154 | PR Required | - | PR |  | Outer Enclosure |  | RY01-Riyadh Central Warehouse | 2025-08-30 | 2025-08-16 | 0
4500592686-[70] | 908321101 : SWGR,SMART RMU OD,3LBS+1CB,13.8KV,400A | RMU | ROH | DF240424022 | Threadlocker | 15.4 | 0 | 15.4 | PR Required | - | PR |  | SEP |  | RY01-Riyadh Central Warehouse | 2025-08-30 | 2025-08-16 | 0
4500592686-[70] | 908321101 : SWGR,SMART RMU OD,3LBS+1CB,13.8KV,400A | RMU | ROH | DF240603043 | Glass glue | 7700 | 0 | 7700 | PR Required | - | PR |  | SEP |  | RY01-Riyadh Central Warehouse | 2025-08-30 | 2025-08-16 | 0
4500592686-[70] | 908321101 : SWGR,SMART RMU OD,3LBS+1CB,13.8KV,400A | RMU | ROH | DF240603044 | Varnish (Epoxy anti-corrosion clear topcoat) | 1540 | 0 | 1540 | PR Required | - | PR |  | SEP |  | RY01-Riyadh Central Warehouse | 2025-08-30 | 2025-08-16 | 0
4500592686-[70] | 908321101 : SWGR,SMART RMU OD,3LBS+1CB,13.8KV,400A | RMU | ROH | DF240612026 | Styrofoam | 7700 | 0 | 7700 | PR Required | - | PR |  | SEP |  | RY01-Riyadh Central Warehouse | 2025-08-30 | 2025-08-16 | 0
4500592686-[70] | 908321101 : SWGR,SMART RMU OD,3LBS+1CB,13.8KV,400A | RMU | ROH | DF250318010 | Cross groove large pan head screw Stainless steel | 576 | 0 | 576 | PR Required | - | PR |  | Outer Enclosure |  | RY01-Riyadh Central Warehouse | 2025-08-30 | 2025-08-16 | 0
4500592686-[70] | 908321101 : SWGR,SMART RMU OD,3LBS+1CB,13.8KV,400A | RMU | ROH | DF250318010 | Cross groove large pan head screw Stainless steel | 924 | 0 | 924 | PR Required | - | PR |  | Outer Enclosure |  | RY01-Riyadh Central Warehouse | 2025-08-30 | 2025-08-16 | 0
4500592686-[70] | 908321101 : SWGR,SMART RMU OD,3LBS+1CB,13.8KV,400A | RMU | ROH | DF250319002 | Nameplate-3L1T Stainless Steel | 96 | 0 | 96 | PR Required | - | PR |  | Outer Enclosure |  | RY01-Riyadh Central Warehouse | 2025-08-30 | 2025-08-16 | 0
4500592686-[70] | 908321101 : SWGR,SMART RMU OD,3LBS+1CB,13.8KV,400A | RMU | ROH | DF250319002 | Nameplate-3L1T Stainless Steel | 154 | 0 | 154 | PR Required | - | PR |  | Outer Enclosure |  | RY01-Riyadh Central Warehouse | 2025-08-30 | 2025-08-16 | 0
4500592686-[70] | 908321101 : SWGR,SMART RMU OD,3LBS+1CB,13.8KV,400A | RMU | ROH | NO CODE | 3L1T SRMU Operating LBS3 Mechanism Plate UV Screening | 154 | 0 | 154 | PR Required | - | PR |  | SEP |  | RY01-Riyadh Central Warehouse | 2025-08-30 | 2025-08-16 | 0
4500592686-[70] | 908321101 : SWGR,SMART RMU OD,3LBS+1CB,13.8KV,400A | RMU | ROH | RMU0000000006 | 2L1T SRMU Cable Door UV Screening | 616 | 0 | 616 | PR Required | - | PR |  | SEP |  | RY01-Riyadh Central Warehouse | 2025-08-30 | 2025-08-16 | 0
4500592686-[70] | 908321101 : SWGR,SMART RMU OD,3LBS+1CB,13.8KV,400A | RMU | ROH | RMU0000000007 | 2L1T SRMU Operating LBS1 Mechanism Plate UV Screening | 154 | 0 | 154 | PR Required | - | PR |  | SEP |  | RY01-Riyadh Central Warehouse | 2025-08-30 | 2025-08-16 | 0
4500592686-[70] | 908321101 : SWGR,SMART RMU OD,3LBS+1CB,13.8KV,400A | RMU | ROH | RMU0000000008 | 2L1T SRMU Operating CB Mechanism Plate UV Screening | 154 | 0 | 154 | PR Required | - | PR |  | SEP |  | RY01-Riyadh Central Warehouse | 2025-08-30 | 2025-08-16 | 0
4500592686-[70] | 908321101 : SWGR,SMART RMU OD,3LBS+1CB,13.8KV,400A | RMU | ROH | RMU0000000009 | 2L1T SRMU Operating LBS2 Mechanism Plate UV Screening | 154 | 0 | 154 | PR Required | - | PR |  | SEP |  | RY01-Riyadh Central Warehouse | 2025-08-30 | 2025-08-16 | 0
4500592686-[70] | 908321101 : SWGR,SMART RMU OD,3LBS+1CB,13.8KV,400A | RMU | ROH | RMU0000000010 | 2L1T SRMU Cable test door UV Screening | 462 | 0 | 462 | PR Required | - | PR |  | SEP |  | RY01-Riyadh Central Warehouse | 2025-08-30 | 2025-08-16 | 0
4500592686-[70] | 908321101 : SWGR,SMART RMU OD,3LBS+1CB,13.8KV,400A | RMU | ROH | SEP30124 | WIREMESH(30X1X20) gauze Stainless steel | 6.72 | 6.72 | 0 | free_stock | PO-SEP-7046-[5] | PO | 2025-11-30 | Outer Enclosure |  | RY01-Riyadh Central Warehouse | 2025-08-30 | 2025-08-16 | 106 | China Star (Dalian) Industry Co., Ltd. | PR Bulk material for Plant B
4500592686-[70] | 908321101 : SWGR,SMART RMU OD,3LBS+1CB,13.8KV,400A | RMU | ROH | SEP30124 | WIREMESH(30X1X20) gauze Stainless steel | 10.78 | 10.78 | 0 | free_stock | PO-SEP-7046-[5] | PO | 2025-11-30 | Outer Enclosure |  | RY01-Riyadh Central Warehouse | 2025-08-30 | 2025-08-16 | 106 | China Star (Dalian) Industry Co., Ltd. | PR Bulk material for Plant B
4500592686-[70] | 908321101 : SWGR,SMART RMU OD,3LBS+1CB,13.8KV,400A | RMU | ROH | SEP60001 | He Gas consumption | 21.56 | 8.815 | 12.745 | free_stock | PO-SEP-8098-[1] | PO | 2025-12-31 | SEP |  | RY01-Riyadh Central Warehouse | 2025-08-30 | 2025-08-16 | 137 | JACKO GASES COMPANY | Helium (He), SF6,Nitrogen (N), Mix Argon 98%, Argon 99% & Mix Argon 80% Required for additional 100 Gas Tanks for RMU Factory
4500592686-[70] | 908321101 : SWGR,SMART RMU OD,3LBS+1CB,13.8KV,400A | RMU | ROH | SEP60001 | He Gas consumption | 12.745 | 0 | 12.745 | PR Required | - | PR |  | SEP |  | RY01-Riyadh Central Warehouse | 2025-08-30 | 2025-08-16 | 0
4500592686-[70] | 908321101 : SWGR,SMART RMU OD,3LBS+1CB,13.8KV,400A | RMU | ROH | SEP60002 | SF6 Gas consumption - 3 Way | 1232 | 0 | 1232 | PR Required | - | PR |  | SEP |  | RY01-Riyadh Central Warehouse | 2025-08-30 | 2025-08-16 | 0
4500592686-[70] | 908321101 : SWGR,SMART RMU OD,3LBS+1CB,13.8KV,400A | RMU | ROH | SEP60003 | N2 Gas consumption | 12.32 | 0 | 12.32 | PR Required | - | PR |  | SEP |  | RY01-Riyadh Central Warehouse | 2025-08-30 | 2025-08-16 | 0
4500592686-[70] | 908321101 : SWGR,SMART RMU OD,3LBS+1CB,13.8KV,400A | RMU | ROH | SEP60004 | Robot mixed gas | 308 | 0 | 308 | PR Required | - | PR |  | SEP |  | RY01-Riyadh Central Warehouse | 2025-08-30 | 2025-08-16 | 0
4500592686-[70] | 908321101 : SWGR,SMART RMU OD,3LBS+1CB,13.8KV,400A | RMU | ROH | SEP60005 | Argon gas | 215.6 | 0 | 215.6 | PR Required | - | PR |  | SEP |  | RY01-Riyadh Central Warehouse | 2025-08-30 | 2025-08-16 | 0
4500592686-[70] | 908321101 : SWGR,SMART RMU OD,3LBS+1CB,13.8KV,400A | RMU | ROH | SEP60006 | Stud Bolt welding - Mixed Gas | 123.2 | 0 | 123.2 | PR Required | - | PR |  | SEP |  | RY01-Riyadh Central Warehouse | 2025-08-30 | 2025-08-16 | 0
4500592686-[70] | 908321101 : SWGR,SMART RMU OD,3LBS+1CB,13.8KV,400A | RMU | ROH | RMU000000173 | Plate, Bottom, Cable Room, 3-2 | 462 | 0 | 462 | PR Required | - | PR |  | SEP | Automated: Replaced 8DF.0818.1209D by RMU000000173. Automated: Replaced 8DF.0818.1209D by RMU000000173. | RY01-Riyadh Central Warehouse | 2025-08-30 | 2025-08-16 | 0
4500592686-[70] | 908321101 : SWGR,SMART RMU OD,3LBS+1CB,13.8KV,400A | RMU | ROH | CM0000001949 | Sprit, Cleaning | 77 | 0 | 77 | PR Required | - | PR |  | SEP | Automated: Replaced DF240424024 by CM0000001949. Automated: Replaced DF240424024 by CM0000001949. | RY01-Riyadh Central Warehouse | 2025-08-30 | 2025-08-16 | 0
4500592686-[70] | 908321101 : SWGR,SMART RMU OD,3LBS+1CB,13.8KV,400A | RMU |  | SEP11242 | Wire,Control, Black, 6.0 Sq.mm, BVR | 924 | 0 | 924 | PR Required | - | PR |  | DFE-LV | Automated: Replaced DF250318001 by RMU000000138. Automated: Replaced RMU000000138 by SEP11242. Automated: Replaced DF250318001 by RMU000000138. Automated: Replaced RMU000000138 by SEP11242. | RY01-Riyadh Central Warehouse | 2025-08-30 | 2025-08-16 | 0
4500592686-[70] | 908321101 : SWGR,SMART RMU OD,3LBS+1CB,13.8KV,400A | RMU |  | SEP12187 | Lugs, Terminal O-Type, Pre Insulated, Blue ¦ HRV5.5-10 | 154 | 0 | 154 | PR Required | - | PR |  | DFE-LV | Automated: Replaced DF250318002 by RMU000000139. Automated: Replaced RMU000000139 by SEP12187. Automated: Replaced DF250318002 by RMU000000139. Automated: Replaced RMU000000139 by SEP12187. | RY01-Riyadh Central Warehouse | 2025-08-30 | 2025-08-16 | 0
4500592686-[70] | 908321101 : SWGR,SMART RMU OD,3LBS+1CB,13.8KV,400A | RMU |  | RMU000000175 | Protection Process Diagram | 154 | 0 | 154 | PR Required | - | PR |  | SEP | Automated: Replaced DF250418001 by RMU000000175. Automated: Replaced DF250418001 by RMU000000175. | RY01-Riyadh Central Warehouse | 2025-08-30 | 2025-08-16 | 0
4500592697-[70] | 908305010 : SWITCH,DISC,OVRHD,ABS,60HZ FREQ,200KV | LBS | ROH | CSB25A9PS2E- B L/U | 2 POSITION, LATCHING, SELECTOR SWITCH, 90DEGREES, 2 CONTACTS EACH, PAD LOCKABLE IN EACH POS (LOCK/UNLOCK) CSB25A9PS2E- B L/U | 118 | 68 | 50 | 6100K011A | PO-SEP-7065-[32] | PO | 2025-09-30 | LV |  | MK01-Makkah Central Warehouse | 2025-08-31 | 2025-08-17 | 44 | SHIRKE ELECTRO PRIVATE LIMITED | Outdoor units (LBS/SEC/RMU) Selector switches 6100K006/6100K007/6100K008/6100K010/6100K011A/
4500592697-[70] | 908305010 : SWITCH,DISC,OVRHD,ABS,60HZ FREQ,200KV | LBS | ROH | CSB25A9PS2E- B L/U | 2 POSITION, LATCHING, SELECTOR SWITCH, 90DEGREES, 2 CONTACTS EACH, PAD LOCKABLE IN EACH POS (LOCK/UNLOCK) CSB25A9PS2E- B L/U | 50 | 50 | 0 | 6100K011B | PO-SEP-7065-[20] | PO | 2025-09-30 | LV |  | MK01-Makkah Central Warehouse | 2025-08-31 | 2025-08-17 | 44 | SHIRKE ELECTRO PRIVATE LIMITED | Outdoor units (LBS/SEC/RMU) Selector switches 6100K006/6100K007/6100K008/6100K010/6100K011A/ | 64 | 17-10-2025 | 17-10-2025 |  |  | 7065-3rdlot
4500592697-[70] | 908305010 : SWITCH,DISC,OVRHD,ABS,60HZ FREQ,200KV | LBS | ROH | SEP10164 | ‭FERRULE INK RIBBON CASSETTE/RC03B-BLACK/FERRULE‬ | 118 | 0 | 118 | PR Required | - | PR |  | LV |  | MK01-Makkah Central Warehouse | 2025-08-31 | 2025-08-17 | 0
4500592697-[70] | 908305010 : SWITCH,DISC,OVRHD,ABS,60HZ FREQ,200KV | LBS | ROH | SEP11131 | Cable, Control, 1 CORE CU/PVC, 1.0 Sq.mm, Black, 105°, 600/1000V , 1 x 91.4 m | 59 | 59 | 0 | 6100K008 | PO-SEP-8622-[34] | PO | 2026-12-30 | LV |  | MK01-Makkah Central Warehouse | 2025-08-31 | 2025-08-17 | 500 | Al-Fanar Company Limited | Cable Items - KDP01 & K023
4500592697-[70] | 908305010 : SWITCH,DISC,OVRHD,ABS,60HZ FREQ,200KV | LBS | ROH | SEP11138 | Cable, Control, 1 CORE CU/PVC, 1.5 Sq.mm, Black, 105°, 600/1000V , 1 x 91.4 m | 354 | 354 | 0 | 6100K012B | PO-SEP-7860-[41] | PO | 2025-10-30 | LV |  | MK01-Makkah Central Warehouse | 2025-08-31 | 2025-08-17 | 74 | Al-Fanar Company Limited | MV- BULK LBS/OVR (Cables and Lugs)
4500592697-[70] | 908305010 : SWITCH,DISC,OVRHD,ABS,60HZ FREQ,200KV | LBS | ROH | SEP12013 | Lugs, Terminal Fork, 1.5 Sq.mm ¦ S1-4A ¦ Jeesoon | 4720 | 4720 | 0 | 6100K017 | PO-SEP-7847-[48] | PO | 2025-11-20 | LV |  | MK01-Makkah Central Warehouse | 2025-08-31 | 2025-08-17 | 95 | Jeesoon Terminals Co., Ltd. | LBS/OVR (Cables and Lugs)
4500592697-[70] | 908305010 : SWITCH,DISC,OVRHD,ABS,60HZ FREQ,200KV | LBS | ROH | SEP12045 | Lugs, Terminal PIN, 1.5 Sq.mm ¦ PT1-12A ¦ Jeesoon | 35400 | 35400 | 0 | 6100K012B | PO-SEP-7847-[41] | PO | 2025-11-20 | LV |  | MK01-Makkah Central Warehouse | 2025-08-31 | 2025-08-17 | 95 | Jeesoon Terminals Co., Ltd. | LBS/OVR (Cables and Lugs)
4500592697-[70] | 908305010 : SWITCH,DISC,OVRHD,ABS,60HZ FREQ,200KV | LBS | ROH | SEP12070 | Lugs, Terminal PIN, 2.5 Sq.mm ¦ PT2-12A ¦ Jeesoon | 11800 | 11800 | 0 | 6100K012B | PO-SEP-7847-[42] | PO | 2025-11-20 | LV |  | MK01-Makkah Central Warehouse | 2025-08-31 | 2025-08-17 | 95 | Jeesoon Terminals Co., Ltd. | LBS/OVR (Cables and Lugs)
4500592697-[70] | 908305010 : SWITCH,DISC,OVRHD,ABS,60HZ FREQ,200KV | LBS | ROH | SEP12082 | Lugs, Terminal Ring, 2.5 Sq.mm ¦ R2-4SA ¦ Jeesoon | 2360 | 2360 | 0 | free_stock | PO-SEP-7631-[10] | PO | 2025-09-20 | LV |  | MK01-Makkah Central Warehouse | 2025-08-31 | 2025-08-17 | 34 | Jeesoon Terminals Co., Ltd. | LV-BULK MATERIAL-JEESOON LUGS
4500592697-[70] | 908305010 : SWITCH,DISC,OVRHD,ABS,60HZ FREQ,200KV | LBS | ROH | SEP30736 | Bolt M5x70 | 354 | 354 | 0 | 6100K006 | PO-SEP-7994-[1] | PO | 2025-08-21 | LV |  | MK01-Makkah Central Warehouse | 2025-08-31 | 2025-08-17 | 4 | Raja Procuremnet Local Purchases | Outdoor Apparatus (OVR & LBS)
4500592697-[70] | 908305010 : SWITCH,DISC,OVRHD,ABS,60HZ FREQ,200KV | LBS | ROH | RMU000000111 | Grounding Busbar 20x115 ¦ 9ABA450075F1006 ¦ Local | 118 | 0 | 118 | PR Required | - | PR |  | LV | Automated: Replaced 9ABA450075F1006 by RMU000000111. Automated: Replaced 9ABA450075F1006 by RMU000000111. | MK01-Makkah Central Warehouse | 2025-08-31 | 2025-08-17 | 0
4500592697-[70] | 908305010 : SWITCH,DISC,OVRHD,ABS,60HZ FREQ,200KV | LBS | ROH | AE2000-1865-14 | 1.5 Red Wire Gauge Tube 1.5mm² | 1180 | 1180 | 0 | free_stock | PO-SEP-7852-[2] | PO | 2025-08-20 | LV | Automated: Replaced AE2000-1865-14 by SEP10163. | MK01-Makkah Central Warehouse | 2025-08-31 | 2025-08-17 | 3 | Raja Procuremnet Local Purchases | Tube, Ferrule, White, Inner Diameter 3.5 mm, 1.5 Wire
4500592697-[70] | 908305010 : SWITCH,DISC,OVRHD,ABS,60HZ FREQ,200KV | LBS | ROH | MV2000-1865-01-W | WHITE TUBE, INNER DIA. 4.0MM (2.5 WIRE) | 1180 | 389 | 791 | free_stock | PO-SEP-7852-[3] | PO | 2025-08-20 | LV | Automated: Replaced MV2000-1865-01-W by SEP10650. | MK01-Makkah Central Warehouse | 2025-08-31 | 2025-08-17 | 3 | Raja Procuremnet Local Purchases | Tube, Ferrule, White, Inner Diameter 3.5 mm, 1.5 Wire
4500592697-[70] | 908305010 : SWITCH,DISC,OVRHD,ABS,60HZ FREQ,200KV | LBS | ROH | MV2000-1865-01-W | WHITE TUBE, INNER DIA. 4.0MM (2.5 WIRE) | 791 | 791 | 0 | 6100KDP01 | PO-SEP-8667-[7] | PO | 2025-11-03 | LV | Automated: Replaced MV2000-1865-01-W by SEP10650. | MK01-Makkah Central Warehouse | 2025-08-31 | 2025-08-17 | 78 | Sana For Electric And Telephone Co
4500595075-[10] | 908321106 : SWGR,SMRT RMU OD,2LBS+1CB,13.8KV,400A | RMU | HALB | 1W0011-R0001 | Pre Wiring Ladies Section | 431 | 0 | 431 | PR Required | - | PR |  | SEP |  | QS01-Al Qassim Central Warehouse | 2025-08-31 | 2025-08-17 | 0
4500595075-[10] | 908321106 : SWGR,SMRT RMU OD,2LBS+1CB,13.8KV,400A | RMU | HALB | 1W0011-R0003 | LV Box Wiring termination (All Electrical Components) | 431 | 0 | 431 | PR Required | - | PR |  | SEP |  | QS01-Al Qassim Central Warehouse | 2025-08-31 | 2025-08-17 | 0
4500595075-[10] | 908321106 : SWGR,SMRT RMU OD,2LBS+1CB,13.8KV,400A | RMU | HALB | 1W0011-R0004 | Wiring Integration (CT + VT +EFI) | 431 | 0 | 431 | PR Required | - | PR |  | SEP |  | QS01-Al Qassim Central Warehouse | 2025-08-31 | 2025-08-17 | 0
4500595075-[10] | 908321106 : SWGR,SMRT RMU OD,2LBS+1CB,13.8KV,400A | RMU | HALB | 8BP.0818.0002 | Loop sign | 1293 | 0 | 1293 | PR Required | - | PR |  | SEP |  | QS01-Al Qassim Central Warehouse | 2025-08-31 | 2025-08-17 | 0
4500595075-[10] | 908321106 : SWGR,SMRT RMU OD,2LBS+1CB,13.8KV,400A | RMU | HALB | 8BP.0818.0006 | BATTERY LABEL | 431 | 0 | 431 | PR Required | - | PR |  | SEP |  | QS01-Al Qassim Central Warehouse | 2025-08-31 | 2025-08-17 | 0
4500595075-[10] | 908321106 : SWGR,SMRT RMU OD,2LBS+1CB,13.8KV,400A | RMU | HALB | 8BP.0818.0007 | INSTRUMENT DOOR LEFT PANEL LABEL | 431 | 0 | 431 | PR Required | - | PR |  | SEP |  | QS01-Al Qassim Central Warehouse | 2025-08-31 | 2025-08-17 | 0
4500595075-[10] | 908321106 : SWGR,SMRT RMU OD,2LBS+1CB,13.8KV,400A | RMU | HALB | 8BP.0818.0008 | INSTRUMENT ROOM COMPONENT LABEL(LARGE) | 431 | 0 | 431 | PR Required | - | PR |  | SEP |  | QS01-Al Qassim Central Warehouse | 2025-08-31 | 2025-08-17 | 0
4500595075-[10] | 908321106 : SWGR,SMRT RMU OD,2LBS+1CB,13.8KV,400A | RMU | HALB | 8BP.0818.0009 | INSTRUMENT INDOOR LABEL | 431 | 0 | 431 | PR Required | - | PR |  | SEP |  | QS01-Al Qassim Central Warehouse | 2025-08-31 | 2025-08-17 | 0
4500595075-[10] | 908321106 : SWGR,SMRT RMU OD,2LBS+1CB,13.8KV,400A | RMU | HALB | 8BP.0818.0010 | INSTRUMENT ROOM COMPONENT LABEL(SMALL) | 431 | 0 | 431 | PR Required | - | PR |  | SEP |  | QS01-Al Qassim Central Warehouse | 2025-08-31 | 2025-08-17 | 0
4500595075-[10] | 908321106 : SWGR,SMRT RMU OD,2LBS+1CB,13.8KV,400A | RMU | HALB | 8DF-052-0055 | Grounding plate | 431 | 0 | 431 | PR Required | - | PR |  | SEP |  | QS01-Al Qassim Central Warehouse | 2025-08-31 | 2025-08-17 | 0
4500595075-[10] | 908321106 : SWGR,SMRT RMU OD,2LBS+1CB,13.8KV,400A | RMU | HALB | 8DF-062-0014(A) | Transformer mounting plate 1 (CHUANGYIN) | 431 | 0 | 431 | PR Required | - | PR |  | SEP |  | QS01-Al Qassim Central Warehouse | 2025-08-31 | 2025-08-17 | 0
4500595075-[10] | 908321106 : SWGR,SMRT RMU OD,2LBS+1CB,13.8KV,400A | RMU | HALB | 8DF-062-0015A | Transformer mounting plate 2 (CHUANGYIN) | 431 | 0 | 431 | PR Required | - | PR |  | SEP |  | QS01-Al Qassim Central Warehouse | 2025-08-31 | 2025-08-17 | 0
4500595075-[10] | 908321106 : SWGR,SMRT RMU OD,2LBS+1CB,13.8KV,400A | RMU | HALB | 8DF-270-0007 | Grounding bar protection plate | 431 | 0 | 431 | PR Required | - | PR |  | SEP |  | QS01-Al Qassim Central Warehouse | 2025-08-31 | 2025-08-17 | 0
4500595075-[10] | 908321106 : SWGR,SMRT RMU OD,2LBS+1CB,13.8KV,400A | RMU | HALB | 8DF.0815.1025 | Casing protection plate 1 | 431 | 0 | 431 | PR Required | - | PR |  | SEP |  | QS01-Al Qassim Central Warehouse | 2025-08-31 | 2025-08-17 | 0
4500595075-[10] | 908321106 : SWGR,SMRT RMU OD,2LBS+1CB,13.8KV,400A | RMU | HALB | 8DF.0815.1026 | Casing protection plate 2 | 431 | 0 | 431 | PR Required | - | PR |  | SEP |  | QS01-Al Qassim Central Warehouse | 2025-08-31 | 2025-08-17 | 0
4500595075-[10] | 908321106 : SWGR,SMRT RMU OD,2LBS+1CB,13.8KV,400A | RMU | HALB | 8DF.0815.1027 | Casing protection plate 3 | 431 | 0 | 431 | PR Required | - | PR |  | SEP |  | QS01-Al Qassim Central Warehouse | 2025-08-31 | 2025-08-17 | 0
4500595075-[10] | 908321106 : SWGR,SMRT RMU OD,2LBS+1CB,13.8KV,400A | RMU | HALB | 8DF.0815.1081 | Ground bar 1 | 431 | 0 | 431 | PR Required | - | PR |  | SEP |  | QS01-Al Qassim Central Warehouse | 2025-08-31 | 2025-08-17 | 0
4500595075-[10] | 908321106 : SWGR,SMRT RMU OD,2LBS+1CB,13.8KV,400A | RMU | HALB | 8DF.0815.1082 | Ground bar 2 | 431 | 0 | 431 | PR Required | - | PR |  | SEP |  | QS01-Al Qassim Central Warehouse | 2025-08-31 | 2025-08-17 | 0
4500595075-[10] | 908321106 : SWGR,SMRT RMU OD,2LBS+1CB,13.8KV,400A | RMU | HALB | 8DF.0815.1083 | Ground bar 3 | 431 | 0 | 431 | PR Required | - | PR |  | SEP |  | QS01-Al Qassim Central Warehouse | 2025-08-31 | 2025-08-17 | 0
4500595075-[10] | 908321106 : SWGR,SMRT RMU OD,2LBS+1CB,13.8KV,400A | RMU | HALB | 8DF.0815.1084 | Ground bar 4 | 431 | 0 | 431 | PR Required | - | PR |  | SEP |  | QS01-Al Qassim Central Warehouse | 2025-08-31 | 2025-08-17 | 0
4500595075-[10] | 908321106 : SWGR,SMRT RMU OD,2LBS+1CB,13.8KV,400A | RMU | HALB | 8DF.0815.1086 | Ground bar 6 | 431 | 0 | 431 | PR Required | - | PR |  | SEP |  | QS01-Al Qassim Central Warehouse | 2025-08-31 | 2025-08-17 | 0
4500595075-[10] | 908321106 : SWGR,SMRT RMU OD,2LBS+1CB,13.8KV,400A | RMU | HALB | 8DF.0815.1087 | Ground bar 7 | 431 | 0 | 431 | PR Required | - | PR |  | SEP |  | QS01-Al Qassim Central Warehouse | 2025-08-31 | 2025-08-17 | 0
4500595075-[10] | 908321106 : SWGR,SMRT RMU OD,2LBS+1CB,13.8KV,400A | RMU | HALB | 8DF.0815.1242 | Cable room protection panel 4 | 862 | 0 | 862 | PR Required | - | PR |  | SEP |  | QS01-Al Qassim Central Warehouse | 2025-08-31 | 2025-08-17 | 0
4500595075-[10] | 908321106 : SWGR,SMRT RMU OD,2LBS+1CB,13.8KV,400A | RMU | HALB | 8DF.0815.1260 | POWER MODULE MOUNTING PLATE | 431 | 0 | 431 | PR Required | - | PR |  | SEP |  | QS01-Al Qassim Central Warehouse | 2025-08-31 | 2025-08-17 | 0
4500595075-[10] | 908321106 : SWGR,SMRT RMU OD,2LBS+1CB,13.8KV,400A | RMU | HALB | 8DF.0817.0607 | Cable binding clip | 2155 | 0 | 2155 | PR Required | - | PR |  | SEP |  | QS01-Al Qassim Central Warehouse | 2025-08-31 | 2025-08-17 | 0
4500595075-[10] | 908321106 : SWGR,SMRT RMU OD,2LBS+1CB,13.8KV,400A | RMU | HALB | 8DF.0818.1001(A) | lower left side panel | 431 | 0 | 431 | PR Required | - | PR |  | SEP |  | QS01-Al Qassim Central Warehouse | 2025-08-31 | 2025-08-17 | 0
4500595075-[10] | 908321106 : SWGR,SMRT RMU OD,2LBS+1CB,13.8KV,400A | RMU | HALB | 8DF.0818.1002(A) | lower right side panel | 431 | 0 | 431 | PR Required | - | PR |  | SEP |  | QS01-Al Qassim Central Warehouse | 2025-08-31 | 2025-08-17 | 0
4500595075-[10] | 908321106 : SWGR,SMRT RMU OD,2LBS+1CB,13.8KV,400A | RMU | HALB | 8DF.0818.1006(A) | Front center cross member | 431 | 0 | 431 | PR Required | - | PR |  | SEP |  | QS01-Al Qassim Central Warehouse | 2025-08-31 | 2025-08-17 | 0
4500595075-[10] | 908321106 : SWGR,SMRT RMU OD,2LBS+1CB,13.8KV,400A | RMU | HALB | 8DF.0818.1007 | Front bottom cross member | 431 | 0 | 431 | PR Required | - | PR |  | SEP |  | QS01-Al Qassim Central Warehouse | 2025-08-31 | 2025-08-17 | 0
4500595075-[10] | 908321106 : SWGR,SMRT RMU OD,2LBS+1CB,13.8KV,400A | RMU | HALB | 8DF.0818.1008 | Rear bottom cross member | 431 | 0 | 431 | PR Required | - | PR |  | SEP |  | QS01-Al Qassim Central Warehouse | 2025-08-31 | 2025-08-17 | 0
4500595075-[10] | 908321106 : SWGR,SMRT RMU OD,2LBS+1CB,13.8KV,400A | RMU | HALB | 8DF.0818.1009 | Rear center cross member | 431 | 0 | 431 | PR Required | - | PR |  | SEP |  | QS01-Al Qassim Central Warehouse | 2025-08-31 | 2025-08-17 | 0
4500595075-[10] | 908321106 : SWGR,SMRT RMU OD,2LBS+1CB,13.8KV,400A | RMU | HALB | 8DF.0818.1010(A) | vertical partition | 431 | 0 | 431 | PR Required | - | PR |  | SEP |  | QS01-Al Qassim Central Warehouse | 2025-08-31 | 2025-08-17 | 0
4500595075-[10] | 908321106 : SWGR,SMRT RMU OD,2LBS+1CB,13.8KV,400A | RMU | HALB | 8DF.0818.1011 | Partition door frame (Bend Up) | 431 | 0 | 431 | PR Required | - | PR |  | SEP |  | QS01-Al Qassim Central Warehouse | 2025-08-31 | 2025-08-17 | 0
4500595075-[10] | 908321106 : SWGR,SMRT RMU OD,2LBS+1CB,13.8KV,400A | RMU | HALB | 8DF.0818.1011B | Partition door frame (Bend Down) | 431 | 0 | 431 | PR Required | - | PR |  | SEP |  | QS01-Al Qassim Central Warehouse | 2025-08-31 | 2025-08-17 | 0
4500595075-[10] | 908321106 : SWGR,SMRT RMU OD,2LBS+1CB,13.8KV,400A | RMU | HALB | 8DF.0818.1012 | Bottom plate pressure relief piece | 1293 | 0 | 1293 | PR Required | - | PR |  | SEP |  | QS01-Al Qassim Central Warehouse | 2025-08-31 | 2025-08-17 | 0
4500595075-[10] | 908321106 : SWGR,SMRT RMU OD,2LBS+1CB,13.8KV,400A | RMU | HALB | 8DF.0818.1015 | Cable room bottom plate 1 | 862 | 0 | 862 | PR Required | - | PR |  | SEP |  | QS01-Al Qassim Central Warehouse | 2025-08-31 | 2025-08-17 | 0
4500595075-[10] | 908321106 : SWGR,SMRT RMU OD,2LBS+1CB,13.8KV,400A | RMU | HALB | 8DF.0818.1016A | Cable room bottom plate 2 | 1724 | 0 | 1724 | PR Required | - | PR |  | SEP |  | QS01-Al Qassim Central Warehouse | 2025-08-31 | 2025-08-17 | 0
4500595075-[10] | 908321106 : SWGR,SMRT RMU OD,2LBS+1CB,13.8KV,400A | RMU | HALB | 8DF.0818.1018 | Cable clamp 1 | 862 | 0 | 862 | PR Required | - | PR |  | SEP |  | QS01-Al Qassim Central Warehouse | 2025-08-31 | 2025-08-17 | 0
4500595075-[10] | 908321106 : SWGR,SMRT RMU OD,2LBS+1CB,13.8KV,400A | RMU | HALB | 8DF.0818.1019A | Cable clamp 2 | 1724 | 0 | 1724 | PR Required | - | PR |  | SEP |  | QS01-Al Qassim Central Warehouse | 2025-08-31 | 2025-08-17 | 0
4500595075-[10] | 908321106 : SWGR,SMRT RMU OD,2LBS+1CB,13.8KV,400A | RMU | HALB | 8DF.0818.1020 | Cable room protection panel 1 | 1724 | 0 | 1724 | PR Required | - | PR |  | SEP |  | QS01-Al Qassim Central Warehouse | 2025-08-31 | 2025-08-17 | 0
4500595075-[10] | 908321106 : SWGR,SMRT RMU OD,2LBS+1CB,13.8KV,400A | RMU | HALB | 8DF.0818.1021 | Cable room protection panel 2 | 1293 | 0 | 1293 | PR Required | - | PR |  | SEP |  | QS01-Al Qassim Central Warehouse | 2025-08-31 | 2025-08-17 | 0
4500595075-[10] | 908321106 : SWGR,SMRT RMU OD,2LBS+1CB,13.8KV,400A | RMU | HALB | 8DF.0818.1022 | Cable room protection panel 3 | 1293 | 0 | 1293 | PR Required | - | PR |  | SEP |  | QS01-Al Qassim Central Warehouse | 2025-08-31 | 2025-08-17 | 0
4500595075-[10] | 908321106 : SWGR,SMRT RMU OD,2LBS+1CB,13.8KV,400A | RMU | HALB | 8DF.0818.1026 | Cable room door upper handle | 1293 | 0 | 1293 | PR Required | - | PR |  | SEP |  | QS01-Al Qassim Central Warehouse | 2025-08-31 | 2025-08-17 | 0
4500595075-[10] | 908321106 : SWGR,SMRT RMU OD,2LBS+1CB,13.8KV,400A | RMU | HALB | 8DF.0818.1027 | Cable room door inner handle | 1293 | 0 | 1293 | PR Required | - | PR |  | SEP |  | QS01-Al Qassim Central Warehouse | 2025-08-31 | 2025-08-17 | 0
4500595075-[10] | 908321106 : SWGR,SMRT RMU OD,2LBS+1CB,13.8KV,400A | RMU | HALB | 8DF.0818.1031A | Left side cover | 431 | 0 | 431 | PR Required | - | PR |  | SEP |  | QS01-Al Qassim Central Warehouse | 2025-08-31 | 2025-08-17 | 0
4500595075-[10] | 908321106 : SWGR,SMRT RMU OD,2LBS+1CB,13.8KV,400A | RMU | HALB | 8DF.0818.1032A | Right side cover | 431 | 0 | 431 | PR Required | - | PR |  | SEP |  | QS01-Al Qassim Central Warehouse | 2025-08-31 | 2025-08-17 | 0
4500595075-[10] | 908321106 : SWGR,SMRT RMU OD,2LBS+1CB,13.8KV,400A | RMU | HALB | 8DF.0818.1033A | Upper sealing plate | 431 | 0 | 431 | PR Required | - | PR |  | SEP |  | QS01-Al Qassim Central Warehouse | 2025-08-31 | 2025-08-17 | 0
4500595075-[10] | 908321106 : SWGR,SMRT RMU OD,2LBS+1CB,13.8KV,400A | RMU | HALB | 8DF.0818.1034A | Lower sealing plate | 431 | 0 | 431 | PR Required | - | PR |  | SEP |  | QS01-Al Qassim Central Warehouse | 2025-08-31 | 2025-08-17 | 0
4500595075-[10] | 908321106 : SWGR,SMRT RMU OD,2LBS+1CB,13.8KV,400A | RMU | HALB | 8DF.0818.1035(A) | CB Agency Panel | 431 | 0 | 431 | PR Required | - | PR |  | SEP |  | QS01-Al Qassim Central Warehouse | 2025-08-31 | 2025-08-17 | 0
4500595075-[10] | 908321106 : SWGR,SMRT RMU OD,2LBS+1CB,13.8KV,400A | RMU | HALB | 8DF.0818.1036 | Cable Test Box | 862 | 0 | 862 | PR Required | - | PR |  | SEP |  | QS01-Al Qassim Central Warehouse | 2025-08-31 | 2025-08-17 | 0
4500595075-[10] | 908321106 : SWGR,SMRT RMU OD,2LBS+1CB,13.8KV,400A | RMU | HALB | 8DF.0818.1039 | File Holder | 431 | 0 | 431 | PR Required | - | PR |  | SEP |  | QS01-Al Qassim Central Warehouse | 2025-08-31 | 2025-08-17 | 0
4500595075-[10] | 908321106 : SWGR,SMRT RMU OD,2LBS+1CB,13.8KV,400A | RMU | HALB | 8DF.0818.1041 | Mechanism room fixing block | 2155 | 0 | 2155 | PR Required | - | PR |  | SEP |  | QS01-Al Qassim Central Warehouse | 2025-08-31 | 2025-08-17 | 0
4500595075-[10] | 908321106 : SWGR,SMRT RMU OD,2LBS+1CB,13.8KV,400A | RMU | HALB | 8DF.0818.1042 | Mechanism room fixing plate | 431 | 0 | 431 | PR Required | - | PR |  | SEP |  | QS01-Al Qassim Central Warehouse | 2025-08-31 | 2025-08-17 | 0
4500595075-[10] | 908321106 : SWGR,SMRT RMU OD,2LBS+1CB,13.8KV,400A | RMU | HALB | 8DF.0818.1043 | Mechanism room fixed plate 2 | 431 | 0 | 431 | PR Required | - | PR |  | SEP |  | QS01-Al Qassim Central Warehouse | 2025-08-31 | 2025-08-17 | 0
4500595075-[10] | 908321106 : SWGR,SMRT RMU OD,2LBS+1CB,13.8KV,400A | RMU | HALB | 8DF.0818.1044 | Mechanism room fixed block 2 | 2155 | 0 | 2155 | PR Required | - | PR |  | SEP |  | QS01-Al Qassim Central Warehouse | 2025-08-31 | 2025-08-17 | 0
4500595075-[10] | 908321106 : SWGR,SMRT RMU OD,2LBS+1CB,13.8KV,400A | RMU | HALB | 8DF.0818.1050 | Cable room door | 1293 | 0 | 1293 | PR Required | - | PR |  | SEP |  | QS01-Al Qassim Central Warehouse | 2025-08-31 | 2025-08-17 | 0
4500595075-[10] | 908321106 : SWGR,SMRT RMU OD,2LBS+1CB,13.8KV,400A | RMU | HALB | 8DF.0818.1051 | Cable room partition | 1293 | 0 | 1293 | PR Required | - | PR |  | SEP |  | QS01-Al Qassim Central Warehouse | 2025-08-31 | 2025-08-17 | 0
4500595075-[10] | 908321106 : SWGR,SMRT RMU OD,2LBS+1CB,13.8KV,400A | RMU | ROH | 8DF.0818.1115 | left support plate | 1200 | 0 | 1200 | PR Required | - | PR |  | Outer Enclosure |  | QS01-Al Qassim Central Warehouse | 2025-08-31 | 2025-08-17 | 0
4500595075-[10] | 908321106 : SWGR,SMRT RMU OD,2LBS+1CB,13.8KV,400A | RMU | HALB | 8DF.0818.1209A | CABLE ROOM BOTTOM PLATE 3 | 431 | 0 | 431 | PR Required | - | PR |  | SEP |  | QS01-Al Qassim Central Warehouse | 2025-08-31 | 2025-08-17 | 0
4500595075-[10] | 908321106 : SWGR,SMRT RMU OD,2LBS+1CB,13.8KV,400A | RMU | HALB | 8DF.0818.1209C | CABLE ROOM BOTTOM PLATE 3-1 | 862 | 0 | 862 | PR Required | - | PR |  | SEP |  | QS01-Al Qassim Central Warehouse | 2025-08-31 | 2025-08-17 | 0
4500595075-[10] | 908321106 : SWGR,SMRT RMU OD,2LBS+1CB,13.8KV,400A | RMU | HALB | 8DF.0818.1220 | Instrument room left sealing panel | 431 | 0 | 431 | PR Required | - | PR |  | SEP |  | QS01-Al Qassim Central Warehouse | 2025-08-31 | 2025-08-17 | 0
4500595075-[10] | 908321106 : SWGR,SMRT RMU OD,2LBS+1CB,13.8KV,400A | RMU | HALB | 8DF.0818.1221(A) | CVC Instrument Room Floor | 431 | 0 | 431 | PR Required | - | PR |  | SEP |  | QS01-Al Qassim Central Warehouse | 2025-08-31 | 2025-08-17 | 0
4500595075-[10] | 908321106 : SWGR,SMRT RMU OD,2LBS+1CB,13.8KV,400A | RMU | HALB | 8DF.0818.1222 | Instrument room roof | 431 | 0 | 431 | PR Required | - | PR |  | SEP |  | QS01-Al Qassim Central Warehouse | 2025-08-31 | 2025-08-17 | 0
4500595075-[10] | 908321106 : SWGR,SMRT RMU OD,2LBS+1CB,13.8KV,400A | RMU | HALB | 8DF.0818.1223(A) | Instrument box right side sealing plate | 431 | 0 | 431 | PR Required | - | PR |  | SEP |  | QS01-Al Qassim Central Warehouse | 2025-08-31 | 2025-08-17 | 0
4500595075-[10] | 908321106 : SWGR,SMRT RMU OD,2LBS+1CB,13.8KV,400A | RMU | HALB | 8DF.0818.1224 | Instrument room column | 431 | 0 | 431 | PR Required | - | PR |  | SEP |  | QS01-Al Qassim Central Warehouse | 2025-08-31 | 2025-08-17 | 0
4500595075-[10] | 908321106 : SWGR,SMRT RMU OD,2LBS+1CB,13.8KV,400A | RMU | HALB | 8DF.0818.1225 | Left instrument door | 431 | 0 | 431 | PR Required | - | PR |  | SEP |  | QS01-Al Qassim Central Warehouse | 2025-08-31 | 2025-08-17 | 0
4500595075-[10] | 908321106 : SWGR,SMRT RMU OD,2LBS+1CB,13.8KV,400A | RMU | HALB | 8DF.0818.1226 | Right instrument door | 431 | 0 | 431 | PR Required | - | PR |  | SEP |  | QS01-Al Qassim Central Warehouse | 2025-08-31 | 2025-08-17 | 0
4500595075-[10] | 908321106 : SWGR,SMRT RMU OD,2LBS+1CB,13.8KV,400A | RMU | HALB | 8DF.0818.1227 | Instrument room vertical panel | 431 | 0 | 431 | PR Required | - | PR |  | SEP |  | QS01-Al Qassim Central Warehouse | 2025-08-31 | 2025-08-17 | 0
4500595075-[10] | 908321106 : SWGR,SMRT RMU OD,2LBS+1CB,13.8KV,400A | RMU | HALB | 8DF.0818.1228 | LV terminal block bracket | 431 | 0 | 431 | PR Required | - | PR |  | SEP |  | QS01-Al Qassim Central Warehouse | 2025-08-31 | 2025-08-17 | 0
4500595075-[10] | 908321106 : SWGR,SMRT RMU OD,2LBS+1CB,13.8KV,400A | RMU | HALB | 8DF.0818.1231 | Battery fixing plate | 431 | 0 | 431 | PR Required | - | PR |  | SEP |  | QS01-Al Qassim Central Warehouse | 2025-08-31 | 2025-08-17 | 0
4500595075-[10] | 908321106 : SWGR,SMRT RMU OD,2LBS+1CB,13.8KV,400A | RMU | HALB | 8DF.0818.1232 | V Cable clamp fixing plate | 431 | 0 | 431 | PR Required | - | PR |  | SEP |  | QS01-Al Qassim Central Warehouse | 2025-08-31 | 2025-08-17 | 0
4500595075-[10] | 908321106 : SWGR,SMRT RMU OD,2LBS+1CB,13.8KV,400A | RMU | HALB | 8DF.0818.1232A | C Cable clamp fixing plate | 862 | 0 | 862 | PR Required | - | PR |  | SEP |  | QS01-Al Qassim Central Warehouse | 2025-08-31 | 2025-08-17 | 0
4500595075-[10] | 908321106 : SWGR,SMRT RMU OD,2LBS+1CB,13.8KV,400A | RMU | HALB | 8DF.0818.1234 | Ground bar bracket | 2586 | 0 | 2586 | PR Required | - | PR |  | SEP |  | QS01-Al Qassim Central Warehouse | 2025-08-31 | 2025-08-17 | 0
4500595075-[10] | 908321106 : SWGR,SMRT RMU OD,2LBS+1CB,13.8KV,400A | RMU | HALB | 8DF.0818.1235(A) | Battery separator | 431 | 0 | 431 | PR Required | - | PR |  | SEP |  | QS01-Al Qassim Central Warehouse | 2025-08-31 | 2025-08-17 | 0
4500595075-[10] | 908321106 : SWGR,SMRT RMU OD,2LBS+1CB,13.8KV,400A | RMU | HALB | 8DF.0818.1246(A) | LBS1 Agency Panel | 431 | 0 | 431 | PR Required | - | PR |  | SEP |  | QS01-Al Qassim Central Warehouse | 2025-08-31 | 2025-08-17 | 0
4500595075-[10] | 908321106 : SWGR,SMRT RMU OD,2LBS+1CB,13.8KV,400A | RMU | HALB | 8DF.0818.1247(A) | LBS2 Agency Panel | 431 | 0 | 431 | PR Required | - | PR |  | SEP |  | QS01-Al Qassim Central Warehouse | 2025-08-31 | 2025-08-17 | 0
4500595075-[10] | 908321106 : SWGR,SMRT RMU OD,2LBS+1CB,13.8KV,400A | RMU | HALB | 8DF.0818.1250A | Support plate 2 | 862 | 0 | 862 | PR Required | - | PR |  | SEP |  | QS01-Al Qassim Central Warehouse | 2025-08-31 | 2025-08-17 | 0
4500595075-[10] | 908321106 : SWGR,SMRT RMU OD,2LBS+1CB,13.8KV,400A | RMU | HALB | 8DF.0818.1259 | Instrument door positioning plate | 862 | 0 | 862 | PR Required | - | PR |  | SEP |  | QS01-Al Qassim Central Warehouse | 2025-08-31 | 2025-08-17 | 0
4500595075-[10] | 908321106 : SWGR,SMRT RMU OD,2LBS+1CB,13.8KV,400A | RMU | HALB | 8DF.0818.1261 | Stroke bracket 2 | 862 | 0 | 862 | PR Required | - | PR |  | SEP |  | QS01-Al Qassim Central Warehouse | 2025-08-31 | 2025-08-17 | 0
4500595075-[10] | 908321106 : SWGR,SMRT RMU OD,2LBS+1CB,13.8KV,400A | RMU | HALB | 8DF.0818.1268 | Copper row hole protection plate | 431 | 0 | 431 | PR Required | - | PR |  | SEP |  | QS01-Al Qassim Central Warehouse | 2025-08-31 | 2025-08-17 | 0
4500595075-[10] | 908321106 : SWGR,SMRT RMU OD,2LBS+1CB,13.8KV,400A | RMU | HALB | 8DF.0818.1271A | Copper row hole protection plate (extended) | 431 | 0 | 431 | PR Required | - | PR |  | SEP |  | QS01-Al Qassim Central Warehouse | 2025-08-31 | 2025-08-17 | 0
4500595075-[10] | 908321106 : SWGR,SMRT RMU OD,2LBS+1CB,13.8KV,400A | RMU | HALB | 8DF.0818.1271B | Copper row hole protection plate (extended and fully sealed) | 431 | 0 | 431 | PR Required | - | PR |  | SEP |  | QS01-Al Qassim Central Warehouse | 2025-08-31 | 2025-08-17 | 0
4500595075-[10] | 908321106 : SWGR,SMRT RMU OD,2LBS+1CB,13.8KV,400A | RMU | HALB | 8DF.0818.1297 | Pressure relief chamber rear cover | 862 | 0 | 862 | PR Required | - | PR |  | SEP |  | QS01-Al Qassim Central Warehouse | 2025-08-31 | 2025-08-17 | 0
4500595075-[10] | 908321106 : SWGR,SMRT RMU OD,2LBS+1CB,13.8KV,400A | RMU | HALB | 8DF.0818.1298 | Partition door frame 2 | 862 | 0 | 862 | PR Required | - | PR |  | SEP |  | QS01-Al Qassim Central Warehouse | 2025-08-31 | 2025-08-17 | 0
4500595075-[10] | 908321106 : SWGR,SMRT RMU OD,2LBS+1CB,13.8KV,400A | RMU | HALB | 8DF.0818.1299 | Battery pressure plate | 431 | 0 | 431 | PR Required | - | PR |  | SEP |  | QS01-Al Qassim Central Warehouse | 2025-08-31 | 2025-08-17 | 0
4500595075-[10] | 908321106 : SWGR,SMRT RMU OD,2LBS+1CB,13.8KV,400A | RMU | HALB | 8DF.0818.1301 | Pressure relief chamber support beam | 431 | 0 | 431 | PR Required | - | PR |  | SEP |  | QS01-Al Qassim Central Warehouse | 2025-08-31 | 2025-08-17 | 0
4500595075-[10] | 908321106 : SWGR,SMRT RMU OD,2LBS+1CB,13.8KV,400A | RMU | ROH | DF240110376 | Operating Handle | 600 | 0 | 600 | PR Required | - | PR |  | Outer Enclosure |  | QS01-Al Qassim Central Warehouse | 2025-08-31 | 2025-08-17 | 0
4500595075-[10] | 908321106 : SWGR,SMRT RMU OD,2LBS+1CB,13.8KV,400A | RMU | ROH | DF240424022 | Threadlocker | 43.1 | 0 | 43.1 | PR Required | - | PR |  | SEP |  | QS01-Al Qassim Central Warehouse | 2025-08-31 | 2025-08-17 | 0
4500595075-[10] | 908321106 : SWGR,SMRT RMU OD,2LBS+1CB,13.8KV,400A | RMU | ROH | DF240603043 | Glass glue | 21550 | 0 | 21550 | PR Required | - | PR |  | SEP |  | QS01-Al Qassim Central Warehouse | 2025-08-31 | 2025-08-17 | 0
4500595075-[10] | 908321106 : SWGR,SMRT RMU OD,2LBS+1CB,13.8KV,400A | RMU | ROH | DF240603044 | Varnish (Epoxy anti-corrosion clear topcoat) | 4310 | 0 | 4310 | PR Required | - | PR |  | SEP |  | QS01-Al Qassim Central Warehouse | 2025-08-31 | 2025-08-17 | 0
4500595075-[10] | 908321106 : SWGR,SMRT RMU OD,2LBS+1CB,13.8KV,400A | RMU | ROH | DF240612026 | Styrofoam | 21550 | 0 | 21550 | PR Required | - | PR |  | SEP |  | QS01-Al Qassim Central Warehouse | 2025-08-31 | 2025-08-17 | 0
4500595075-[10] | 908321106 : SWGR,SMRT RMU OD,2LBS+1CB,13.8KV,400A | RMU | ROH | DF250318010 | Cross groove large pan head screw Stainless steel | 4800 | 0 | 4800 | PR Required | - | PR |  | Outer Enclosure |  | QS01-Al Qassim Central Warehouse | 2025-08-31 | 2025-08-17 | 0
4500595075-[10] | 908321106 : SWGR,SMRT RMU OD,2LBS+1CB,13.8KV,400A | RMU | ROH | RMU0000000006 | 2L1T SRMU Cable Door UV Screening | 1293 | 0 | 1293 | PR Required | - | PR |  | SEP |  | QS01-Al Qassim Central Warehouse | 2025-08-31 | 2025-08-17 | 0
4500595075-[10] | 908321106 : SWGR,SMRT RMU OD,2LBS+1CB,13.8KV,400A | RMU | ROH | RMU0000000007 | 2L1T SRMU Operating LBS1 Mechanism Plate UV Screening | 431 | 0 | 431 | PR Required | - | PR |  | SEP |  | QS01-Al Qassim Central Warehouse | 2025-08-31 | 2025-08-17 | 0
4500595075-[10] | 908321106 : SWGR,SMRT RMU OD,2LBS+1CB,13.8KV,400A | RMU | ROH | RMU0000000008 | 2L1T SRMU Operating CB Mechanism Plate UV Screening | 431 | 0 | 431 | PR Required | - | PR |  | SEP |  | QS01-Al Qassim Central Warehouse | 2025-08-31 | 2025-08-17 | 0
4500595075-[10] | 908321106 : SWGR,SMRT RMU OD,2LBS+1CB,13.8KV,400A | RMU | ROH | RMU0000000009 | 2L1T SRMU Operating LBS2 Mechanism Plate UV Screening | 431 | 0 | 431 | PR Required | - | PR |  | SEP |  | QS01-Al Qassim Central Warehouse | 2025-08-31 | 2025-08-17 | 0
4500595075-[10] | 908321106 : SWGR,SMRT RMU OD,2LBS+1CB,13.8KV,400A | RMU | ROH | RMU0000000010 | 2L1T SRMU Cable test door UV Screening | 862 | 0 | 862 | PR Required | - | PR |  | SEP |  | QS01-Al Qassim Central Warehouse | 2025-08-31 | 2025-08-17 | 0
4500595075-[10] | 908321106 : SWGR,SMRT RMU OD,2LBS+1CB,13.8KV,400A | RMU | ROH | SEP10160 | TRAFFOLYTE, BLACK/WHITE/WHITE - BLACK/TRAFFOLYTE | 40.5 | 40.5 | 0 | free_stock | PO-SEP-7782-[1] | PO | 2025-09-15 | SEP |  | QS01-Al Qassim Central Warehouse | 2025-08-31 | 2025-08-17 | 29 | Lawazen Trading Group | LV-BULK/ Z85, Z98, Z99 PLUS REMAINING PANELS,Traffolyte
4500595075-[10] | 908321106 : SWGR,SMRT RMU OD,2LBS+1CB,13.8KV,400A | RMU | ROH | SEP30124 | WIREMESH(30X1X20) gauze Stainless steel | 42 | 42 | 0 | free_stock | PO-SEP-7046-[5] | PO | 2025-11-30 | Outer Enclosure |  | QS01-Al Qassim Central Warehouse | 2025-08-31 | 2025-08-17 | 105 | China Star (Dalian) Industry Co., Ltd. | PR Bulk material for Plant B
4500595075-[10] | 908321106 : SWGR,SMRT RMU OD,2LBS+1CB,13.8KV,400A | RMU | ROH | SEP60001 | He Gas consumption | 45.255 | 0 | 45.255 | PR Required | - | PR |  | SEP |  | QS01-Al Qassim Central Warehouse | 2025-08-31 | 2025-08-17 | 0
4500595075-[10] | 908321106 : SWGR,SMRT RMU OD,2LBS+1CB,13.8KV,400A | RMU | ROH | SEP60002 | SF6 Gas consumption - 3 Way | 2586 | 0 | 2586 | PR Required | - | PR |  | SEP |  | QS01-Al Qassim Central Warehouse | 2025-08-31 | 2025-08-17 | 0
4500595075-[10] | 908321106 : SWGR,SMRT RMU OD,2LBS+1CB,13.8KV,400A | RMU | ROH | SEP60003 | N2 Gas consumption | 25.86 | 0 | 25.86 | PR Required | - | PR |  | SEP |  | QS01-Al Qassim Central Warehouse | 2025-08-31 | 2025-08-17 | 0
4500595075-[10] | 908321106 : SWGR,SMRT RMU OD,2LBS+1CB,13.8KV,400A | RMU | ROH | SEP60004 | Robot mixed gas | 646.5 | 0 | 646.5 | PR Required | - | PR |  | SEP |  | QS01-Al Qassim Central Warehouse | 2025-08-31 | 2025-08-17 | 0
4500595075-[10] | 908321106 : SWGR,SMRT RMU OD,2LBS+1CB,13.8KV,400A | RMU | ROH | SEP60005 | Argon gas | 452.55 | 0 | 452.55 | PR Required | - | PR |  | SEP |  | QS01-Al Qassim Central Warehouse | 2025-08-31 | 2025-08-17 | 0
4500595075-[10] | 908321106 : SWGR,SMRT RMU OD,2LBS+1CB,13.8KV,400A | RMU | ROH | SEP60006 | Stud Bolt welding - Mixed Gas | 258.6 | 0 | 258.6 | PR Required | - | PR |  | SEP |  | QS01-Al Qassim Central Warehouse | 2025-08-31 | 2025-08-17 | 0
4500595075-[10] | 908321106 : SWGR,SMRT RMU OD,2LBS+1CB,13.8KV,400A | RMU | ROH | 205041917 | Washer, Flat, M10 | 510 | 510 | 0 | free_stock | PO-SEP-7762-[3] | PO | 2025-07-23 | DFE-Gas Tank | Automated: Replaced 205041917 by SEP10853. | QS01-Al Qassim Central Warehouse | 2025-08-31 | 2025-08-17 | 0 | Raja Procuremnet Local Purchases
4500595075-[10] | 908321106 : SWGR,SMRT RMU OD,2LBS+1CB,13.8KV,400A | RMU | ROH | 205041917 | Washer, Flat, M10 | 12068 | 4490 | 7578 | free_stock | PO-SEP-7762-[3] | PO | 2025-07-23 | SEP | Automated: Replaced 205041917 by SEP10853. | QS01-Al Qassim Central Warehouse | 2025-08-31 | 2025-08-17 | 0 | Raja Procuremnet Local Purchases
4500595075-[10] | 908321106 : SWGR,SMRT RMU OD,2LBS+1CB,13.8KV,400A | RMU | ROH | SEP10853 | Washer, Flat, M10 | 7578 | 2790 | 4788 | 6100KDP02 | PO-SEP-7352-[3] | PO | 2025-11-15 | SEP | Automated: Replaced 205041917 by SEP10853. Automated: Replaced 205041917 by SEP10853. | QS01-Al Qassim Central Warehouse | 2025-08-31 | 2025-08-17 | 90 | Dongfang Electronics International Engineering Co. Ltd | 6100KDP02//3L SRMU Loose Gas Tank (QTY 155)
4500595075-[10] | 908321106 : SWGR,SMRT RMU OD,2LBS+1CB,13.8KV,400A | RMU | ROH | SEP10853 | Washer, Flat, M10 | 4788 | 0 | 4788 | PR Required | - | PR |  | SEP | Automated: Replaced 205041917 by SEP10853. Automated: Replaced 205041917 by SEP10853. | QS01-Al Qassim Central Warehouse | 2025-08-31 | 2025-08-17 | 0
4500595075-[10] | 908321106 : SWGR,SMRT RMU OD,2LBS+1CB,13.8KV,400A | RMU | HALB | RMU000000173 | Plate, Bottom, Cable Room, 3-2 | 862 | 0 | 862 | PR Required | - | PR |  | SEP | Automated: Replaced 8DF.0818.1209D by RMU000000173. Automated: Replaced 8DF.0818.1209D by RMU000000173. | QS01-Al Qassim Central Warehouse | 2025-08-31 | 2025-08-17 | 0
4500595075-[10] | 908321106 : SWGR,SMRT RMU OD,2LBS+1CB,13.8KV,400A | RMU | ROH | SEP10934 | Sealing strip (2018EVA) | 433.3 | 433.3 | 0 | free_stock | PO-SEP-8850-[1] | PO | 2025-10-27 | SEP | Automated: Replaced DF205041496 by SEP10934. Automated: Replaced DF205041496 by SEP10934. | QS01-Al Qassim Central Warehouse | 2025-08-31 | 2025-08-17 | 71 | Raja Procuremnet Local Purchases | Sealing strip (2018EVA)
4500595075-[10] | 908321106 : SWGR,SMRT RMU OD,2LBS+1CB,13.8KV,400A | RMU | ROH | SEP11245 | Wire, Grounding, Yellow/Green, 1.5 Sq.mm, BVR, 450/750V, 105°C | 181.2 | 180 | 1.2 | 6100KDP02 | PO-SEP-7352-[59] | PO | 2025-11-15 | DFE-Gas Tank | Automated: Replaced DF240424019 by SEP11245. Automated: Replaced DF240424019 by SEP11245. | QS01-Al Qassim Central Warehouse | 2025-08-31 | 2025-08-17 | 90 | Dongfang Electronics International Engineering Co. Ltd | 6100KDP02//3L SRMU Loose Gas Tank (QTY 155)
4500595075-[10] | 908321106 : SWGR,SMRT RMU OD,2LBS+1CB,13.8KV,400A | RMU | ROH | SEP11245 | Wire, Grounding, Yellow/Green, 1.5 Sq.mm, BVR, 450/750V, 105°C | 1.2 | 0 | 1.2 | PR Required | - | PR |  | DFE-Gas Tank | Automated: Replaced DF240424019 by SEP11245. Automated: Replaced DF240424019 by SEP11245. | QS01-Al Qassim Central Warehouse | 2025-08-31 | 2025-08-17 | 0
4500595075-[10] | 908321106 : SWGR,SMRT RMU OD,2LBS+1CB,13.8KV,400A | RMU | ROH | CM0000001949 | Sprit, Cleaning | 215.5 | 0 | 215.5 | PR Required | - | PR |  | SEP | Automated: Replaced DF240424024 by CM0000001949. Automated: Replaced DF240424024 by CM0000001949. | QS01-Al Qassim Central Warehouse | 2025-08-31 | 2025-08-17 | 0
4500595075-[10] | 908321106 : SWGR,SMRT RMU OD,2LBS+1CB,13.8KV,400A | RMU | ROH | SEP11229 | Wire, Grounding, Yellow/Green, 6.0 Sq.mm, BVR, 450/750V, 105 °C | 1156 | 0 | 1156 | PR Required | - | PR |  | DFE-LV | Automated: Replaced DF240612002 by SEP11229. Automated: Replaced DF240612002 by SEP11229. | QS01-Al Qassim Central Warehouse | 2025-08-31 | 2025-08-17 | 0
4500595075-[10] | 908321106 : SWGR,SMRT RMU OD,2LBS+1CB,13.8KV,400A | RMU | ROH | DF240612006 | Spiral Wrapping Band, 8 mm ¦ KS-8 | 1888 | 175 | 1713 | 6100K011B | PO-SEP-6166-[23] | PO | 2025-11-30 | DFE-LV | Automated: Replaced DF240612006 by SEP10526. | QS01-Al Qassim Central Warehouse | 2025-08-31 | 2025-08-17 | 105 | Sana For Electric And Telephone Co | 6100K011A // OVR // ELECTRICAL COMPONENTS (96 SETS) | 274 | 09-10-2025
4500595075-[10] | 908321106 : SWGR,SMRT RMU OD,2LBS+1CB,13.8KV,400A | RMU | ROH | SEP10526 | Spiral Wrapping Band, 8 mm ¦ KS-8 | 1713 | 0 | 1713 | PR Required | - | PR |  | DFE-LV | Automated: Replaced DF240612006 by SEP10526. Automated: Replaced DF240612006 by SEP10526. | QS01-Al Qassim Central Warehouse | 2025-08-31 | 2025-08-17 | 0
4500595075-[10] | 908321106 : SWGR,SMRT RMU OD,2LBS+1CB,13.8KV,400A | RMU | ROH | DF241124005 | Screw, Cross Recessed Counter Sunk Head, Stainless Steel, M3 x 12 mm | 1214 | 1214 | 0 | 6100KDP02 | PO-SEP-6130-[36] | PO | 2025-10-30 | SEP | Automated: Replaced DF241124005 by SEP10922. | QS01-Al Qassim Central Warehouse | 2025-08-31 | 2025-08-17 | 74 | China Star (Dalian) Industry Co., Ltd. | 6100KDP02 (1300 QTY // SRMU 2L1T Cable Comp./Operating Mechanism Compartment M1 Internal Parts)
4500595075-[10] | 908321106 : SWGR,SMRT RMU OD,2LBS+1CB,13.8KV,400A | RMU | ROH | DF241124005 | Screw, Cross Recessed Counter Sunk Head, Stainless Steel, M3 x 12 mm | 3448 | 3448 | 0 | 6100KDP02 | PO-SEP-6130-[36] | PO | 2025-10-30 | DFE-LV | Automated: Replaced DF241124005 by SEP10922. | QS01-Al Qassim Central Warehouse | 2025-08-31 | 2025-08-17 | 74 | China Star (Dalian) Industry Co., Ltd. | 6100KDP02 (1300 QTY // SRMU 2L1T Cable Comp./Operating Mechanism Compartment M1 Internal Parts)
4500595075-[10] | 908321106 : SWGR,SMRT RMU OD,2LBS+1CB,13.8KV,400A | RMU | ROH | SEP11242 | Wire,Control, Black, 6.0 Sq.mm, BVR | 2586 | 0 | 2586 | PR Required | - | PR |  | DFE-LV | Automated: Replaced DF250318001 by RMU000000138. Automated: Replaced RMU000000138 by SEP11242. Automated: Replaced DF250318001 by RMU000000138. Automated: Replaced RMU000000138 by SEP11242. | QS01-Al Qassim Central Warehouse | 2025-08-31 | 2025-08-17 | 0
4500595075-[10] | 908321106 : SWGR,SMRT RMU OD,2LBS+1CB,13.8KV,400A | RMU |  | SEP12187 | Lugs, Terminal O-Type, Pre Insulated, Blue ¦ HRV5.5-10 | 431 | 0 | 431 | PR Required | - | PR |  | DFE-LV | Automated: Replaced DF250318002 by RMU000000139. Automated: Replaced RMU000000139 by SEP12187. Automated: Replaced DF250318002 by RMU000000139. Automated: Replaced RMU000000139 by SEP12187. | QS01-Al Qassim Central Warehouse | 2025-08-31 | 2025-08-17 | 0
4500595075-[10] | 908321106 : SWGR,SMRT RMU OD,2LBS+1CB,13.8KV,400A | RMU | ROH | RMU000000175 | Protection Process Diagram | 431 | 0 | 431 | PR Required | - | PR |  | SEP | Automated: Replaced DF250418001 by RMU000000175. Automated: Replaced DF250418001 by RMU000000175. | QS01-Al Qassim Central Warehouse | 2025-08-31 | 2025-08-17 | 0
4500592697-[50] | 908333011 : RECLOSER:CIRCUIT,33 KV,3 P,60 HZ,170 KV | OVR | ROH | CSB25A9PS2E- B L/U | 2 POSITION, LATCHING, SELECTOR SWITCH, 90DEGREES, 2 CONTACTS EACH, PAD LOCKABLE IN EACH POS (LOCK/UNLOCK) CSB25A9PS2E- B L/U | 4 | 4 | 0 | 6100K017 | PO-SEP-7065-[26] | PO | 2025-09-30 | LV |  | JD01-Jeddah Central Warehouse | 2025-09-15 | 2025-09-01 | 29 | SHIRKE ELECTRO PRIVATE LIMITED | Outdoor units (LBS/SEC/RMU) Selector switches 6100K006/6100K007/6100K008/6100K010/6100K011A/ | 192 | 30-07-2025
4500592697-[50] | 908333011 : RECLOSER:CIRCUIT,33 KV,3 P,60 HZ,170 KV | OVR | ROH | RMU000000234 | Limit Switch ¦ YBLX-ME/8112 | 4 | 4 | 0 | 6100K006 | PO-SEP-7830-[1] | PO | 2025-10-30 | LV |  | JD01-Jeddah Central Warehouse | 2025-09-15 | 2025-09-01 | 59 | CHINT ELECTRIC SAUDI ARABIA CO LTD | OVR // K006/K011A/K012A (DOOR LIMIT SWITCHES)
4500592697-[50] | 908333011 : RECLOSER:CIRCUIT,33 KV,3 P,60 HZ,170 KV | OVR | ROH | SEP10160 | TRAFFOLYTE, BLACK/WHITE/WHITE - BLACK/TRAFFOLYTE | 2 | 2 | 0 | free_stock | PO-SEP-7782-[1] | PO | 2025-09-15 | LV |  | JD01-Jeddah Central Warehouse | 2025-09-15 | 2025-09-01 | 14 | Lawazen Trading Group | LV-BULK/ Z85, Z98, Z99 PLUS REMAINING PANELS,Traffolyte
4500592697-[50] | 908333011 : RECLOSER:CIRCUIT,33 KV,3 P,60 HZ,170 KV | OVR | ROH | SEP10164 | ‭FERRULE INK RIBBON CASSETTE/RC03B-BLACK/FERRULE‬ | 4 | 0 | 4 | PR Required | - | PR |  | LV |  | JD01-Jeddah Central Warehouse | 2025-09-15 | 2025-09-01 | 0
4500592697-[50] | 908333011 : RECLOSER:CIRCUIT,33 KV,3 P,60 HZ,170 KV | OVR | ROH | SEP11131 | Cable, Control, 1 CORE CU/PVC, 1.0 Sq.mm, Black, 105°, 600/1000V , 1 x 91.4 m | 2 | 2 | 0 | 6100K008 | PO-SEP-8622-[34] | PO | 2026-12-30 | LV |  | JD01-Jeddah Central Warehouse | 2025-09-15 | 2025-09-01 | 485 | Al-Fanar Company Limited | Cable Items - KDP01 & K023
4500592697-[50] | 908333011 : RECLOSER:CIRCUIT,33 KV,3 P,60 HZ,170 KV | OVR | ROH | SEP11138 | Cable, Control, 1 CORE CU/PVC, 1.5 Sq.mm, Black, 105°, 600/1000V , 1 x 91.4 m | 8 | 8 | 0 | 6100K007 | PO-SEP-7860-[17] | PO | 2025-10-30 | LV |  | JD01-Jeddah Central Warehouse | 2025-09-15 | 2025-09-01 | 59 | Al-Fanar Company Limited | MV- BULK LBS/OVR (Cables and Lugs)
4500592697-[50] | 908333011 : RECLOSER:CIRCUIT,33 KV,3 P,60 HZ,170 KV | OVR | ROH | SEP12013 | Lugs, Terminal Fork, 1.5 Sq.mm ¦ S1-4A ¦ Jeesoon | 160 | 160 | 0 | 6100K007 | PO-SEP-7847-[20] | PO | 2025-11-20 | LV |  | JD01-Jeddah Central Warehouse | 2025-09-15 | 2025-09-01 | 80 | Jeesoon Terminals Co., Ltd. | LBS/OVR (Cables and Lugs)
4500592697-[50] | 908333011 : RECLOSER:CIRCUIT,33 KV,3 P,60 HZ,170 KV | OVR | ROH | SEP12045 | Lugs, Terminal PIN, 1.5 Sq.mm ¦ PT1-12A ¦ Jeesoon | 1040 | 1040 | 0 | 6100K007 | PO-SEP-7847-[17] | PO | 2025-11-20 | LV |  | JD01-Jeddah Central Warehouse | 2025-09-15 | 2025-09-01 | 80 | Jeesoon Terminals Co., Ltd. | LBS/OVR (Cables and Lugs)
4500592697-[50] | 908333011 : RECLOSER:CIRCUIT,33 KV,3 P,60 HZ,170 KV | OVR | ROH | SEP12070 | Lugs, Terminal PIN, 2.5 Sq.mm ¦ PT2-12A ¦ Jeesoon | 200 | 200 | 0 | 6100K007 | PO-SEP-7847-[18] | PO | 2025-11-20 | LV |  | JD01-Jeddah Central Warehouse | 2025-09-15 | 2025-09-01 | 80 | Jeesoon Terminals Co., Ltd. | LBS/OVR (Cables and Lugs)
4500592697-[50] | 908333011 : RECLOSER:CIRCUIT,33 KV,3 P,60 HZ,170 KV | OVR | ROH | SEP12082 | Lugs, Terminal Ring, 2.5 Sq.mm ¦ R2-4SA ¦ Jeesoon | 40 | 40 | 0 | free_stock | PO-SEP-7631-[10] | PO | 2025-09-20 | LV |  | JD01-Jeddah Central Warehouse | 2025-09-15 | 2025-09-01 | 19 | Jeesoon Terminals Co., Ltd. | LV-BULK MATERIAL-JEESOON LUGS
4500592697-[50] | 908333011 : RECLOSER:CIRCUIT,33 KV,3 P,60 HZ,170 KV | OVR | ROH | SEP30736 | Bolt M5x70 | 16 | 16 | 0 | 6100K006 | PO-SEP-7994-[1] | PO | 2025-08-21 | LV |  | JD01-Jeddah Central Warehouse | 2025-09-15 | 2025-09-01 | 0 | Raja Procuremnet Local Purchases | Outdoor Apparatus (OVR & LBS)
4500592697-[50] | 908333011 : RECLOSER:CIRCUIT,33 KV,3 P,60 HZ,170 KV | OVR | ROH | XF9J | MCB Alarm Auxiliary Contact 1N/O+1N/C | 4 | 0 | 4 | PR Required | - | PR |  | LV |  | JD01-Jeddah Central Warehouse | 2025-09-15 | 2025-09-01 | 0
4500592697-[50] | 908333011 : RECLOSER:CIRCUIT,33 KV,3 P,60 HZ,170 KV | OVR | ROH | AE2000-1865-14 | 1.5 Red Wire Gauge Tube 1.5mm² | 40 | 40 | 0 | free_stock | PO-SEP-7852-[2] | PO | 2025-08-20 | LV | Automated: Replaced AE2000-1865-14 by SEP10163. | JD01-Jeddah Central Warehouse | 2025-09-15 | 2025-09-01 | 0 | Raja Procuremnet Local Purchases | Tube, Ferrule, White, Inner Diameter 3.5 mm, 1.5 Wire
4500592697-[50] | 908333011 : RECLOSER:CIRCUIT,33 KV,3 P,60 HZ,170 KV | OVR | ROH | SEP10526 | Spiral Wrapping Band, 8 mm ¦ KS-8 | 4 | 0 | 4 | PR Required | - | PR |  | LV | Automated: Replaced DF240612006 by SEP10526. Automated: Replaced DF240612006 by SEP10526. | JD01-Jeddah Central Warehouse | 2025-09-15 | 2025-09-01 | 0
4500592697-[50] | 908333011 : RECLOSER:CIRCUIT,33 KV,3 P,60 HZ,170 KV | OVR | ROH | MV2000-1865-01-W | WHITE TUBE, INNER DIA. 4.0MM (2.5 WIRE) | 40 | 40 | 0 | 6100K023 | PO-SEP-8667-[13] | PO | 2025-11-03 | LV | Automated: Replaced MV2000-1865-01-W by SEP10650. | JD01-Jeddah Central Warehouse | 2025-09-15 | 2025-09-01 | 63 | Sana For Electric And Telephone Co
4500592697-[50] | 908333011 : RECLOSER:CIRCUIT,33 KV,3 P,60 HZ,170 KV | OVR | ROH | XF9J | MCB Alarm Auxiliary Contact 1N/O+1N/C | 12 | 0 | 12 | PR Required | - | PR |  | LV | Automated: Replaced XF9 by XF9J. Automated: Replaced XF9 by XF9J. | JD01-Jeddah Central Warehouse | 2025-09-15 | 2025-09-01 | 0
4500592697-[60] | 908333011 : RECLOSER:CIRCUIT,33 KV,3 P,60 HZ,170 KV | OVR | ROH | CSB25A9PS2E- B L/U | 2 POSITION, LATCHING, SELECTOR SWITCH, 90DEGREES, 2 CONTACTS EACH, PAD LOCKABLE IN EACH POS (LOCK/UNLOCK) CSB25A9PS2E- B L/U | 11 | 11 | 0 | 6100K017 | PO-SEP-7065-[26] | PO | 2025-09-30 | LV |  | MK01-Makkah Central Warehouse | 2025-09-15 | 2025-09-01 | 29 | SHIRKE ELECTRO PRIVATE LIMITED | Outdoor units (LBS/SEC/RMU) Selector switches 6100K006/6100K007/6100K008/6100K010/6100K011A/ | 192 | 30-07-2025
4500592697-[60] | 908333011 : RECLOSER:CIRCUIT,33 KV,3 P,60 HZ,170 KV | OVR | ROH | MV-OVR38-0001 | Smart Outdoor RECLOSER: CIRCUIT,33kV,3P,60Hz,170kV SEC MV-OHL-Recloser (ABB OVR38kV) SEC Item # 908333007 for 200KV & 908333011 for 170kV HV Unit & 10 Meter Control cable for recloser with 3 Voltage Sensors: 33kV,3P,50/60 Hz, 170kV Recloser, Circuit: Nominal Voltage: 33kV, Phase: 3; Ferquency: 50/60Hz;Bil Rating: 170KVp | 3 | 3 | 0 | 6100K011A | PO-SEP-6043-[3] | PO | 2025-10-15 | Gas Tank |  | MK01-Makkah Central Warehouse | 2025-09-15 | 2025-09-01 | 44 | Abb Electrical Industriesco | LBS & OVR
4500592697-[60] | 908333011 : RECLOSER:CIRCUIT,33 KV,3 P,60 HZ,170 KV | OVR | ROH | RMU000000234 | Limit Switch ¦ YBLX-ME/8112 | 11 | 11 | 0 | 6100K006 | PO-SEP-7830-[1] | PO | 2025-10-30 | LV |  | MK01-Makkah Central Warehouse | 2025-09-15 | 2025-09-01 | 59 | CHINT ELECTRIC SAUDI ARABIA CO LTD | OVR // K006/K011A/K012A (DOOR LIMIT SWITCHES)
4500592697-[60] | 908333011 : RECLOSER:CIRCUIT,33 KV,3 P,60 HZ,170 KV | OVR | ROH | SEP10160 | TRAFFOLYTE, BLACK/WHITE/WHITE - BLACK/TRAFFOLYTE | 5.5 | 5.5 | 0 | free_stock | PO-SEP-7782-[1] | PO | 2025-09-15 | LV |  | MK01-Makkah Central Warehouse | 2025-09-15 | 2025-09-01 | 14 | Lawazen Trading Group | LV-BULK/ Z85, Z98, Z99 PLUS REMAINING PANELS,Traffolyte
4500592697-[60] | 908333011 : RECLOSER:CIRCUIT,33 KV,3 P,60 HZ,170 KV | OVR | ROH | SEP10164 | ‭FERRULE INK RIBBON CASSETTE/RC03B-BLACK/FERRULE‬ | 11 | 0 | 11 | PR Required | - | PR |  | LV |  | MK01-Makkah Central Warehouse | 2025-09-15 | 2025-09-01 | 0
4500592697-[60] | 908333011 : RECLOSER:CIRCUIT,33 KV,3 P,60 HZ,170 KV | OVR | ROH | SEP11131 | Cable, Control, 1 CORE CU/PVC, 1.0 Sq.mm, Black, 105°, 600/1000V , 1 x 91.4 m | 5.5 | 5.5 | 0 | 6100K008 | PO-SEP-8622-[34] | PO | 2026-12-30 | LV |  | MK01-Makkah Central Warehouse | 2025-09-15 | 2025-09-01 | 485 | Al-Fanar Company Limited | Cable Items - KDP01 & K023
4500592697-[60] | 908333011 : RECLOSER:CIRCUIT,33 KV,3 P,60 HZ,170 KV | OVR | ROH | SEP11138 | Cable, Control, 1 CORE CU/PVC, 1.5 Sq.mm, Black, 105°, 600/1000V , 1 x 91.4 m | 22 | 22 | 0 | 6100K007 | PO-SEP-7860-[17] | PO | 2025-10-30 | LV |  | MK01-Makkah Central Warehouse | 2025-09-15 | 2025-09-01 | 59 | Al-Fanar Company Limited | MV- BULK LBS/OVR (Cables and Lugs)
4500592697-[60] | 908333011 : RECLOSER:CIRCUIT,33 KV,3 P,60 HZ,170 KV | OVR | ROH | SEP12013 | Lugs, Terminal Fork, 1.5 Sq.mm ¦ S1-4A ¦ Jeesoon | 440 | 440 | 0 | 6100K011B | PO-SEP-7847-[36] | PO | 2025-11-20 | LV |  | MK01-Makkah Central Warehouse | 2025-09-15 | 2025-09-01 | 80 | Jeesoon Terminals Co., Ltd. | LBS/OVR (Cables and Lugs)
4500592697-[60] | 908333011 : RECLOSER:CIRCUIT,33 KV,3 P,60 HZ,170 KV | OVR | ROH | SEP12045 | Lugs, Terminal PIN, 1.5 Sq.mm ¦ PT1-12A ¦ Jeesoon | 2860 | 2860 | 0 | 6100K007 | PO-SEP-7847-[17] | PO | 2025-11-20 | LV |  | MK01-Makkah Central Warehouse | 2025-09-15 | 2025-09-01 | 80 | Jeesoon Terminals Co., Ltd. | LBS/OVR (Cables and Lugs)
4500592697-[60] | 908333011 : RECLOSER:CIRCUIT,33 KV,3 P,60 HZ,170 KV | OVR | ROH | SEP12070 | Lugs, Terminal PIN, 2.5 Sq.mm ¦ PT2-12A ¦ Jeesoon | 550 | 550 | 0 | 6100K007 | PO-SEP-7847-[18] | PO | 2025-11-20 | LV |  | MK01-Makkah Central Warehouse | 2025-09-15 | 2025-09-01 | 80 | Jeesoon Terminals Co., Ltd. | LBS/OVR (Cables and Lugs)
4500592697-[60] | 908333011 : RECLOSER:CIRCUIT,33 KV,3 P,60 HZ,170 KV | OVR | ROH | SEP12082 | Lugs, Terminal Ring, 2.5 Sq.mm ¦ R2-4SA ¦ Jeesoon | 110 | 110 | 0 | free_stock | PO-SEP-7631-[10] | PO | 2025-09-20 | LV |  | MK01-Makkah Central Warehouse | 2025-09-15 | 2025-09-01 | 19 | Jeesoon Terminals Co., Ltd. | LV-BULK MATERIAL-JEESOON LUGS
4500592697-[60] | 908333011 : RECLOSER:CIRCUIT,33 KV,3 P,60 HZ,170 KV | OVR | ROH | SEP30736 | Bolt M5x70 | 44 | 44 | 0 | 6100K006 | PO-SEP-7994-[1] | PO | 2025-08-21 | LV |  | MK01-Makkah Central Warehouse | 2025-09-15 | 2025-09-01 | 0 | Raja Procuremnet Local Purchases | Outdoor Apparatus (OVR & LBS)
4500592697-[60] | 908333011 : RECLOSER:CIRCUIT,33 KV,3 P,60 HZ,170 KV | OVR | ROH | XF9J | MCB Alarm Auxiliary Contact 1N/O+1N/C | 11 | 0 | 11 | PR Required | - | PR |  | LV |  | MK01-Makkah Central Warehouse | 2025-09-15 | 2025-09-01 | 0
4500592697-[60] | 908333011 : RECLOSER:CIRCUIT,33 KV,3 P,60 HZ,170 KV | OVR | ROH | AE2000-1865-14 | 1.5 Red Wire Gauge Tube 1.5mm² | 110 | 110 | 0 | free_stock | PO-SEP-7852-[2] | PO | 2025-08-20 | LV | Automated: Replaced AE2000-1865-14 by SEP10163. | MK01-Makkah Central Warehouse | 2025-09-15 | 2025-09-01 | 0 | Raja Procuremnet Local Purchases | Tube, Ferrule, White, Inner Diameter 3.5 mm, 1.5 Wire
4500592697-[60] | 908333011 : RECLOSER:CIRCUIT,33 KV,3 P,60 HZ,170 KV | OVR | ROH | SEP10526 | Spiral Wrapping Band, 8 mm ¦ KS-8 | 11 | 0 | 11 | PR Required | - | PR |  | LV | Automated: Replaced DF240612006 by SEP10526. Automated: Replaced DF240612006 by SEP10526. | MK01-Makkah Central Warehouse | 2025-09-15 | 2025-09-01 | 0
4500592697-[60] | 908333011 : RECLOSER:CIRCUIT,33 KV,3 P,60 HZ,170 KV | OVR | ROH | MV2000-1865-01-W | WHITE TUBE, INNER DIA. 4.0MM (2.5 WIRE) | 110 | 110 | 0 | 6100K023 | PO-SEP-8667-[13] | PO | 2025-11-03 | LV | Automated: Replaced MV2000-1865-01-W by SEP10650. | MK01-Makkah Central Warehouse | 2025-09-15 | 2025-09-01 | 63 | Sana For Electric And Telephone Co
4500592697-[60] | 908333011 : RECLOSER:CIRCUIT,33 KV,3 P,60 HZ,170 KV | OVR | ROH | XF9J | MCB Alarm Auxiliary Contact 1N/O+1N/C | 33 | 0 | 33 | PR Required | - | PR |  | LV | Automated: Replaced XF9 by XF9J. Automated: Replaced XF9 by XF9J. | MK01-Makkah Central Warehouse | 2025-09-15 | 2025-09-01 | 0
4500592697-[80] | 908305010 : SWITCH,DISC,OVRHD,ABS,60HZ FREQ,200KV | LBS | ROH | CSB25A9PS2E- B L/U | 2 POSITION, LATCHING, SELECTOR SWITCH, 90DEGREES, 2 CONTACTS EACH, PAD LOCKABLE IN EACH POS (LOCK/UNLOCK) CSB25A9PS2E- B L/U | 103 | 44 | 59 | 6100K017 | PO-SEP-7065-[26] | PO | 2025-09-30 | LV |  | MD01-Madina Central Warehouse | 2025-09-30 | 2025-09-16 | 14 | SHIRKE ELECTRO PRIVATE LIMITED | Outdoor units (LBS/SEC/RMU) Selector switches 6100K006/6100K007/6100K008/6100K010/6100K011A/ | 192 | 30-07-2025
4500592697-[80] | 908305010 : SWITCH,DISC,OVRHD,ABS,60HZ FREQ,200KV | LBS | ROH | CSB25A9PS2E- B L/U | 2 POSITION, LATCHING, SELECTOR SWITCH, 90DEGREES, 2 CONTACTS EACH, PAD LOCKABLE IN EACH POS (LOCK/UNLOCK) CSB25A9PS2E- B L/U | 59 | 41 | 18 | 6100K008 | PO-SEP-7065-[8] | PO | 2025-09-30 | LV |  | MD01-Madina Central Warehouse | 2025-09-30 | 2025-09-16 | 14 | SHIRKE ELECTRO PRIVATE LIMITED | Outdoor units (LBS/SEC/RMU) Selector switches 6100K006/6100K007/6100K008/6100K010/6100K011A/
4500592697-[80] | 908305010 : SWITCH,DISC,OVRHD,ABS,60HZ FREQ,200KV | LBS | ROH | CSB25A9PS2E- B L/U | 2 POSITION, LATCHING, SELECTOR SWITCH, 90DEGREES, 2 CONTACTS EACH, PAD LOCKABLE IN EACH POS (LOCK/UNLOCK) CSB25A9PS2E- B L/U | 18 | 15 | 3 | 6100K011B | PO-SEP-7065-[20] | PO | 2025-09-30 | LV |  | MD01-Madina Central Warehouse | 2025-09-30 | 2025-09-16 | 14 | SHIRKE ELECTRO PRIVATE LIMITED | Outdoor units (LBS/SEC/RMU) Selector switches 6100K006/6100K007/6100K008/6100K010/6100K011A/ | 64 | 17-10-2025 | 17-10-2025 |  |  | 7065-3rdlot
4500592697-[80] | 908305010 : SWITCH,DISC,OVRHD,ABS,60HZ FREQ,200KV | LBS | ROH | CSB25A9PS2E- B L/U | 2 POSITION, LATCHING, SELECTOR SWITCH, 90DEGREES, 2 CONTACTS EACH, PAD LOCKABLE IN EACH POS (LOCK/UNLOCK) CSB25A9PS2E- B L/U | 3 | 3 | 0 | 6100K012B | PO-SEP-7065-[23] | PO | 2025-12-31 | LV |  | MD01-Madina Central Warehouse | 2025-09-30 | 2025-09-16 | 106 | SHIRKE ELECTRO PRIVATE LIMITED | Outdoor units (LBS/SEC/RMU) Selector switches 6100K006/6100K007/6100K008/6100K010/6100K011A/
4500592697-[80] | 908305010 : SWITCH,DISC,OVRHD,ABS,60HZ FREQ,200KV | LBS | ROH | SEP10160 | TRAFFOLYTE, BLACK/WHITE/WHITE - BLACK/TRAFFOLYTE | 51.5 | 51.5 | 0 | free_stock | PO-SEP-7782-[1] | PO | 2025-09-15 | LV |  | MD01-Madina Central Warehouse | 2025-09-30 | 2025-09-16 | 0 | Lawazen Trading Group | LV-BULK/ Z85, Z98, Z99 PLUS REMAINING PANELS,Traffolyte
4500592697-[80] | 908305010 : SWITCH,DISC,OVRHD,ABS,60HZ FREQ,200KV | LBS | ROH | SEP10164 | ‭FERRULE INK RIBBON CASSETTE/RC03B-BLACK/FERRULE‬ | 103 | 0 | 103 | PR Required | - | PR |  | LV |  | MD01-Madina Central Warehouse | 2025-09-30 | 2025-09-16 | 0
4500592697-[80] | 908305010 : SWITCH,DISC,OVRHD,ABS,60HZ FREQ,200KV | LBS | ROH | SEP11131 | Cable, Control, 1 CORE CU/PVC, 1.0 Sq.mm, Black, 105°, 600/1000V , 1 x 91.4 m | 51.5 | 51.5 | 0 | 6100K008 | PO-SEP-8622-[34] | PO | 2026-12-30 | LV |  | MD01-Madina Central Warehouse | 2025-09-30 | 2025-09-16 | 470 | Al-Fanar Company Limited | Cable Items - KDP01 & K023
4500592697-[80] | 908305010 : SWITCH,DISC,OVRHD,ABS,60HZ FREQ,200KV | LBS | ROH | SEP11138 | Cable, Control, 1 CORE CU/PVC, 1.5 Sq.mm, Black, 105°, 600/1000V , 1 x 91.4 m | 309 | 309 | 0 | 6100K007 | PO-SEP-7860-[17] | PO | 2025-10-30 | LV |  | MD01-Madina Central Warehouse | 2025-09-30 | 2025-09-16 | 44 | Al-Fanar Company Limited | MV- BULK LBS/OVR (Cables and Lugs)
4500592697-[80] | 908305010 : SWITCH,DISC,OVRHD,ABS,60HZ FREQ,200KV | LBS | ROH | SEP12013 | Lugs, Terminal Fork, 1.5 Sq.mm ¦ S1-4A ¦ Jeesoon | 4120 | 4120 | 0 | 6100K012B | PO-SEP-7847-[44] | PO | 2025-11-20 | LV |  | MD01-Madina Central Warehouse | 2025-09-30 | 2025-09-16 | 65 | Jeesoon Terminals Co., Ltd. | LBS/OVR (Cables and Lugs)
4500592697-[80] | 908305010 : SWITCH,DISC,OVRHD,ABS,60HZ FREQ,200KV | LBS | ROH | SEP12045 | Lugs, Terminal PIN, 1.5 Sq.mm ¦ PT1-12A ¦ Jeesoon | 30900 | 30900 | 0 | 6100K007 | PO-SEP-7847-[17] | PO | 2025-11-20 | LV |  | MD01-Madina Central Warehouse | 2025-09-30 | 2025-09-16 | 65 | Jeesoon Terminals Co., Ltd. | LBS/OVR (Cables and Lugs)
4500592697-[80] | 908305010 : SWITCH,DISC,OVRHD,ABS,60HZ FREQ,200KV | LBS | ROH | SEP12070 | Lugs, Terminal PIN, 2.5 Sq.mm ¦ PT2-12A ¦ Jeesoon | 10300 | 10300 | 0 | 6100K007 | PO-SEP-7847-[18] | PO | 2025-11-20 | LV |  | MD01-Madina Central Warehouse | 2025-09-30 | 2025-09-16 | 65 | Jeesoon Terminals Co., Ltd. | LBS/OVR (Cables and Lugs)
4500592697-[80] | 908305010 : SWITCH,DISC,OVRHD,ABS,60HZ FREQ,200KV | LBS | ROH | SEP12082 | Lugs, Terminal Ring, 2.5 Sq.mm ¦ R2-4SA ¦ Jeesoon | 2060 | 2060 | 0 | free_stock | PO-SEP-7631-[10] | PO | 2025-09-20 | LV |  | MD01-Madina Central Warehouse | 2025-09-30 | 2025-09-16 | 4 | Jeesoon Terminals Co., Ltd. | LV-BULK MATERIAL-JEESOON LUGS
4500592697-[80] | 908305010 : SWITCH,DISC,OVRHD,ABS,60HZ FREQ,200KV | LBS | ROH | SEP30736 | Bolt M5x70 | 309 | 309 | 0 | 6100K006 | PO-SEP-7994-[1] | PO | 2025-08-21 | LV |  | MD01-Madina Central Warehouse | 2025-09-30 | 2025-09-16 | 0 | Raja Procuremnet Local Purchases | Outdoor Apparatus (OVR & LBS)
4500592697-[80] | 908305010 : SWITCH,DISC,OVRHD,ABS,60HZ FREQ,200KV | LBS | ROH | RMU000000111 | Grounding Busbar 20x115 ¦ 9ABA450075F1006 ¦ Local | 103 | 0 | 103 | PR Required | - | PR |  | LV | Automated: Replaced 9ABA450075F1006 by RMU000000111. Automated: Replaced 9ABA450075F1006 by RMU000000111. | MD01-Madina Central Warehouse | 2025-09-30 | 2025-09-16 | 0
4500592697-[80] | 908305010 : SWITCH,DISC,OVRHD,ABS,60HZ FREQ,200KV | LBS | ROH | AE2000-1865-14 | 1.5 Red Wire Gauge Tube 1.5mm² | 1030 | 300 | 730 | free_stock | PO-SEP-7852-[2] | PO | 2025-08-20 | LV | Automated: Replaced AE2000-1865-14 by SEP10163. | MD01-Madina Central Warehouse | 2025-09-30 | 2025-09-16 | 0 | Raja Procuremnet Local Purchases | Tube, Ferrule, White, Inner Diameter 3.5 mm, 1.5 Wire
4500592697-[80] | 908305010 : SWITCH,DISC,OVRHD,ABS,60HZ FREQ,200KV | LBS | ROH | AE2000-1865-14 | 1.5 Red Wire Gauge Tube 1.5mm² | 730 | 510 | 220 | 6100KDP01 | PO-SEP-8667-[5] | PO | 2025-11-03 | LV | Automated: Replaced AE2000-1865-14 by SEP10163. | MD01-Madina Central Warehouse | 2025-09-30 | 2025-09-16 | 48 | Sana For Electric And Telephone Co
4500592697-[80] | 908305010 : SWITCH,DISC,OVRHD,ABS,60HZ FREQ,200KV | LBS | ROH | AE2000-1865-14 | 1.5 Red Wire Gauge Tube 1.5mm² | 220 | 220 | 0 | 6100K023 | PO-SEP-8667-[11] | PO | 2025-11-03 | LV | Automated: Replaced AE2000-1865-14 by SEP10163. | MD01-Madina Central Warehouse | 2025-09-30 | 2025-09-16 | 48 | Sana For Electric And Telephone Co
4500592697-[80] | 908305010 : SWITCH,DISC,OVRHD,ABS,60HZ FREQ,200KV | LBS | ROH | SEP10526 | Spiral Wrapping Band, 8 mm ¦ KS-8 | 103 | 0 | 103 | PR Required | - | PR |  | LV | Automated: Replaced DF240612006 by SEP10526. Automated: Replaced DF240612006 by SEP10526. | MD01-Madina Central Warehouse | 2025-09-30 | 2025-09-16 | 0
4500592697-[80] | 908305010 : SWITCH,DISC,OVRHD,ABS,60HZ FREQ,200KV | LBS | ROH | MV2000-1865-01-W | WHITE TUBE, INNER DIA. 4.0MM (2.5 WIRE) | 1030 | 1030 | 0 | 6100K023 | PO-SEP-8667-[13] | PO | 2025-11-03 | LV | Automated: Replaced MV2000-1865-01-W by SEP10650. | MD01-Madina Central Warehouse | 2025-09-30 | 2025-09-16 | 48 | Sana For Electric And Telephone Co
4500595083-[10] | 908321106 : SWGR,SMRT RMU OD,2LBS+1CB,13.8KV,400A | RMU | HALB | 1W0011-R0001 | Pre Wiring Ladies Section | 697 | 0 | 697 | PR Required | - | PR |  | SEP |  | JD01-Jeddah Central Warehouse | 2025-09-30 | 2025-09-16 | 0
4500595083-[10] | 908321106 : SWGR,SMRT RMU OD,2LBS+1CB,13.8KV,400A | RMU | HALB | 1W0011-R0003 | LV Box Wiring termination (All Electrical Components) | 697 | 0 | 697 | PR Required | - | PR |  | SEP |  | JD01-Jeddah Central Warehouse | 2025-09-30 | 2025-09-16 | 0
4500595083-[10] | 908321106 : SWGR,SMRT RMU OD,2LBS+1CB,13.8KV,400A | RMU | HALB | 1W0011-R0004 | Wiring Integration (CT + VT +EFI) | 697 | 0 | 697 | PR Required | - | PR |  | SEP |  | JD01-Jeddah Central Warehouse | 2025-09-30 | 2025-09-16 | 0
4500595083-[10] | 908321106 : SWGR,SMRT RMU OD,2LBS+1CB,13.8KV,400A | RMU | HALB | 8BP.0818.0002 | Loop sign | 2091 | 0 | 2091 | PR Required | - | PR |  | SEP |  | JD01-Jeddah Central Warehouse | 2025-09-30 | 2025-09-16 | 0
4500595083-[10] | 908321106 : SWGR,SMRT RMU OD,2LBS+1CB,13.8KV,400A | RMU | HALB | 8BP.0818.0006 | BATTERY LABEL | 697 | 0 | 697 | PR Required | - | PR |  | SEP |  | JD01-Jeddah Central Warehouse | 2025-09-30 | 2025-09-16 | 0
4500595083-[10] | 908321106 : SWGR,SMRT RMU OD,2LBS+1CB,13.8KV,400A | RMU | HALB | 8BP.0818.0007 | INSTRUMENT DOOR LEFT PANEL LABEL | 697 | 0 | 697 | PR Required | - | PR |  | SEP |  | JD01-Jeddah Central Warehouse | 2025-09-30 | 2025-09-16 | 0
4500595083-[10] | 908321106 : SWGR,SMRT RMU OD,2LBS+1CB,13.8KV,400A | RMU | HALB | 8BP.0818.0008 | INSTRUMENT ROOM COMPONENT LABEL(LARGE) | 697 | 0 | 697 | PR Required | - | PR |  | SEP |  | JD01-Jeddah Central Warehouse | 2025-09-30 | 2025-09-16 | 0
4500595083-[10] | 908321106 : SWGR,SMRT RMU OD,2LBS+1CB,13.8KV,400A | RMU | HALB | 8BP.0818.0009 | INSTRUMENT INDOOR LABEL | 697 | 0 | 697 | PR Required | - | PR |  | SEP |  | JD01-Jeddah Central Warehouse | 2025-09-30 | 2025-09-16 | 0
4500595083-[10] | 908321106 : SWGR,SMRT RMU OD,2LBS+1CB,13.8KV,400A | RMU | HALB | 8BP.0818.0010 | INSTRUMENT ROOM COMPONENT LABEL(SMALL) | 697 | 0 | 697 | PR Required | - | PR |  | SEP |  | JD01-Jeddah Central Warehouse | 2025-09-30 | 2025-09-16 | 0
4500595083-[10] | 908321106 : SWGR,SMRT RMU OD,2LBS+1CB,13.8KV,400A | RMU | HALB | 8DF-052-0055 | Grounding plate | 697 | 0 | 697 | PR Required | - | PR |  | SEP |  | JD01-Jeddah Central Warehouse | 2025-09-30 | 2025-09-16 | 0
4500595083-[10] | 908321106 : SWGR,SMRT RMU OD,2LBS+1CB,13.8KV,400A | RMU | HALB | 8DF-062-0014(A) | Transformer mounting plate 1 (CHUANGYIN) | 697 | 0 | 697 | PR Required | - | PR |  | SEP |  | JD01-Jeddah Central Warehouse | 2025-09-30 | 2025-09-16 | 0
4500595083-[10] | 908321106 : SWGR,SMRT RMU OD,2LBS+1CB,13.8KV,400A | RMU | HALB | 8DF-062-0015A | Transformer mounting plate 2 (CHUANGYIN) | 697 | 0 | 697 | PR Required | - | PR |  | SEP |  | JD01-Jeddah Central Warehouse | 2025-09-30 | 2025-09-16 | 0
4500595083-[10] | 908321106 : SWGR,SMRT RMU OD,2LBS+1CB,13.8KV,400A | RMU | HALB | 8DF-270-0007 | Grounding bar protection plate | 697 | 0 | 697 | PR Required | - | PR |  | SEP |  | JD01-Jeddah Central Warehouse | 2025-09-30 | 2025-09-16 | 0
4500595083-[10] | 908321106 : SWGR,SMRT RMU OD,2LBS+1CB,13.8KV,400A | RMU | HALB | 8DF.0815.1025 | Casing protection plate 1 | 697 | 0 | 697 | PR Required | - | PR |  | SEP |  | JD01-Jeddah Central Warehouse | 2025-09-30 | 2025-09-16 | 0
4500595083-[10] | 908321106 : SWGR,SMRT RMU OD,2LBS+1CB,13.8KV,400A | RMU | HALB | 8DF.0815.1026 | Casing protection plate 2 | 697 | 0 | 697 | PR Required | - | PR |  | SEP |  | JD01-Jeddah Central Warehouse | 2025-09-30 | 2025-09-16 | 0
4500595083-[10] | 908321106 : SWGR,SMRT RMU OD,2LBS+1CB,13.8KV,400A | RMU | HALB | 8DF.0815.1027 | Casing protection plate 3 | 697 | 0 | 697 | PR Required | - | PR |  | SEP |  | JD01-Jeddah Central Warehouse | 2025-09-30 | 2025-09-16 | 0
4500595083-[10] | 908321106 : SWGR,SMRT RMU OD,2LBS+1CB,13.8KV,400A | RMU | HALB | 8DF.0815.1081 | Ground bar 1 | 697 | 0 | 697 | PR Required | - | PR |  | SEP |  | JD01-Jeddah Central Warehouse | 2025-09-30 | 2025-09-16 | 0
4500595083-[10] | 908321106 : SWGR,SMRT RMU OD,2LBS+1CB,13.8KV,400A | RMU | HALB | 8DF.0815.1082 | Ground bar 2 | 697 | 0 | 697 | PR Required | - | PR |  | SEP |  | JD01-Jeddah Central Warehouse | 2025-09-30 | 2025-09-16 | 0
4500595083-[10] | 908321106 : SWGR,SMRT RMU OD,2LBS+1CB,13.8KV,400A | RMU | HALB | 8DF.0815.1083 | Ground bar 3 | 697 | 0 | 697 | PR Required | - | PR |  | SEP |  | JD01-Jeddah Central Warehouse | 2025-09-30 | 2025-09-16 | 0
4500595083-[10] | 908321106 : SWGR,SMRT RMU OD,2LBS+1CB,13.8KV,400A | RMU | HALB | 8DF.0815.1084 | Ground bar 4 | 697 | 0 | 697 | PR Required | - | PR |  | SEP |  | JD01-Jeddah Central Warehouse | 2025-09-30 | 2025-09-16 | 0
4500595083-[10] | 908321106 : SWGR,SMRT RMU OD,2LBS+1CB,13.8KV,400A | RMU | HALB | 8DF.0815.1086 | Ground bar 6 | 697 | 0 | 697 | PR Required | - | PR |  | SEP |  | JD01-Jeddah Central Warehouse | 2025-09-30 | 2025-09-16 | 0
4500595083-[10] | 908321106 : SWGR,SMRT RMU OD,2LBS+1CB,13.8KV,400A | RMU | HALB | 8DF.0815.1087 | Ground bar 7 | 697 | 0 | 697 | PR Required | - | PR |  | SEP |  | JD01-Jeddah Central Warehouse | 2025-09-30 | 2025-09-16 | 0
4500595083-[10] | 908321106 : SWGR,SMRT RMU OD,2LBS+1CB,13.8KV,400A | RMU | HALB | 8DF.0815.1242 | Cable room protection panel 4 | 1394 | 0 | 1394 | PR Required | - | PR |  | SEP |  | JD01-Jeddah Central Warehouse | 2025-09-30 | 2025-09-16 | 0
4500595083-[10] | 908321106 : SWGR,SMRT RMU OD,2LBS+1CB,13.8KV,400A | RMU | HALB | 8DF.0815.1260 | POWER MODULE MOUNTING PLATE | 697 | 0 | 697 | PR Required | - | PR |  | SEP |  | JD01-Jeddah Central Warehouse | 2025-09-30 | 2025-09-16 | 0
4500595083-[10] | 908321106 : SWGR,SMRT RMU OD,2LBS+1CB,13.8KV,400A | RMU | HALB | 8DF.0817.0607 | Cable binding clip | 3485 | 0 | 3485 | PR Required | - | PR |  | SEP |  | JD01-Jeddah Central Warehouse | 2025-09-30 | 2025-09-16 | 0
4500595083-[10] | 908321106 : SWGR,SMRT RMU OD,2LBS+1CB,13.8KV,400A | RMU | HALB | 8DF.0818.1001(A) | lower left side panel | 697 | 0 | 697 | PR Required | - | PR |  | SEP |  | JD01-Jeddah Central Warehouse | 2025-09-30 | 2025-09-16 | 0
4500595083-[10] | 908321106 : SWGR,SMRT RMU OD,2LBS+1CB,13.8KV,400A | RMU | HALB | 8DF.0818.1002(A) | lower right side panel | 697 | 0 | 697 | PR Required | - | PR |  | SEP |  | JD01-Jeddah Central Warehouse | 2025-09-30 | 2025-09-16 | 0
4500595083-[10] | 908321106 : SWGR,SMRT RMU OD,2LBS+1CB,13.8KV,400A | RMU | HALB | 8DF.0818.1006(A) | Front center cross member | 697 | 0 | 697 | PR Required | - | PR |  | SEP |  | JD01-Jeddah Central Warehouse | 2025-09-30 | 2025-09-16 | 0
4500595083-[10] | 908321106 : SWGR,SMRT RMU OD,2LBS+1CB,13.8KV,400A | RMU | HALB | 8DF.0818.1007 | Front bottom cross member | 697 | 0 | 697 | PR Required | - | PR |  | SEP |  | JD01-Jeddah Central Warehouse | 2025-09-30 | 2025-09-16 | 0
4500595083-[10] | 908321106 : SWGR,SMRT RMU OD,2LBS+1CB,13.8KV,400A | RMU | HALB | 8DF.0818.1008 | Rear bottom cross member | 697 | 0 | 697 | PR Required | - | PR |  | SEP |  | JD01-Jeddah Central Warehouse | 2025-09-30 | 2025-09-16 | 0
4500595083-[10] | 908321106 : SWGR,SMRT RMU OD,2LBS+1CB,13.8KV,400A | RMU | HALB | 8DF.0818.1009 | Rear center cross member | 697 | 0 | 697 | PR Required | - | PR |  | SEP |  | JD01-Jeddah Central Warehouse | 2025-09-30 | 2025-09-16 | 0
4500595083-[10] | 908321106 : SWGR,SMRT RMU OD,2LBS+1CB,13.8KV,400A | RMU | HALB | 8DF.0818.1010(A) | vertical partition | 697 | 0 | 697 | PR Required | - | PR |  | SEP |  | JD01-Jeddah Central Warehouse | 2025-09-30 | 2025-09-16 | 0
4500595083-[10] | 908321106 : SWGR,SMRT RMU OD,2LBS+1CB,13.8KV,400A | RMU | HALB | 8DF.0818.1011 | Partition door frame (Bend Up) | 697 | 0 | 697 | PR Required | - | PR |  | SEP |  | JD01-Jeddah Central Warehouse | 2025-09-30 | 2025-09-16 | 0
4500595083-[10] | 908321106 : SWGR,SMRT RMU OD,2LBS+1CB,13.8KV,400A | RMU | HALB | 8DF.0818.1011B | Partition door frame (Bend Down) | 697 | 0 | 697 | PR Required | - | PR |  | SEP |  | JD01-Jeddah Central Warehouse | 2025-09-30 | 2025-09-16 | 0
4500595083-[10] | 908321106 : SWGR,SMRT RMU OD,2LBS+1CB,13.8KV,400A | RMU | HALB | 8DF.0818.1012 | Bottom plate pressure relief piece | 2091 | 0 | 2091 | PR Required | - | PR |  | SEP |  | JD01-Jeddah Central Warehouse | 2025-09-30 | 2025-09-16 | 0
4500595083-[10] | 908321106 : SWGR,SMRT RMU OD,2LBS+1CB,13.8KV,400A | RMU | HALB | 8DF.0818.1015 | Cable room bottom plate 1 | 1394 | 0 | 1394 | PR Required | - | PR |  | SEP |  | JD01-Jeddah Central Warehouse | 2025-09-30 | 2025-09-16 | 0
4500595083-[10] | 908321106 : SWGR,SMRT RMU OD,2LBS+1CB,13.8KV,400A | RMU | HALB | 8DF.0818.1016A | Cable room bottom plate 2 | 2788 | 0 | 2788 | PR Required | - | PR |  | SEP |  | JD01-Jeddah Central Warehouse | 2025-09-30 | 2025-09-16 | 0
4500595083-[10] | 908321106 : SWGR,SMRT RMU OD,2LBS+1CB,13.8KV,400A | RMU | HALB | 8DF.0818.1018 | Cable clamp 1 | 1394 | 0 | 1394 | PR Required | - | PR |  | SEP |  | JD01-Jeddah Central Warehouse | 2025-09-30 | 2025-09-16 | 0
4500595083-[10] | 908321106 : SWGR,SMRT RMU OD,2LBS+1CB,13.8KV,400A | RMU | HALB | 8DF.0818.1019A | Cable clamp 2 | 2788 | 0 | 2788 | PR Required | - | PR |  | SEP |  | JD01-Jeddah Central Warehouse | 2025-09-30 | 2025-09-16 | 0
4500595083-[10] | 908321106 : SWGR,SMRT RMU OD,2LBS+1CB,13.8KV,400A | RMU | HALB | 8DF.0818.1020 | Cable room protection panel 1 | 2788 | 0 | 2788 | PR Required | - | PR |  | SEP |  | JD01-Jeddah Central Warehouse | 2025-09-30 | 2025-09-16 | 0
4500595083-[10] | 908321106 : SWGR,SMRT RMU OD,2LBS+1CB,13.8KV,400A | RMU | HALB | 8DF.0818.1021 | Cable room protection panel 2 | 2091 | 0 | 2091 | PR Required | - | PR |  | SEP |  | JD01-Jeddah Central Warehouse | 2025-09-30 | 2025-09-16 | 0
4500595083-[10] | 908321106 : SWGR,SMRT RMU OD,2LBS+1CB,13.8KV,400A | RMU | HALB | 8DF.0818.1022 | Cable room protection panel 3 | 2091 | 0 | 2091 | PR Required | - | PR |  | SEP |  | JD01-Jeddah Central Warehouse | 2025-09-30 | 2025-09-16 | 0
4500595083-[10] | 908321106 : SWGR,SMRT RMU OD,2LBS+1CB,13.8KV,400A | RMU | HALB | 8DF.0818.1026 | Cable room door upper handle | 2091 | 0 | 2091 | PR Required | - | PR |  | SEP |  | JD01-Jeddah Central Warehouse | 2025-09-30 | 2025-09-16 | 0
4500595083-[10] | 908321106 : SWGR,SMRT RMU OD,2LBS+1CB,13.8KV,400A | RMU | HALB | 8DF.0818.1027 | Cable room door inner handle | 2091 | 0 | 2091 | PR Required | - | PR |  | SEP |  | JD01-Jeddah Central Warehouse | 2025-09-30 | 2025-09-16 | 0
4500595083-[10] | 908321106 : SWGR,SMRT RMU OD,2LBS+1CB,13.8KV,400A | RMU | HALB | 8DF.0818.1031A | Left side cover | 697 | 0 | 697 | PR Required | - | PR |  | SEP |  | JD01-Jeddah Central Warehouse | 2025-09-30 | 2025-09-16 | 0
4500595083-[10] | 908321106 : SWGR,SMRT RMU OD,2LBS+1CB,13.8KV,400A | RMU | HALB | 8DF.0818.1032A | Right side cover | 697 | 0 | 697 | PR Required | - | PR |  | SEP |  | JD01-Jeddah Central Warehouse | 2025-09-30 | 2025-09-16 | 0
4500595083-[10] | 908321106 : SWGR,SMRT RMU OD,2LBS+1CB,13.8KV,400A | RMU | HALB | 8DF.0818.1033A | Upper sealing plate | 697 | 0 | 697 | PR Required | - | PR |  | SEP |  | JD01-Jeddah Central Warehouse | 2025-09-30 | 2025-09-16 | 0
4500595083-[10] | 908321106 : SWGR,SMRT RMU OD,2LBS+1CB,13.8KV,400A | RMU | HALB | 8DF.0818.1034A | Lower sealing plate | 697 | 0 | 697 | PR Required | - | PR |  | SEP |  | JD01-Jeddah Central Warehouse | 2025-09-30 | 2025-09-16 | 0
4500595083-[10] | 908321106 : SWGR,SMRT RMU OD,2LBS+1CB,13.8KV,400A | RMU | HALB | 8DF.0818.1035(A) | CB Agency Panel | 697 | 0 | 697 | PR Required | - | PR |  | SEP |  | JD01-Jeddah Central Warehouse | 2025-09-30 | 2025-09-16 | 0
4500595083-[10] | 908321106 : SWGR,SMRT RMU OD,2LBS+1CB,13.8KV,400A | RMU | HALB | 8DF.0818.1036 | Cable Test Box | 1394 | 0 | 1394 | PR Required | - | PR |  | SEP |  | JD01-Jeddah Central Warehouse | 2025-09-30 | 2025-09-16 | 0
4500595083-[10] | 908321106 : SWGR,SMRT RMU OD,2LBS+1CB,13.8KV,400A | RMU | HALB | 8DF.0818.1039 | File Holder | 697 | 0 | 697 | PR Required | - | PR |  | SEP |  | JD01-Jeddah Central Warehouse | 2025-09-30 | 2025-09-16 | 0
4500595083-[10] | 908321106 : SWGR,SMRT RMU OD,2LBS+1CB,13.8KV,400A | RMU | HALB | 8DF.0818.1041 | Mechanism room fixing block | 3485 | 0 | 3485 | PR Required | - | PR |  | SEP |  | JD01-Jeddah Central Warehouse | 2025-09-30 | 2025-09-16 | 0
4500595083-[10] | 908321106 : SWGR,SMRT RMU OD,2LBS+1CB,13.8KV,400A | RMU | HALB | 8DF.0818.1042 | Mechanism room fixing plate | 697 | 0 | 697 | PR Required | - | PR |  | SEP |  | JD01-Jeddah Central Warehouse | 2025-09-30 | 2025-09-16 | 0
4500595083-[10] | 908321106 : SWGR,SMRT RMU OD,2LBS+1CB,13.8KV,400A | RMU | HALB | 8DF.0818.1043 | Mechanism room fixed plate 2 | 697 | 0 | 697 | PR Required | - | PR |  | SEP |  | JD01-Jeddah Central Warehouse | 2025-09-30 | 2025-09-16 | 0
4500595083-[10] | 908321106 : SWGR,SMRT RMU OD,2LBS+1CB,13.8KV,400A | RMU | HALB | 8DF.0818.1044 | Mechanism room fixed block 2 | 3485 | 0 | 3485 | PR Required | - | PR |  | SEP |  | JD01-Jeddah Central Warehouse | 2025-09-30 | 2025-09-16 | 0
4500595083-[10] | 908321106 : SWGR,SMRT RMU OD,2LBS+1CB,13.8KV,400A | RMU | HALB | 8DF.0818.1050 | Cable room door | 2091 | 0 | 2091 | PR Required | - | PR |  | SEP |  | JD01-Jeddah Central Warehouse | 2025-09-30 | 2025-09-16 | 0
4500595083-[10] | 908321106 : SWGR,SMRT RMU OD,2LBS+1CB,13.8KV,400A | RMU | HALB | 8DF.0818.1051 | Cable room partition | 2091 | 0 | 2091 | PR Required | - | PR |  | SEP |  | JD01-Jeddah Central Warehouse | 2025-09-30 | 2025-09-16 | 0
4500595083-[10] | 908321106 : SWGR,SMRT RMU OD,2LBS+1CB,13.8KV,400A | RMU | ROH | 8DF.0818.1115 | left support plate | 2000 | 0 | 2000 | PR Required | - | PR |  | Outer Enclosure |  | JD01-Jeddah Central Warehouse | 2025-09-30 | 2025-09-16 | 0
4500595083-[10] | 908321106 : SWGR,SMRT RMU OD,2LBS+1CB,13.8KV,400A | RMU | HALB | 8DF.0818.1209A | CABLE ROOM BOTTOM PLATE 3 | 697 | 0 | 697 | PR Required | - | PR |  | SEP |  | JD01-Jeddah Central Warehouse | 2025-09-30 | 2025-09-16 | 0
4500595083-[10] | 908321106 : SWGR,SMRT RMU OD,2LBS+1CB,13.8KV,400A | RMU | HALB | 8DF.0818.1209C | CABLE ROOM BOTTOM PLATE 3-1 | 1394 | 0 | 1394 | PR Required | - | PR |  | SEP |  | JD01-Jeddah Central Warehouse | 2025-09-30 | 2025-09-16 | 0
4500595083-[10] | 908321106 : SWGR,SMRT RMU OD,2LBS+1CB,13.8KV,400A | RMU | HALB | 8DF.0818.1220 | Instrument room left sealing panel | 697 | 0 | 697 | PR Required | - | PR |  | SEP |  | JD01-Jeddah Central Warehouse | 2025-09-30 | 2025-09-16 | 0
4500595083-[10] | 908321106 : SWGR,SMRT RMU OD,2LBS+1CB,13.8KV,400A | RMU | HALB | 8DF.0818.1221(A) | CVC Instrument Room Floor | 697 | 0 | 697 | PR Required | - | PR |  | SEP |  | JD01-Jeddah Central Warehouse | 2025-09-30 | 2025-09-16 | 0
4500595083-[10] | 908321106 : SWGR,SMRT RMU OD,2LBS+1CB,13.8KV,400A | RMU | HALB | 8DF.0818.1222 | Instrument room roof | 697 | 0 | 697 | PR Required | - | PR |  | SEP |  | JD01-Jeddah Central Warehouse | 2025-09-30 | 2025-09-16 | 0
4500595083-[10] | 908321106 : SWGR,SMRT RMU OD,2LBS+1CB,13.8KV,400A | RMU | HALB | 8DF.0818.1223(A) | Instrument box right side sealing plate | 697 | 0 | 697 | PR Required | - | PR |  | SEP |  | JD01-Jeddah Central Warehouse | 2025-09-30 | 2025-09-16 | 0
4500595083-[10] | 908321106 : SWGR,SMRT RMU OD,2LBS+1CB,13.8KV,400A | RMU | HALB | 8DF.0818.1224 | Instrument room column | 697 | 0 | 697 | PR Required | - | PR |  | SEP |  | JD01-Jeddah Central Warehouse | 2025-09-30 | 2025-09-16 | 0
4500595083-[10] | 908321106 : SWGR,SMRT RMU OD,2LBS+1CB,13.8KV,400A | RMU | HALB | 8DF.0818.1225 | Left instrument door | 697 | 0 | 697 | PR Required | - | PR |  | SEP |  | JD01-Jeddah Central Warehouse | 2025-09-30 | 2025-09-16 | 0
4500595083-[10] | 908321106 : SWGR,SMRT RMU OD,2LBS+1CB,13.8KV,400A | RMU | HALB | 8DF.0818.1226 | Right instrument door | 697 | 0 | 697 | PR Required | - | PR |  | SEP |  | JD01-Jeddah Central Warehouse | 2025-09-30 | 2025-09-16 | 0
4500595083-[10] | 908321106 : SWGR,SMRT RMU OD,2LBS+1CB,13.8KV,400A | RMU | HALB | 8DF.0818.1227 | Instrument room vertical panel | 697 | 0 | 697 | PR Required | - | PR |  | SEP |  | JD01-Jeddah Central Warehouse | 2025-09-30 | 2025-09-16 | 0
4500595083-[10] | 908321106 : SWGR,SMRT RMU OD,2LBS+1CB,13.8KV,400A | RMU | HALB | 8DF.0818.1228 | LV terminal block bracket | 697 | 0 | 697 | PR Required | - | PR |  | SEP |  | JD01-Jeddah Central Warehouse | 2025-09-30 | 2025-09-16 | 0
4500595083-[10] | 908321106 : SWGR,SMRT RMU OD,2LBS+1CB,13.8KV,400A | RMU | HALB | 8DF.0818.1231 | Battery fixing plate | 697 | 0 | 697 | PR Required | - | PR |  | SEP |  | JD01-Jeddah Central Warehouse | 2025-09-30 | 2025-09-16 | 0
4500595083-[10] | 908321106 : SWGR,SMRT RMU OD,2LBS+1CB,13.8KV,400A | RMU | HALB | 8DF.0818.1232 | V Cable clamp fixing plate | 697 | 0 | 697 | PR Required | - | PR |  | SEP |  | JD01-Jeddah Central Warehouse | 2025-09-30 | 2025-09-16 | 0
4500595083-[10] | 908321106 : SWGR,SMRT RMU OD,2LBS+1CB,13.8KV,400A | RMU | HALB | 8DF.0818.1232A | C Cable clamp fixing plate | 1394 | 0 | 1394 | PR Required | - | PR |  | SEP |  | JD01-Jeddah Central Warehouse | 2025-09-30 | 2025-09-16 | 0
4500595083-[10] | 908321106 : SWGR,SMRT RMU OD,2LBS+1CB,13.8KV,400A | RMU | HALB | 8DF.0818.1234 | Ground bar bracket | 4182 | 0 | 4182 | PR Required | - | PR |  | SEP |  | JD01-Jeddah Central Warehouse | 2025-09-30 | 2025-09-16 | 0
4500595083-[10] | 908321106 : SWGR,SMRT RMU OD,2LBS+1CB,13.8KV,400A | RMU | HALB | 8DF.0818.1235(A) | Battery separator | 697 | 0 | 697 | PR Required | - | PR |  | SEP |  | JD01-Jeddah Central Warehouse | 2025-09-30 | 2025-09-16 | 0
4500595083-[10] | 908321106 : SWGR,SMRT RMU OD,2LBS+1CB,13.8KV,400A | RMU | HALB | 8DF.0818.1246(A) | LBS1 Agency Panel | 697 | 0 | 697 | PR Required | - | PR |  | SEP |  | JD01-Jeddah Central Warehouse | 2025-09-30 | 2025-09-16 | 0
4500595083-[10] | 908321106 : SWGR,SMRT RMU OD,2LBS+1CB,13.8KV,400A | RMU | HALB | 8DF.0818.1247(A) | LBS2 Agency Panel | 697 | 0 | 697 | PR Required | - | PR |  | SEP |  | JD01-Jeddah Central Warehouse | 2025-09-30 | 2025-09-16 | 0
4500595083-[10] | 908321106 : SWGR,SMRT RMU OD,2LBS+1CB,13.8KV,400A | RMU | HALB | 8DF.0818.1250A | Support plate 2 | 1394 | 0 | 1394 | PR Required | - | PR |  | SEP |  | JD01-Jeddah Central Warehouse | 2025-09-30 | 2025-09-16 | 0
4500595083-[10] | 908321106 : SWGR,SMRT RMU OD,2LBS+1CB,13.8KV,400A | RMU | HALB | 8DF.0818.1259 | Instrument door positioning plate | 1394 | 0 | 1394 | PR Required | - | PR |  | SEP |  | JD01-Jeddah Central Warehouse | 2025-09-30 | 2025-09-16 | 0
4500595083-[10] | 908321106 : SWGR,SMRT RMU OD,2LBS+1CB,13.8KV,400A | RMU | HALB | 8DF.0818.1261 | Stroke bracket 2 | 1394 | 0 | 1394 | PR Required | - | PR |  | SEP |  | JD01-Jeddah Central Warehouse | 2025-09-30 | 2025-09-16 | 0
4500595083-[10] | 908321106 : SWGR,SMRT RMU OD,2LBS+1CB,13.8KV,400A | RMU | HALB | 8DF.0818.1268 | Copper row hole protection plate | 697 | 0 | 697 | PR Required | - | PR |  | SEP |  | JD01-Jeddah Central Warehouse | 2025-09-30 | 2025-09-16 | 0
4500595083-[10] | 908321106 : SWGR,SMRT RMU OD,2LBS+1CB,13.8KV,400A | RMU | HALB | 8DF.0818.1271A | Copper row hole protection plate (extended) | 697 | 0 | 697 | PR Required | - | PR |  | SEP |  | JD01-Jeddah Central Warehouse | 2025-09-30 | 2025-09-16 | 0
4500595083-[10] | 908321106 : SWGR,SMRT RMU OD,2LBS+1CB,13.8KV,400A | RMU | HALB | 8DF.0818.1271B | Copper row hole protection plate (extended and fully sealed) | 697 | 0 | 697 | PR Required | - | PR |  | SEP |  | JD01-Jeddah Central Warehouse | 2025-09-30 | 2025-09-16 | 0
4500595083-[10] | 908321106 : SWGR,SMRT RMU OD,2LBS+1CB,13.8KV,400A | RMU | HALB | 8DF.0818.1297 | Pressure relief chamber rear cover | 1394 | 0 | 1394 | PR Required | - | PR |  | SEP |  | JD01-Jeddah Central Warehouse | 2025-09-30 | 2025-09-16 | 0
4500595083-[10] | 908321106 : SWGR,SMRT RMU OD,2LBS+1CB,13.8KV,400A | RMU | HALB | 8DF.0818.1298 | Partition door frame 2 | 1394 | 0 | 1394 | PR Required | - | PR |  | SEP |  | JD01-Jeddah Central Warehouse | 2025-09-30 | 2025-09-16 | 0
4500595083-[10] | 908321106 : SWGR,SMRT RMU OD,2LBS+1CB,13.8KV,400A | RMU | HALB | 8DF.0818.1299 | Battery pressure plate | 697 | 0 | 697 | PR Required | - | PR |  | SEP |  | JD01-Jeddah Central Warehouse | 2025-09-30 | 2025-09-16 | 0
4500595083-[10] | 908321106 : SWGR,SMRT RMU OD,2LBS+1CB,13.8KV,400A | RMU | HALB | 8DF.0818.1301 | Pressure relief chamber support beam | 697 | 0 | 697 | PR Required | - | PR |  | SEP |  | JD01-Jeddah Central Warehouse | 2025-09-30 | 2025-09-16 | 0
4500595083-[10] | 908321106 : SWGR,SMRT RMU OD,2LBS+1CB,13.8KV,400A | RMU | ROH | DF240110376 | Operating Handle | 1000 | 0 | 1000 | PR Required | - | PR |  | Outer Enclosure |  | JD01-Jeddah Central Warehouse | 2025-09-30 | 2025-09-16 | 0
4500595083-[10] | 908321106 : SWGR,SMRT RMU OD,2LBS+1CB,13.8KV,400A | RMU | ROH | DF240424022 | Threadlocker | 69.7 | 0 | 69.7 | PR Required | - | PR |  | SEP |  | JD01-Jeddah Central Warehouse | 2025-09-30 | 2025-09-16 | 0
4500595083-[10] | 908321106 : SWGR,SMRT RMU OD,2LBS+1CB,13.8KV,400A | RMU | ROH | DF240603043 | Glass glue | 34850 | 0 | 34850 | PR Required | - | PR |  | SEP |  | JD01-Jeddah Central Warehouse | 2025-09-30 | 2025-09-16 | 0
4500595083-[10] | 908321106 : SWGR,SMRT RMU OD,2LBS+1CB,13.8KV,400A | RMU | ROH | DF240603044 | Varnish (Epoxy anti-corrosion clear topcoat) | 6970 | 0 | 6970 | PR Required | - | PR |  | SEP |  | JD01-Jeddah Central Warehouse | 2025-09-30 | 2025-09-16 | 0
4500595083-[10] | 908321106 : SWGR,SMRT RMU OD,2LBS+1CB,13.8KV,400A | RMU | ROH | DF240612026 | Styrofoam | 34850 | 0 | 34850 | PR Required | - | PR |  | SEP |  | JD01-Jeddah Central Warehouse | 2025-09-30 | 2025-09-16 | 0
4500595083-[10] | 908321106 : SWGR,SMRT RMU OD,2LBS+1CB,13.8KV,400A | RMU | ROH | DF250318010 | Cross groove large pan head screw Stainless steel | 8000 | 0 | 8000 | PR Required | - | PR |  | Outer Enclosure |  | JD01-Jeddah Central Warehouse | 2025-09-30 | 2025-09-16 | 0
4500595083-[10] | 908321106 : SWGR,SMRT RMU OD,2LBS+1CB,13.8KV,400A | RMU | ROH | RMU0000000006 | 2L1T SRMU Cable Door UV Screening | 2091 | 0 | 2091 | PR Required | - | PR |  | SEP |  | JD01-Jeddah Central Warehouse | 2025-09-30 | 2025-09-16 | 0
4500595083-[10] | 908321106 : SWGR,SMRT RMU OD,2LBS+1CB,13.8KV,400A | RMU | ROH | RMU0000000007 | 2L1T SRMU Operating LBS1 Mechanism Plate UV Screening | 697 | 0 | 697 | PR Required | - | PR |  | SEP |  | JD01-Jeddah Central Warehouse | 2025-09-30 | 2025-09-16 | 0
4500595083-[10] | 908321106 : SWGR,SMRT RMU OD,2LBS+1CB,13.8KV,400A | RMU | ROH | RMU0000000008 | 2L1T SRMU Operating CB Mechanism Plate UV Screening | 697 | 0 | 697 | PR Required | - | PR |  | SEP |  | JD01-Jeddah Central Warehouse | 2025-09-30 | 2025-09-16 | 0
4500595083-[10] | 908321106 : SWGR,SMRT RMU OD,2LBS+1CB,13.8KV,400A | RMU | ROH | RMU0000000009 | 2L1T SRMU Operating LBS2 Mechanism Plate UV Screening | 697 | 0 | 697 | PR Required | - | PR |  | SEP |  | JD01-Jeddah Central Warehouse | 2025-09-30 | 2025-09-16 | 0
4500595083-[10] | 908321106 : SWGR,SMRT RMU OD,2LBS+1CB,13.8KV,400A | RMU | ROH | RMU0000000010 | 2L1T SRMU Cable test door UV Screening | 1394 | 0 | 1394 | PR Required | - | PR |  | SEP |  | JD01-Jeddah Central Warehouse | 2025-09-30 | 2025-09-16 | 0
4500595083-[10] | 908321106 : SWGR,SMRT RMU OD,2LBS+1CB,13.8KV,400A | RMU | ROH | SEP10160 | TRAFFOLYTE, BLACK/WHITE/WHITE - BLACK/TRAFFOLYTE | 348.5 | 170.5 | 178 | free_stock | PO-SEP-7782-[1] | PO | 2025-09-15 | SEP |  | JD01-Jeddah Central Warehouse | 2025-09-30 | 2025-09-16 | 0 | Lawazen Trading Group | LV-BULK/ Z85, Z98, Z99 PLUS REMAINING PANELS,Traffolyte
4500595083-[10] | 908321106 : SWGR,SMRT RMU OD,2LBS+1CB,13.8KV,400A | RMU | ROH | SEP10160 | TRAFFOLYTE, BLACK/WHITE/WHITE - BLACK/TRAFFOLYTE | 178 | 178 | 0 | free_stock | PO-SEP-7960-[1] | PO | 2025-09-20 | SEP |  | JD01-Jeddah Central Warehouse | 2025-09-30 | 2025-09-16 | 4 | Lawazen Trading Group | EBM-BULK/ FAST MOVING
4500595083-[10] | 908321106 : SWGR,SMRT RMU OD,2LBS+1CB,13.8KV,400A | RMU | ROH | SEP30124 | WIREMESH(30X1X20) gauze Stainless steel | 70 | 57.27 | 12.73 | free_stock | PO-SEP-7046-[5] | PO | 2025-11-30 | Outer Enclosure |  | JD01-Jeddah Central Warehouse | 2025-09-30 | 2025-09-16 | 75 | China Star (Dalian) Industry Co., Ltd. | PR Bulk material for Plant B
4500595083-[10] | 908321106 : SWGR,SMRT RMU OD,2LBS+1CB,13.8KV,400A | RMU | ROH | SEP30124 | WIREMESH(30X1X20) gauze Stainless steel | 12.73 | 12.73 | 0 | free_stock | PO-SEP-8599-[7] | PO | 2026-03-30 | Outer Enclosure |  | JD01-Jeddah Central Warehouse | 2025-09-30 | 2025-09-16 | 195 | Dalian Jinda Industry Co.,Ltd | REPLACEMENT ORDER FOR PO-SEP-8120
4500595083-[10] | 908321106 : SWGR,SMRT RMU OD,2LBS+1CB,13.8KV,400A | RMU | ROH | SEP60001 | He Gas consumption | 73.185 | 0 | 73.185 | PR Required | - | PR |  | SEP |  | JD01-Jeddah Central Warehouse | 2025-09-30 | 2025-09-16 | 0
4500595083-[10] | 908321106 : SWGR,SMRT RMU OD,2LBS+1CB,13.8KV,400A | RMU | ROH | SEP60002 | SF6 Gas consumption - 3 Way | 4182 | 0 | 4182 | PR Required | - | PR |  | SEP |  | JD01-Jeddah Central Warehouse | 2025-09-30 | 2025-09-16 | 0
4500595083-[10] | 908321106 : SWGR,SMRT RMU OD,2LBS+1CB,13.8KV,400A | RMU | ROH | SEP60003 | N2 Gas consumption | 41.82 | 0 | 41.82 | PR Required | - | PR |  | SEP |  | JD01-Jeddah Central Warehouse | 2025-09-30 | 2025-09-16 | 0
4500595083-[10] | 908321106 : SWGR,SMRT RMU OD,2LBS+1CB,13.8KV,400A | RMU | ROH | SEP60004 | Robot mixed gas | 1045.5 | 0 | 1045.5 | PR Required | - | PR |  | SEP |  | JD01-Jeddah Central Warehouse | 2025-09-30 | 2025-09-16 | 0
4500595083-[10] | 908321106 : SWGR,SMRT RMU OD,2LBS+1CB,13.8KV,400A | RMU | ROH | SEP60005 | Argon gas | 731.85 | 0 | 731.85 | PR Required | - | PR |  | SEP |  | JD01-Jeddah Central Warehouse | 2025-09-30 | 2025-09-16 | 0
4500595083-[10] | 908321106 : SWGR,SMRT RMU OD,2LBS+1CB,13.8KV,400A | RMU | ROH | SEP60006 | Stud Bolt welding - Mixed Gas | 418.2 | 0 | 418.2 | PR Required | - | PR |  | SEP |  | JD01-Jeddah Central Warehouse | 2025-09-30 | 2025-09-16 | 0
4500595083-[10] | 908321106 : SWGR,SMRT RMU OD,2LBS+1CB,13.8KV,400A | RMU | ROH | SEP10853 | Washer, Flat, M10 | 5712 | 0 | 5712 | PR Required | - | PR |  | DFE-Gas Tank | Automated: Replaced 205041917 by SEP10853. Automated: Replaced 205041917 by SEP10853. | JD01-Jeddah Central Warehouse | 2025-09-30 | 2025-09-16 | 0
4500595083-[10] | 908321106 : SWGR,SMRT RMU OD,2LBS+1CB,13.8KV,400A | RMU | ROH | SEP10853 | Washer, Flat, M10 | 19516 | 0 | 19516 | PR Required | - | PR |  | SEP | Automated: Replaced 205041917 by SEP10853. Automated: Replaced 205041917 by SEP10853. | JD01-Jeddah Central Warehouse | 2025-09-30 | 2025-09-16 | 0
4500595083-[10] | 908321106 : SWGR,SMRT RMU OD,2LBS+1CB,13.8KV,400A | RMU | ROH | 211002077 | Nut, G.I, M6 | 4513 | 2552 | 1961 | 6100K011A | PO-SEP-6784-[10] | PO | 2025-08-31 | SEP | Automated: Replaced 211002077 by SEP30698. Automated: Replaced SEP30698 by SEP10851. Automated: Replaced SEP10851 by SEP30183. | JD01-Jeddah Central Warehouse | 2025-09-30 | 2025-09-16 | 0 | ALAM AL NIMA TRADING EST |  | 568 | 18-06-2025
4500595083-[10] | 908321106 : SWGR,SMRT RMU OD,2LBS+1CB,13.8KV,400A | RMU | ROH | 211002077 | Nut, G.I, M6 | 1961 | 1961 | 0 | 6100K006 | PO-SEP-6784-[4] | PO | 2025-08-31 | SEP | Automated: Replaced 211002077 by SEP30698. Automated: Replaced SEP30698 by SEP10851. Automated: Replaced SEP10851 by SEP30183. | JD01-Jeddah Central Warehouse | 2025-09-30 | 2025-09-16 | 0 | ALAM AL NIMA TRADING EST
4500595083-[10] | 908321106 : SWGR,SMRT RMU OD,2LBS+1CB,13.8KV,400A | RMU | HALB | RMU000000173 | Plate, Bottom, Cable Room, 3-2 | 1394 | 0 | 1394 | PR Required | - | PR |  | SEP | Automated: Replaced 8DF.0818.1209D by RMU000000173. Automated: Replaced 8DF.0818.1209D by RMU000000173. | JD01-Jeddah Central Warehouse | 2025-09-30 | 2025-09-16 | 0
4500595083-[10] | 908321106 : SWGR,SMRT RMU OD,2LBS+1CB,13.8KV,400A | RMU | ROH | DF205040961 | Buckle, Plastic, M4.5 x 10 mm | 8664 | 8664 | 0 | 6100KDP02 | PO-SEP-6244-[17] | PO | 2025-11-15 | Outer Enclosure | Automated: Replaced DF205040961 by SEP10876. | JD01-Jeddah Central Warehouse | 2025-09-30 | 2025-09-16 | 60 | China Star (Dalian) Industry Co., Ltd. | 6100KDP02 // 2L1T SRMU Outer Enclosure (DFE Updated Design) M1 Material & Fastners for 3100 Units | 4500 | 26-05-2025 | 26-05-2025 |  |  | 6237/6244/6270/CSD25052202-AIR
4500595083-[10] | 908321106 : SWGR,SMRT RMU OD,2LBS+1CB,13.8KV,400A | RMU | ROH | SEP10934 | Sealing strip (2018EVA) | 13300 | 10000 | 3300 | free_stock | PO-SEP-8850-[2] | PO | 2025-10-27 | Outer Enclosure | Automated: Replaced DF205041496 by SEP10934. Automated: Replaced DF205041496 by SEP10934. | JD01-Jeddah Central Warehouse | 2025-09-30 | 2025-09-16 | 41 | Raja Procuremnet Local Purchases | Sealing strip (2018EVA)
4500595083-[10] | 908321106 : SWGR,SMRT RMU OD,2LBS+1CB,13.8KV,400A | RMU | ROH | SEP10934 | Sealing strip (2018EVA) | 3300 | 3300 | 0 | free_stock | PO-SEP-8850-[1] | PO | 2025-10-27 | Outer Enclosure | Automated: Replaced DF205041496 by SEP10934. Automated: Replaced DF205041496 by SEP10934. | JD01-Jeddah Central Warehouse | 2025-09-30 | 2025-09-16 | 41 | Raja Procuremnet Local Purchases | Sealing strip (2018EVA)
4500595083-[10] | 908321106 : SWGR,SMRT RMU OD,2LBS+1CB,13.8KV,400A | RMU | ROH | SEP10934 | Sealing strip (2018EVA) | 15055.2 | 9566.7 | 5488.5 | free_stock | PO-SEP-8850-[1] | PO | 2025-10-27 | SEP | Automated: Replaced DF205041496 by SEP10934. Automated: Replaced DF205041496 by SEP10934. | JD01-Jeddah Central Warehouse | 2025-09-30 | 2025-09-16 | 41 | Raja Procuremnet Local Purchases | Sealing strip (2018EVA)
4500595083-[10] | 908321106 : SWGR,SMRT RMU OD,2LBS+1CB,13.8KV,400A | RMU | ROH | SEP10934 | Sealing strip (2018EVA) | 5488.5 | 2950 | 2538.5 | free_stock | PO-SEP-8850-[3] | PO | 2025-10-27 | SEP | Automated: Replaced DF205041496 by SEP10934. Automated: Replaced DF205041496 by SEP10934. | JD01-Jeddah Central Warehouse | 2025-09-30 | 2025-09-16 | 41 | Raja Procuremnet Local Purchases | Sealing strip (2018EVA)
4500595083-[10] | 908321106 : SWGR,SMRT RMU OD,2LBS+1CB,13.8KV,400A | RMU | ROH | SEP10934 | Sealing strip (2018EVA) | 2538.5 | 2538.5 | 0 | free_stock | PR-SEP-0023731-[17] | PR |  | SEP | Automated: Replaced DF205041496 by SEP10934. Automated: Replaced DF205041496 by SEP10934. | JD01-Jeddah Central Warehouse | 2025-09-30 | 2025-09-16 | 0
4500595083-[10] | 908321106 : SWGR,SMRT RMU OD,2LBS+1CB,13.8KV,400A | RMU | ROH | RMU000000273 | Waterproof Adhesive Tape (Large) UC-15 EPDM | 3292.12 | 2300 | 992.12 | free_stock | PO-SEP-8850-[6] | PO | 2025-10-27 | Outer Enclosure | Automated: Replaced DF205041497 by RMU000000273. Automated: Replaced DF205041497 by RMU000000273. | JD01-Jeddah Central Warehouse | 2025-09-30 | 2025-09-16 | 41 | Raja Procuremnet Local Purchases | Sealing strip (2018EVA)
4500595083-[10] | 908321106 : SWGR,SMRT RMU OD,2LBS+1CB,13.8KV,400A | RMU | ROH | RMU000000273 | Waterproof Adhesive Tape (Large) UC-15 EPDM | 992.12 | 992.12 | 0 | free_stock | PO-SEP-8850-[4] | PO | 2025-10-27 | Outer Enclosure | Automated: Replaced DF205041497 by RMU000000273. Automated: Replaced DF205041497 by RMU000000273. | JD01-Jeddah Central Warehouse | 2025-09-30 | 2025-09-16 | 41 | Raja Procuremnet Local Purchases | Sealing strip (2018EVA)
4500595083-[10] | 908321106 : SWGR,SMRT RMU OD,2LBS+1CB,13.8KV,400A | RMU | ROH | DF240324001 | RTU ¦ DF1725IED-3L1T | 42 | 8 | 34 | 6100K003 | PO-SEP-3571-[4] | PO | 2025-12-30 | RTU | Automated: Replaced DF240324001 by RMU000000193. Automated: Replaced RMU000000193 by RMU000000194. | JD01-Jeddah Central Warehouse | 2025-09-30 | 2025-09-16 | 105 | Dongfang Electronics Co.Ltd | main part-SF6 Insulated RMU(2L1T) Active Part with inner Cabinet | 247 | 04-06-2024 | 04-06-2024 |  |  | PO-SEP-3553/3571/DF240510SEP
4500595083-[10] | 908321106 : SWGR,SMRT RMU OD,2LBS+1CB,13.8KV,400A | RMU | ROH | RMU000000194 | RTU ¦ DF1725IED-3L1T | 34 | 0 | 34 | PR Required | - | PR |  | RTU | Automated: Replaced DF240324001 by RMU000000193. Automated: Replaced RMU000000193 by RMU000000194. Automated: Replaced DF240324001 by RMU000000193. Automated: Replaced RMU000000193 by RMU000000194. | JD01-Jeddah Central Warehouse | 2025-09-30 | 2025-09-16 | 0
4500595083-[10] | 908321106 : SWGR,SMRT RMU OD,2LBS+1CB,13.8KV,400A | RMU | ROH | RMU000000194 | RTU ¦ DF1725IED-3L1T | 697 | 0 | 697 | PR Required | - | PR |  | SEP | Automated: Replaced DF240324001 by RMU000000193. Automated: Replaced RMU000000193 by RMU000000194. Automated: Replaced DF240324001 by RMU000000193. Automated: Replaced RMU000000193 by RMU000000194. | JD01-Jeddah Central Warehouse | 2025-09-30 | 2025-09-16 | 0
4500595083-[10] | 908321106 : SWGR,SMRT RMU OD,2LBS+1CB,13.8KV,400A | RMU | ROH | DF240424010 | Screw, Cross Groove Pan Head, M4 x 10 mm, Combination | 1988 | 1988 | 0 | free_stock | PO-SEP-7762-[2] | PO | 2025-07-23 | SEP | Automated: Replaced DF240424010 by SEP10919. | JD01-Jeddah Central Warehouse | 2025-09-30 | 2025-09-16 | 0 | Raja Procuremnet Local Purchases
4500595083-[10] | 908321106 : SWGR,SMRT RMU OD,2LBS+1CB,13.8KV,400A | RMU | ROH | SEP11245 | Wire, Grounding, Yellow/Green, 1.5 Sq.mm, BVR, 450/750V, 105°C | 428.4 | 0 | 428.4 | PR Required | - | PR |  | DFE-Gas Tank | Automated: Replaced DF240424019 by SEP11245. Automated: Replaced DF240424019 by SEP11245. | JD01-Jeddah Central Warehouse | 2025-09-30 | 2025-09-16 | 0
4500595083-[10] | 908321106 : SWGR,SMRT RMU OD,2LBS+1CB,13.8KV,400A | RMU | ROH | CM0000001949 | Sprit, Cleaning | 348.5 | 0 | 348.5 | PR Required | - | PR |  | SEP | Automated: Replaced DF240424024 by CM0000001949. Automated: Replaced DF240424024 by CM0000001949. | JD01-Jeddah Central Warehouse | 2025-09-30 | 2025-09-16 | 0
4500595083-[10] | 908321106 : SWGR,SMRT RMU OD,2LBS+1CB,13.8KV,400A | RMU | ROH | SEP10895 | Nut, Flange, M8 | 612 | 0 | 612 | PR Required | - | PR |  | SEP | Automated: Replaced DF240603024 by SEP10895. Automated: Replaced DF240603024 by SEP10895. | JD01-Jeddah Central Warehouse | 2025-09-30 | 2025-09-16 | 0
4500595083-[10] | 908321106 : SWGR,SMRT RMU OD,2LBS+1CB,13.8KV,400A | RMU | ROH | SEP11229 | Wire, Grounding, Yellow/Green, 6.0 Sq.mm, BVR, 450/750V, 105 °C | 2300.1 | 0 | 2300.1 | PR Required | - | PR |  | DFE-LV | Automated: Replaced DF240612002 by SEP11229. Automated: Replaced DF240612002 by SEP11229. | JD01-Jeddah Central Warehouse | 2025-09-30 | 2025-09-16 | 0
4500595083-[10] | 908321106 : SWGR,SMRT RMU OD,2LBS+1CB,13.8KV,400A | RMU | ROH | SEP10526 | Spiral Wrapping Band, 8 mm ¦ KS-8 | 10455 | 0 | 10455 | PR Required | - | PR |  | DFE-LV | Automated: Replaced DF240612006 by SEP10526. Automated: Replaced DF240612006 by SEP10526. | JD01-Jeddah Central Warehouse | 2025-09-30 | 2025-09-16 | 0
4500595083-[10] | 908321106 : SWGR,SMRT RMU OD,2LBS+1CB,13.8KV,400A | RMU | ROH | SEP12199 | Lugs, Pre Insulated Terminal, O-Type, Blue ¦ HRV2-6 | 2037 | 0 | 2037 | PR Required | - | PR |  | DFE-LV | Automated: Replaced DF240612103 by SEP12199. Automated: Replaced DF240612103 by SEP12199. | JD01-Jeddah Central Warehouse | 2025-09-30 | 2025-09-16 | 0
4500595083-[10] | 908321106 : SWGR,SMRT RMU OD,2LBS+1CB,13.8KV,400A | RMU | ROH | SEP10915 | Rivet, Seahorse, M6.4 x 16.5 mm | 7464 | 0 | 7464 | PR Required | - | PR |  | SEP | Automated: Replaced DF240907001 by SEP10915. Automated: Replaced DF240907001 by SEP10915. | JD01-Jeddah Central Warehouse | 2025-09-30 | 2025-09-16 | 0
4500595083-[10] | 908321106 : SWGR,SMRT RMU OD,2LBS+1CB,13.8KV,400A | RMU | ROH | DF241124005 | Screw, Cross Recessed Counter Sunk Head, Stainless Steel, M3 x 12 mm | 4182 | 4182 | 0 | 6100KDP02 | PO-SEP-6130-[36] | PO | 2025-10-30 | SEP | Automated: Replaced DF241124005 by SEP10922. | JD01-Jeddah Central Warehouse | 2025-09-30 | 2025-09-16 | 44 | China Star (Dalian) Industry Co., Ltd. | 6100KDP02 (1300 QTY // SRMU 2L1T Cable Comp./Operating Mechanism Compartment M1 Internal Parts)
4500595083-[10] | 908321106 : SWGR,SMRT RMU OD,2LBS+1CB,13.8KV,400A | RMU | ROH | DF241124005 | Screw, Cross Recessed Counter Sunk Head, Stainless Steel, M3 x 12 mm | 5576 | 4156 | 1420 | 6100KDP02 | PO-SEP-6130-[36] | PO | 2025-10-30 | DFE-LV | Automated: Replaced DF241124005 by SEP10922. | JD01-Jeddah Central Warehouse | 2025-09-30 | 2025-09-16 | 44 | China Star (Dalian) Industry Co., Ltd. | 6100KDP02 (1300 QTY // SRMU 2L1T Cable Comp./Operating Mechanism Compartment M1 Internal Parts)
4500595083-[10] | 908321106 : SWGR,SMRT RMU OD,2LBS+1CB,13.8KV,400A | RMU | ROH | DF241124005 | Screw, Cross Recessed Counter Sunk Head, Stainless Steel, M3 x 12 mm | 1420 | 710 | 710 | 6100KDP02 | PO-SEP-5936-[49] | PO | 2025-12-30 | DFE-LV | Automated: Replaced DF241124005 by SEP10922. | JD01-Jeddah Central Warehouse | 2025-09-30 | 2025-09-16 | 105 | China Star (Dalian) Industry Co., Ltd. | 6100KDP02 // Internal 3L1T SRMU Purchase Parts for 355 Units
4500595083-[10] | 908321106 : SWGR,SMRT RMU OD,2LBS+1CB,13.8KV,400A | RMU | ROH | SEP10922 | Screw, Cross Recessed Counter Sunk Head, Stainless Steel, M3 x 12 mm | 710 | 710 | 0 | 6100KDP02 | PO-SEP-7697-[13] | PO | 2025-11-30 | DFE-LV | Automated: Replaced DF241124005 by SEP10922. Automated: Replaced DF241124005 by SEP10922. | JD01-Jeddah Central Warehouse | 2025-09-30 | 2025-09-16 | 75 | China Star (Dalian) Industry Co., Ltd. | 6100KDP02 // 3L (310 Unit LV compartment Fasteners)
4500595083-[10] | 908321106 : SWGR,SMRT RMU OD,2LBS+1CB,13.8KV,400A | RMU | ROH | SEP10870 | Bolt, Hexagonal Head, M6 x 16 mm, Stainless Steel | 12728 | 1240 | 11488 | 6100KDP02 | PO-SEP-7697-[6] | PO | 2025-11-30 | SEP | Automated: Replaced DF241125002 by SEP10870. Automated: Replaced DF241125002 by SEP10870. | JD01-Jeddah Central Warehouse | 2025-09-30 | 2025-09-16 | 75 | China Star (Dalian) Industry Co., Ltd. | 6100KDP02 // 3L (310 Unit LV compartment Fasteners)
4500595083-[10] | 908321106 : SWGR,SMRT RMU OD,2LBS+1CB,13.8KV,400A | RMU | ROH | SEP10870 | Bolt, Hexagonal Head, M6 x 16 mm, Stainless Steel | 11488 | 0 | 11488 | PR Required | - | PR |  | SEP | Automated: Replaced DF241125002 by SEP10870. Automated: Replaced DF241125002 by SEP10870. | JD01-Jeddah Central Warehouse | 2025-09-30 | 2025-09-16 | 0
4500595083-[10] | 908321106 : SWGR,SMRT RMU OD,2LBS+1CB,13.8KV,400A | RMU | ROH | SEP10298 | 4.0 Red Wire Gauge Tube 4.0mm² | 23.7 | 2 | 21.7 | free_stock | PO-SEP-7710-[1] | PO | 2025-07-28 | DFE-LV | Automated: Replaced DF241126025 by SEP10298. Automated: Replaced DF241126025 by SEP10298. | JD01-Jeddah Central Warehouse | 2025-09-30 | 2025-09-16 | 0 | Raja Procuremnet Local Purchases
4500595083-[10] | 908321106 : SWGR,SMRT RMU OD,2LBS+1CB,13.8KV,400A | RMU | ROH | SEP10298 | 4.0 Red Wire Gauge Tube 4.0mm² | 21.7 | 8 | 13.7 | free_stock | PO-SEP-7302-[2] | PO | 2025-09-30 | DFE-LV | Automated: Replaced DF241126025 by SEP10298. Automated: Replaced DF241126025 by SEP10298. | JD01-Jeddah Central Warehouse | 2025-09-30 | 2025-09-16 | 14 | Sana For Electric And Telephone Co | PLANT -A BULK MATERIAL | 67 | 25-08-2025
4500595083-[10] | 908321106 : SWGR,SMRT RMU OD,2LBS+1CB,13.8KV,400A | RMU | ROH | SEP10298 | 4.0 Red Wire Gauge Tube 4.0mm² | 13.7 | 13.7 | 0 | 6100K021 | PO-SEP-8830-[14] | PO | 2025-12-31 | DFE-LV | Automated: Replaced DF241126025 by SEP10298. Automated: Replaced DF241126025 by SEP10298. | JD01-Jeddah Central Warehouse | 2025-09-30 | 2025-09-16 | 106 | Sana For Electric And Telephone Co | 6100K020 Mahar SS SWGR Electrical components order.
4500595083-[10] | 908321106 : SWGR,SMRT RMU OD,2LBS+1CB,13.8KV,400A | RMU | ROH | SEP11242 | Wire,Control, Black, 6.0 Sq.mm, BVR | 4182 | 0 | 4182 | PR Required | - | PR |  | DFE-LV | Automated: Replaced DF250318001 by RMU000000138. Automated: Replaced RMU000000138 by SEP11242. Automated: Replaced DF250318001 by RMU000000138. Automated: Replaced RMU000000138 by SEP11242. | JD01-Jeddah Central Warehouse | 2025-09-30 | 2025-09-16 | 0
4500595083-[10] | 908321106 : SWGR,SMRT RMU OD,2LBS+1CB,13.8KV,400A | RMU |  | SEP12187 | Lugs, Terminal O-Type, Pre Insulated, Blue ¦ HRV5.5-10 | 697 | 0 | 697 | PR Required | - | PR |  | DFE-LV | Automated: Replaced DF250318002 by RMU000000139. Automated: Replaced RMU000000139 by SEP12187. Automated: Replaced DF250318002 by RMU000000139. Automated: Replaced RMU000000139 by SEP12187. | JD01-Jeddah Central Warehouse | 2025-09-30 | 2025-09-16 | 0
4500595083-[10] | 908321106 : SWGR,SMRT RMU OD,2LBS+1CB,13.8KV,400A | RMU | ROH | RMU000000175 | Protection Process Diagram | 697 | 0 | 697 | PR Required | - | PR |  | SEP | Automated: Replaced DF250418001 by RMU000000175. Automated: Replaced DF250418001 by RMU000000175. | JD01-Jeddah Central Warehouse | 2025-09-30 | 2025-09-16 | 0
4500595091-[10] | 908305011 : SWITCH,DISC,OVRHD,ABS,60HZ FREQ,110KV | LBS | ROH | CSB25A9PS2E- B L/U | 2 POSITION, LATCHING, SELECTOR SWITCH, 90DEGREES, 2 CONTACTS EACH, PAD LOCKABLE IN EACH POS (LOCK/UNLOCK) CSB25A9PS2E- B L/U | 99 | 99 | 0 | 6100K012B | PO-SEP-7065-[23] | PO | 2025-12-31 | LV |  | HA01-Al - Hassa Warehouse | 2025-09-30 | 2025-09-16 | 106 | SHIRKE ELECTRO PRIVATE LIMITED | Outdoor units (LBS/SEC/RMU) Selector switches 6100K006/6100K007/6100K008/6100K010/6100K011A/
4500595091-[10] | 908305011 : SWITCH,DISC,OVRHD,ABS,60HZ FREQ,110KV | LBS | ROH | SEP10160 | TRAFFOLYTE, BLACK/WHITE/WHITE - BLACK/TRAFFOLYTE | 49.5 | 49.5 | 0 | free_stock | PO-SEP-7960-[1] | PO | 2025-09-20 | LV |  | HA01-Al - Hassa Warehouse | 2025-09-30 | 2025-09-16 | 4 | Lawazen Trading Group | EBM-BULK/ FAST MOVING
4500595091-[10] | 908305011 : SWITCH,DISC,OVRHD,ABS,60HZ FREQ,110KV | LBS | ROH | SEP10164 | ‭FERRULE INK RIBBON CASSETTE/RC03B-BLACK/FERRULE‬ | 99 | 0 | 99 | PR Required | - | PR |  | LV |  | HA01-Al - Hassa Warehouse | 2025-09-30 | 2025-09-16 | 0
4500595091-[10] | 908305011 : SWITCH,DISC,OVRHD,ABS,60HZ FREQ,110KV | LBS | ROH | SEP11131 | Cable, Control, 1 CORE CU/PVC, 1.0 Sq.mm, Black, 105°, 600/1000V , 1 x 91.4 m | 49.5 | 49.5 | 0 | 6100K008 | PO-SEP-8622-[34] | PO | 2026-12-30 | LV |  | HA01-Al - Hassa Warehouse | 2025-09-30 | 2025-09-16 | 470 | Al-Fanar Company Limited | Cable Items - KDP01 & K023
4500595091-[10] | 908305011 : SWITCH,DISC,OVRHD,ABS,60HZ FREQ,110KV | LBS | ROH | SEP11138 | Cable, Control, 1 CORE CU/PVC, 1.5 Sq.mm, Black, 105°, 600/1000V , 1 x 91.4 m | 297 | 297 | 0 | 6100K011B | PO-SEP-7860-[33] | PO | 2025-10-30 | LV |  | HA01-Al - Hassa Warehouse | 2025-09-30 | 2025-09-16 | 44 | Al-Fanar Company Limited | MV- BULK LBS/OVR (Cables and Lugs)
4500595091-[10] | 908305011 : SWITCH,DISC,OVRHD,ABS,60HZ FREQ,110KV | LBS | ROH | SEP12013 | Lugs, Terminal Fork, 1.5 Sq.mm ¦ S1-4A ¦ Jeesoon | 3960 | 3960 | 0 | 6100K007 | PO-SEP-7847-[20] | PO | 2025-11-20 | LV |  | HA01-Al - Hassa Warehouse | 2025-09-30 | 2025-09-16 | 65 | Jeesoon Terminals Co., Ltd. | LBS/OVR (Cables and Lugs)
4500595091-[10] | 908305011 : SWITCH,DISC,OVRHD,ABS,60HZ FREQ,110KV | LBS | ROH | SEP12045 | Lugs, Terminal PIN, 1.5 Sq.mm ¦ PT1-12A ¦ Jeesoon | 29700 | 29700 | 0 | 6100K011B | PO-SEP-7847-[33] | PO | 2025-11-20 | LV |  | HA01-Al - Hassa Warehouse | 2025-09-30 | 2025-09-16 | 65 | Jeesoon Terminals Co., Ltd. | LBS/OVR (Cables and Lugs)
4500595091-[10] | 908305011 : SWITCH,DISC,OVRHD,ABS,60HZ FREQ,110KV | LBS | ROH | SEP12070 | Lugs, Terminal PIN, 2.5 Sq.mm ¦ PT2-12A ¦ Jeesoon | 9900 | 9900 | 0 | 6100K017 | PO-SEP-7847-[46] | PO | 2025-11-20 | LV |  | HA01-Al - Hassa Warehouse | 2025-09-30 | 2025-09-16 | 65 | Jeesoon Terminals Co., Ltd. | LBS/OVR (Cables and Lugs)
4500595091-[10] | 908305011 : SWITCH,DISC,OVRHD,ABS,60HZ FREQ,110KV | LBS | ROH | SEP12082 | Lugs, Terminal Ring, 2.5 Sq.mm ¦ R2-4SA ¦ Jeesoon | 1980 | 1980 | 0 | free_stock | PO-SEP-7631-[10] | PO | 2025-09-20 | LV |  | HA01-Al - Hassa Warehouse | 2025-09-30 | 2025-09-16 | 4 | Jeesoon Terminals Co., Ltd. | LV-BULK MATERIAL-JEESOON LUGS
4500595091-[10] | 908305011 : SWITCH,DISC,OVRHD,ABS,60HZ FREQ,110KV | LBS | ROH | SEP30736 | Bolt M5x70 | 297 | 297 | 0 | 6100K006 | PO-SEP-7994-[1] | PO | 2025-08-21 | LV |  | HA01-Al - Hassa Warehouse | 2025-09-30 | 2025-09-16 | 0 | Raja Procuremnet Local Purchases | Outdoor Apparatus (OVR & LBS)
4500595091-[10] | 908305011 : SWITCH,DISC,OVRHD,ABS,60HZ FREQ,110KV | LBS | ROH | RMU000000111 | Grounding Busbar 20x115 ¦ 9ABA450075F1006 ¦ Local | 99 | 0 | 99 | PR Required | - | PR |  | LV | Automated: Replaced 9ABA450075F1006 by RMU000000111. Automated: Replaced 9ABA450075F1006 by RMU000000111. | HA01-Al - Hassa Warehouse | 2025-09-30 | 2025-09-16 | 0
4500595091-[10] | 908305011 : SWITCH,DISC,OVRHD,ABS,60HZ FREQ,110KV | LBS | ROH | AE2000-1865-14 | 1.5 Red Wire Gauge Tube 1.5mm² | 990 | 190 | 800 | 6100K023 | PO-SEP-8667-[11] | PO | 2025-11-03 | LV | Automated: Replaced AE2000-1865-14 by SEP10163. | HA01-Al - Hassa Warehouse | 2025-09-30 | 2025-09-16 | 48 | Sana For Electric And Telephone Co
4500595091-[10] | 908305011 : SWITCH,DISC,OVRHD,ABS,60HZ FREQ,110KV | LBS | ROH | SEP10163 | 1.5 Red Wire Gauge Tube 1.5mm² | 800 | 140 | 660 | free_stock | PO-SEP-8022-[10] | PO | 2025-08-27 | LV | Automated: Replaced AE2000-1865-14 by SEP10163. Automated: Replaced AE2000-1865-14 by SEP10163. | HA01-Al - Hassa Warehouse | 2025-09-30 | 2025-09-16 | 0 | Sana For Electric And Telephone Co | BULK ELECTRICAL PLANT -A
4500595091-[10] | 908305011 : SWITCH,DISC,OVRHD,ABS,60HZ FREQ,110KV | LBS | ROH | SEP10163 | 1.5 Red Wire Gauge Tube 1.5mm² | 660 | 57 | 603 | free_stock | PO-SEP-7302-[1] | PO | 2025-09-30 | LV | Automated: Replaced AE2000-1865-14 by SEP10163. Automated: Replaced AE2000-1865-14 by SEP10163. | HA01-Al - Hassa Warehouse | 2025-09-30 | 2025-09-16 | 14 | Sana For Electric And Telephone Co | PLANT -A BULK MATERIAL
4500595091-[10] | 908305011 : SWITCH,DISC,OVRHD,ABS,60HZ FREQ,110KV | LBS | ROH | SEP10163 | 1.5 Red Wire Gauge Tube 1.5mm² | 603 | 37 | 566 | free_stock | PO-SEP-8718-[1] | PO | 2025-12-30 | LV | Automated: Replaced AE2000-1865-14 by SEP10163. Automated: Replaced AE2000-1865-14 by SEP10163. | HA01-Al - Hassa Warehouse | 2025-09-30 | 2025-09-16 | 105 | Sana For Electric And Telephone Co | EBM-BULK/ KANBAN MATERIALS/ TRUNKING 80 x 80 mm/80X80X2/CD8080
4500595091-[10] | 908305011 : SWITCH,DISC,OVRHD,ABS,60HZ FREQ,110KV | LBS | ROH | SEP10163 | 1.5 Red Wire Gauge Tube 1.5mm² | 566 | 510 | 56 | 6100K021 | PO-SEP-8830-[16] | PO | 2025-12-31 | LV | Automated: Replaced AE2000-1865-14 by SEP10163. Automated: Replaced AE2000-1865-14 by SEP10163. | HA01-Al - Hassa Warehouse | 2025-09-30 | 2025-09-16 | 106 | Sana For Electric And Telephone Co | 6100K020 Mahar SS SWGR Electrical components order.
4500595091-[10] | 908305011 : SWITCH,DISC,OVRHD,ABS,60HZ FREQ,110KV | LBS | ROH | SEP10163 | 1.5 Red Wire Gauge Tube 1.5mm² | 56 | 56 | 0 | 6100K025 | PO-SEP-8830-[22] | PO | 2025-12-31 | LV | Automated: Replaced AE2000-1865-14 by SEP10163. Automated: Replaced AE2000-1865-14 by SEP10163. | HA01-Al - Hassa Warehouse | 2025-09-30 | 2025-09-16 | 106 | Sana For Electric And Telephone Co | 6100K020 Mahar SS SWGR Electrical components order.
4500595091-[10] | 908305011 : SWITCH,DISC,OVRHD,ABS,60HZ FREQ,110KV | LBS | ROH | SEP10526 | Spiral Wrapping Band, 8 mm ¦ KS-8 | 99 | 0 | 99 | PR Required | - | PR |  | LV | Automated: Replaced DF240612006 by SEP10526. Automated: Replaced DF240612006 by SEP10526. | HA01-Al - Hassa Warehouse | 2025-09-30 | 2025-09-16 | 0
4500595091-[10] | 908305011 : SWITCH,DISC,OVRHD,ABS,60HZ FREQ,110KV | LBS | ROH | MV2000-1865-01-W | WHITE TUBE, INNER DIA. 4.0MM (2.5 WIRE) | 990 | 990 | 0 | 6100KDP01 | PO-SEP-8667-[7] | PO | 2025-11-03 | LV | Automated: Replaced MV2000-1865-01-W by SEP10650. | HA01-Al - Hassa Warehouse | 2025-09-30 | 2025-09-16 | 48 | Sana For Electric And Telephone Co
4500592697-[90] | 908305010 : SWITCH,DISC,OVRHD,ABS,60HZ FREQ,200KV | LBS | ROH | 5XECD.086.093.1 | Single Pole Mounting Brackets for CPT for LBS/Sectionalizer/Auto Recloser (SECTOS / OVR 13.8kV & 33kV) | 111 | 111 | 0 | 6100K012B | PO-SEP-5881-[30] | PO | 2025-12-31 | Bracket |  | TB01-Tabuk Central Warehouse | 2025-10-15 | 2025-10-01 | 91 | China Star (Dalian) Industry Co., Ltd. | LBS & OVR + Brackets
4500592697-[90] | 908305010 : SWITCH,DISC,OVRHD,ABS,60HZ FREQ,200KV | LBS | ROH | CSB25A9PS2E- B L/U | 2 POSITION, LATCHING, SELECTOR SWITCH, 90DEGREES, 2 CONTACTS EACH, PAD LOCKABLE IN EACH POS (LOCK/UNLOCK) CSB25A9PS2E- B L/U | 118 | 45 | 73 | 6100K012B | PO-SEP-7065-[23] | PO | 2025-12-31 | LV |  | TB01-Tabuk Central Warehouse | 2025-10-15 | 2025-10-01 | 91 | SHIRKE ELECTRO PRIVATE LIMITED | Outdoor units (LBS/SEC/RMU) Selector switches 6100K006/6100K007/6100K008/6100K010/6100K011A/
4500592697-[90] | 908305010 : SWITCH,DISC,OVRHD,ABS,60HZ FREQ,200KV | LBS | ROH | CSB25A9PS2E- B L/U | 2 POSITION, LATCHING, SELECTOR SWITCH, 90DEGREES, 2 CONTACTS EACH, PAD LOCKABLE IN EACH POS (LOCK/UNLOCK) CSB25A9PS2E- B L/U | 73 | 15 | 58 | 6100K012A | PO-SEP-7065-[35] | PO | 2025-12-31 | LV |  | TB01-Tabuk Central Warehouse | 2025-10-15 | 2025-10-01 | 91 | SHIRKE ELECTRO PRIVATE LIMITED | Outdoor units (LBS/SEC/RMU) Selector switches 6100K006/6100K007/6100K008/6100K010/6100K011A/
4500592697-[90] | 908305010 : SWITCH,DISC,OVRHD,ABS,60HZ FREQ,200KV | LBS | ROH | CSB25A9PS2E- B L/U | 2 POSITION, LATCHING, SELECTOR SWITCH, 90DEGREES, 2 CONTACTS EACH, PAD LOCKABLE IN EACH POS (LOCK/UNLOCK) CSB25A9PS2E- B L/U | 58 | 10 | 48 | 6100K010 | PO-SEP-7065-[17] | PO | 2025-12-31 | LV |  | TB01-Tabuk Central Warehouse | 2025-10-15 | 2025-10-01 | 91 | SHIRKE ELECTRO PRIVATE LIMITED | Outdoor units (LBS/SEC/RMU) Selector switches 6100K006/6100K007/6100K008/6100K010/6100K011A/
4500592697-[90] | 908305010 : SWITCH,DISC,OVRHD,ABS,60HZ FREQ,200KV | LBS | ROH | CSB25A9PS2E- B L/U | 2 POSITION, LATCHING, SELECTOR SWITCH, 90DEGREES, 2 CONTACTS EACH, PAD LOCKABLE IN EACH POS (LOCK/UNLOCK) CSB25A9PS2E- B L/U | 48 | 0 | 48 | PR Required | - | PR |  | LV |  | TB01-Tabuk Central Warehouse | 2025-10-15 | 2025-10-01 | 0
4500592697-[90] | 908305010 : SWITCH,DISC,OVRHD,ABS,60HZ FREQ,200KV | LBS | ROH | SEP10160 | TRAFFOLYTE, BLACK/WHITE/WHITE - BLACK/TRAFFOLYTE | 59 | 9.5 | 49.5 | free_stock | PO-SEP-7960-[1] | PO | 2025-09-20 | LV |  | TB01-Tabuk Central Warehouse | 2025-10-15 | 2025-10-01 | 0 | Lawazen Trading Group | EBM-BULK/ FAST MOVING
4500592697-[90] | 908305010 : SWITCH,DISC,OVRHD,ABS,60HZ FREQ,200KV | LBS | ROH | SEP10160 | TRAFFOLYTE, BLACK/WHITE/WHITE - BLACK/TRAFFOLYTE | 49.5 | 49.5 | 0 | free_stock | PO-SEP-8434-[1] | PO | 2025-10-15 | LV |  | TB01-Tabuk Central Warehouse | 2025-10-15 | 2025-10-01 | 14 | Lawazen Trading Group | EBM-BULK FAST MOVING
4500592697-[90] | 908305010 : SWITCH,DISC,OVRHD,ABS,60HZ FREQ,200KV | LBS | ROH | SEP10164 | ‭FERRULE INK RIBBON CASSETTE/RC03B-BLACK/FERRULE‬ | 118 | 0 | 118 | PR Required | - | PR |  | LV |  | TB01-Tabuk Central Warehouse | 2025-10-15 | 2025-10-01 | 0
4500592697-[90] | 908305010 : SWITCH,DISC,OVRHD,ABS,60HZ FREQ,200KV | LBS | ROH | SEP11131 | Cable, Control, 1 CORE CU/PVC, 1.0 Sq.mm, Black, 105°, 600/1000V , 1 x 91.4 m | 59 | 59 | 0 | 6100K008 | PO-SEP-8622-[34] | PO | 2026-12-30 | LV |  | TB01-Tabuk Central Warehouse | 2025-10-15 | 2025-10-01 | 455 | Al-Fanar Company Limited | Cable Items - KDP01 & K023
4500592697-[90] | 908305010 : SWITCH,DISC,OVRHD,ABS,60HZ FREQ,200KV | LBS | ROH | SEP11138 | Cable, Control, 1 CORE CU/PVC, 1.5 Sq.mm, Black, 105°, 600/1000V , 1 x 91.4 m | 354 | 354 | 0 | 6100K017 | PO-SEP-7860-[45] | PO | 2025-10-30 | LV |  | TB01-Tabuk Central Warehouse | 2025-10-15 | 2025-10-01 | 29 | Al-Fanar Company Limited | MV- BULK LBS/OVR (Cables and Lugs)
4500592697-[90] | 908305010 : SWITCH,DISC,OVRHD,ABS,60HZ FREQ,200KV | LBS | ROH | SEP12013 | Lugs, Terminal Fork, 1.5 Sq.mm ¦ S1-4A ¦ Jeesoon | 4720 | 4720 | 0 | 6100K011B | PO-SEP-7847-[36] | PO | 2025-11-20 | LV |  | TB01-Tabuk Central Warehouse | 2025-10-15 | 2025-10-01 | 50 | Jeesoon Terminals Co., Ltd. | LBS/OVR (Cables and Lugs)
4500592697-[90] | 908305010 : SWITCH,DISC,OVRHD,ABS,60HZ FREQ,200KV | LBS | ROH | SEP12045 | Lugs, Terminal PIN, 1.5 Sq.mm ¦ PT1-12A ¦ Jeesoon | 35400 | 35400 | 0 | 6100K017 | PO-SEP-7847-[45] | PO | 2025-11-20 | LV |  | TB01-Tabuk Central Warehouse | 2025-10-15 | 2025-10-01 | 50 | Jeesoon Terminals Co., Ltd. | LBS/OVR (Cables and Lugs)
4500592697-[90] | 908305010 : SWITCH,DISC,OVRHD,ABS,60HZ FREQ,200KV | LBS | ROH | SEP12070 | Lugs, Terminal PIN, 2.5 Sq.mm ¦ PT2-12A ¦ Jeesoon | 11800 | 11800 | 0 | 6100K011B | PO-SEP-7847-[34] | PO | 2025-11-20 | LV |  | TB01-Tabuk Central Warehouse | 2025-10-15 | 2025-10-01 | 50 | Jeesoon Terminals Co., Ltd. | LBS/OVR (Cables and Lugs)
4500592697-[90] | 908305010 : SWITCH,DISC,OVRHD,ABS,60HZ FREQ,200KV | LBS | ROH | SEP12082 | Lugs, Terminal Ring, 2.5 Sq.mm ¦ R2-4SA ¦ Jeesoon | 2360 | 2360 | 0 | free_stock | PO-SEP-7631-[10] | PO | 2025-09-20 | LV |  | TB01-Tabuk Central Warehouse | 2025-10-15 | 2025-10-01 | 0 | Jeesoon Terminals Co., Ltd. | LV-BULK MATERIAL-JEESOON LUGS
4500592697-[90] | 908305010 : SWITCH,DISC,OVRHD,ABS,60HZ FREQ,200KV | LBS | ROH | SEP30736 | Bolt M5x70 | 354 | 354 | 0 | 6100K006 | PO-SEP-7994-[1] | PO | 2025-08-21 | LV |  | TB01-Tabuk Central Warehouse | 2025-10-15 | 2025-10-01 | 0 | Raja Procuremnet Local Purchases | Outdoor Apparatus (OVR & LBS)
4500592697-[90] | 908305010 : SWITCH,DISC,OVRHD,ABS,60HZ FREQ,200KV | LBS | ROH | RMU000000111 | Grounding Busbar 20x115 ¦ 9ABA450075F1006 ¦ Local | 118 | 0 | 118 | PR Required | - | PR |  | LV | Automated: Replaced 9ABA450075F1006 by RMU000000111. Automated: Replaced 9ABA450075F1006 by RMU000000111. | TB01-Tabuk Central Warehouse | 2025-10-15 | 2025-10-01 | 0
4500592697-[90] | 908305010 : SWITCH,DISC,OVRHD,ABS,60HZ FREQ,200KV | LBS | ROH | SEP10163 | 1.5 Red Wire Gauge Tube 1.5mm² | 1180 | 57 | 1123 | free_stock | PO-SEP-7302-[1] | PO | 2025-09-30 | LV | Automated: Replaced AE2000-1865-14 by SEP10163. Automated: Replaced AE2000-1865-14 by SEP10163. | TB01-Tabuk Central Warehouse | 2025-10-15 | 2025-10-01 | 0 | Sana For Electric And Telephone Co | PLANT -A BULK MATERIAL
4500592697-[90] | 908305010 : SWITCH,DISC,OVRHD,ABS,60HZ FREQ,200KV | LBS | ROH | SEP10163 | 1.5 Red Wire Gauge Tube 1.5mm² | 1123 | 37 | 1086 | free_stock | PO-SEP-8718-[1] | PO | 2025-12-30 | LV | Automated: Replaced AE2000-1865-14 by SEP10163. Automated: Replaced AE2000-1865-14 by SEP10163. | TB01-Tabuk Central Warehouse | 2025-10-15 | 2025-10-01 | 90 | Sana For Electric And Telephone Co | EBM-BULK/ KANBAN MATERIALS/ TRUNKING 80 x 80 mm/80X80X2/CD8080
4500592697-[90] | 908305010 : SWITCH,DISC,OVRHD,ABS,60HZ FREQ,200KV | LBS | ROH | SEP10163 | 1.5 Red Wire Gauge Tube 1.5mm² | 1086 | 510 | 576 | 6100K021 | PO-SEP-8830-[16] | PO | 2025-12-31 | LV | Automated: Replaced AE2000-1865-14 by SEP10163. Automated: Replaced AE2000-1865-14 by SEP10163. | TB01-Tabuk Central Warehouse | 2025-10-15 | 2025-10-01 | 91 | Sana For Electric And Telephone Co | 6100K020 Mahar SS SWGR Electrical components order.
4500592697-[90] | 908305010 : SWITCH,DISC,OVRHD,ABS,60HZ FREQ,200KV | LBS | ROH | SEP10163 | 1.5 Red Wire Gauge Tube 1.5mm² | 576 | 510 | 66 | 6100K025 | PO-SEP-8830-[22] | PO | 2025-12-31 | LV | Automated: Replaced AE2000-1865-14 by SEP10163. Automated: Replaced AE2000-1865-14 by SEP10163. | TB01-Tabuk Central Warehouse | 2025-10-15 | 2025-10-01 | 91 | Sana For Electric And Telephone Co | 6100K020 Mahar SS SWGR Electrical components order.
4500592697-[90] | 908305010 : SWITCH,DISC,OVRHD,ABS,60HZ FREQ,200KV | LBS | ROH | SEP10163 | 1.5 Red Wire Gauge Tube 1.5mm² | 66 | 66 | 0 | 6100K020 | PO-SEP-8830-[4] | PO | 2025-12-31 | LV | Automated: Replaced AE2000-1865-14 by SEP10163. Automated: Replaced AE2000-1865-14 by SEP10163. | TB01-Tabuk Central Warehouse | 2025-10-15 | 2025-10-01 | 91 | Sana For Electric And Telephone Co | 6100K020 Mahar SS SWGR Electrical components order.
4500592697-[90] | 908305010 : SWITCH,DISC,OVRHD,ABS,60HZ FREQ,200KV | LBS | ROH | SEP10526 | Spiral Wrapping Band, 8 mm ¦ KS-8 | 118 | 0 | 118 | PR Required | - | PR |  | LV | Automated: Replaced DF240612006 by SEP10526. Automated: Replaced DF240612006 by SEP10526. | TB01-Tabuk Central Warehouse | 2025-10-15 | 2025-10-01 | 0
4500592697-[90] | 908305010 : SWITCH,DISC,OVRHD,ABS,60HZ FREQ,200KV | LBS | ROH | MV2000-1865-01-W | WHITE TUBE, INNER DIA. 4.0MM (2.5 WIRE) | 1180 | 460 | 720 | 6100K023 | PO-SEP-8667-[13] | PO | 2025-11-03 | LV | Automated: Replaced MV2000-1865-01-W by SEP10650. | TB01-Tabuk Central Warehouse | 2025-10-15 | 2025-10-01 | 33 | Sana For Electric And Telephone Co
4500592697-[90] | 908305010 : SWITCH,DISC,OVRHD,ABS,60HZ FREQ,200KV | LBS | ROH | MV2000-1865-01-W | WHITE TUBE, INNER DIA. 4.0MM (2.5 WIRE) | 720 | 259 | 461 | 6100KDP01 | PO-SEP-8667-[7] | PO | 2025-11-03 | LV | Automated: Replaced MV2000-1865-01-W by SEP10650. | TB01-Tabuk Central Warehouse | 2025-10-15 | 2025-10-01 | 33 | Sana For Electric And Telephone Co
4500592697-[90] | 908305010 : SWITCH,DISC,OVRHD,ABS,60HZ FREQ,200KV | LBS | ROH | SEP10650 | WHITE TUBE, INNER DIA. 4.0MM (2.5 WIRE) | 461 | 6 | 455 | 6100K012B | PO-SEP-6164-[1] | PO | 2025-11-15 | LV | Automated: Replaced MV2000-1865-01-W by SEP10650. Automated: Replaced MV2000-1865-01-W by SEP10650. | TB01-Tabuk Central Warehouse | 2025-10-15 | 2025-10-01 | 45 | Sana For Electric And Telephone Co
4500592697-[90] | 908305010 : SWITCH,DISC,OVRHD,ABS,60HZ FREQ,200KV | LBS | ROH | SEP10650 | WHITE TUBE, INNER DIA. 4.0MM (2.5 WIRE) | 455 | 6 | 449 | 6100K012B | PO-SEP-6164-[2] | PO | 2025-11-15 | LV | Automated: Replaced MV2000-1865-01-W by SEP10650. Automated: Replaced MV2000-1865-01-W by SEP10650. | TB01-Tabuk Central Warehouse | 2025-10-15 | 2025-10-01 | 45 | Sana For Electric And Telephone Co
4500592697-[90] | 908305010 : SWITCH,DISC,OVRHD,ABS,60HZ FREQ,200KV | LBS | ROH | SEP10650 | WHITE TUBE, INNER DIA. 4.0MM (2.5 WIRE) | 449 | 6 | 443 | 6100K012B | PO-SEP-6164-[3] | PO | 2025-11-15 | LV | Automated: Replaced MV2000-1865-01-W by SEP10650. Automated: Replaced MV2000-1865-01-W by SEP10650. | TB01-Tabuk Central Warehouse | 2025-10-15 | 2025-10-01 | 45 | Sana For Electric And Telephone Co
4500592697-[90] | 908305010 : SWITCH,DISC,OVRHD,ABS,60HZ FREQ,200KV | LBS | ROH | SEP10650 | WHITE TUBE, INNER DIA. 4.0MM (2.5 WIRE) | 443 | 6 | 437 | 6100K011B | PO-SEP-6164-[4] | PO | 2025-11-15 | LV | Automated: Replaced MV2000-1865-01-W by SEP10650. Automated: Replaced MV2000-1865-01-W by SEP10650. | TB01-Tabuk Central Warehouse | 2025-10-15 | 2025-10-01 | 45 | Sana For Electric And Telephone Co
4500592697-[90] | 908305010 : SWITCH,DISC,OVRHD,ABS,60HZ FREQ,200KV | LBS | ROH | SEP10650 | WHITE TUBE, INNER DIA. 4.0MM (2.5 WIRE) | 437 | 4 | 433 | 6100K012A | PO-SEP-6164-[5] | PO | 2025-11-15 | LV | Automated: Replaced MV2000-1865-01-W by SEP10650. Automated: Replaced MV2000-1865-01-W by SEP10650. | TB01-Tabuk Central Warehouse | 2025-10-15 | 2025-10-01 | 45 | Sana For Electric And Telephone Co |  | 2 | 25-05-2025
4500592697-[90] | 908305010 : SWITCH,DISC,OVRHD,ABS,60HZ FREQ,200KV | LBS | ROH | SEP10650 | WHITE TUBE, INNER DIA. 4.0MM (2.5 WIRE) | 433 | 433 | 0 | 6100K021 | PO-SEP-8830-[18] | PO | 2025-12-31 | LV | Automated: Replaced MV2000-1865-01-W by SEP10650. Automated: Replaced MV2000-1865-01-W by SEP10650. | TB01-Tabuk Central Warehouse | 2025-10-15 | 2025-10-01 | 91 | Sana For Electric And Telephone Co | 6100K020 Mahar SS SWGR Electrical components order.
4500595091-[20] | 908305012 : SWITCH,DISC,OVRHD,ABS,60HZ FREQ,110KV | LBS | ROH | 1YHT480008P0311 | Empty LV Box for LBS & Sectionalizer (SECTOS 13.8kV & 33kV) with bracket for single pole | 57 | 57 | 0 | 6100K012B | PO-SEP-5881-[29] | PO | 2025-12-31 | LV |  | HA01-Al - Hassa Warehouse | 2025-10-30 | 2025-10-16 | 76 | China Star (Dalian) Industry Co., Ltd. | LBS & OVR + Brackets | 300 | 13-10-2025
4500595091-[20] | 908305012 : SWITCH,DISC,OVRHD,ABS,60HZ FREQ,110KV | LBS | ROH | 5XECD.086.051 | Single Pole Mounting Brackets for LBS & Sectionalizer GT(SECTOS 13.8kV & 33kV) | 160 | 149 | 11 | 6100K011B | PO-SEP-5881-[28] | PO | 2025-12-31 | Bracket |  | HA01-Al - Hassa Warehouse | 2025-10-30 | 2025-10-16 | 76 | China Star (Dalian) Industry Co., Ltd. | LBS & OVR + Brackets | 300 | 13-10-2025
4500595091-[20] | 908305012 : SWITCH,DISC,OVRHD,ABS,60HZ FREQ,110KV | LBS | ROH | 5XECD.086.051 | Single Pole Mounting Brackets for LBS & Sectionalizer GT(SECTOS 13.8kV & 33kV) | 11 | 11 | 0 | 6100K012B | PO-SEP-5881-[15] | PO | 2025-12-31 | Bracket |  | HA01-Al - Hassa Warehouse | 2025-10-30 | 2025-10-16 | 76 | China Star (Dalian) Industry Co., Ltd. | LBS & OVR + Brackets
4500595091-[20] | 908305012 : SWITCH,DISC,OVRHD,ABS,60HZ FREQ,110KV | LBS | ROH | 5XECD.086.093.1 | Single Pole Mounting Brackets for CPT for LBS/Sectionalizer/Auto Recloser (SECTOS / OVR 13.8kV & 33kV) | 196 | 196 | 0 | 6100K012B | PO-SEP-5881-[30] | PO | 2025-12-31 | Bracket |  | HA01-Al - Hassa Warehouse | 2025-10-30 | 2025-10-16 | 76 | China Star (Dalian) Industry Co., Ltd. | LBS & OVR + Brackets
4500595091-[20] | 908305012 : SWITCH,DISC,OVRHD,ABS,60HZ FREQ,110KV | LBS | ROH | CSB25A9PS2E- B OH/S | 2 POSITION, LATCHING, SELECTOR SWITCH, 90DEGREES, 2 CONTACTS EACH, PAD LOCKABLE IN EACH POS (OH-LBS/SECTIONALIZER) CSB25A9PS2E- B OH/S | 1 | 1 | 0 | 6100K012B | PO-SEP-7065-[24] | PO | 2025-09-30 | LV |  | HA01-Al - Hassa Warehouse | 2025-10-30 | 2025-10-16 | 0 | SHIRKE ELECTRO PRIVATE LIMITED | Outdoor units (LBS/SEC/RMU) Selector switches 6100K006/6100K007/6100K008/6100K010/6100K011A/ | 64 | 17-10-2025 | 17-10-2025 |  |  | 7065-3rdlot
4500595091-[20] | 908305012 : SWITCH,DISC,OVRHD,ABS,60HZ FREQ,110KV | LBS | ROH | CSB25A9PS2E- B L/U | 2 POSITION, LATCHING, SELECTOR SWITCH, 90DEGREES, 2 CONTACTS EACH, PAD LOCKABLE IN EACH POS (LOCK/UNLOCK) CSB25A9PS2E- B L/U | 196 | 0 | 196 | PR Required | - | PR |  | LV |  | HA01-Al - Hassa Warehouse | 2025-10-30 | 2025-10-16 | 0
4500595091-[20] | 908305012 : SWITCH,DISC,OVRHD,ABS,60HZ FREQ,110KV | LBS | ROH | PXC-3059809 | D-TB 4/10 - Cover, depth: 35.9 mm, width: 1.8 mm, height: 42.5 mm, color: dark gray | 1295 | 0 | 1295 | PR Required | - | PR |  | LV |  | HA01-Al - Hassa Warehouse | 2025-10-30 | 2025-10-16 | 0
4500595091-[20] | 908305012 : SWITCH,DISC,OVRHD,ABS,60HZ FREQ,110KV | LBS | ROH | SEP10160 | TRAFFOLYTE, BLACK/WHITE/WHITE - BLACK/TRAFFOLYTE | 98 | 53.5 | 44.5 | free_stock | PO-SEP-8434-[1] | PO | 2025-10-15 | LV |  | HA01-Al - Hassa Warehouse | 2025-10-30 | 2025-10-16 | 0 | Lawazen Trading Group | EBM-BULK FAST MOVING
4500595091-[20] | 908305012 : SWITCH,DISC,OVRHD,ABS,60HZ FREQ,110KV | LBS | ROH | SEP10160 | TRAFFOLYTE, BLACK/WHITE/WHITE - BLACK/TRAFFOLYTE | 44.5 | 0 | 44.5 | PR Required | - | PR |  | LV |  | HA01-Al - Hassa Warehouse | 2025-10-30 | 2025-10-16 | 0
4500595091-[20] | 908305012 : SWITCH,DISC,OVRHD,ABS,60HZ FREQ,110KV | LBS | ROH | SEP10164 | ‭FERRULE INK RIBBON CASSETTE/RC03B-BLACK/FERRULE‬ | 196 | 0 | 196 | PR Required | - | PR |  | LV |  | HA01-Al - Hassa Warehouse | 2025-10-30 | 2025-10-16 | 0
4500595091-[20] | 908305012 : SWITCH,DISC,OVRHD,ABS,60HZ FREQ,110KV | LBS | ROH | SEP11131 | Cable, Control, 1 CORE CU/PVC, 1.0 Sq.mm, Black, 105°, 600/1000V , 1 x 91.4 m | 98 | 98 | 0 | 6100K008 | PO-SEP-8622-[34] | PO | 2026-12-30 | LV |  | HA01-Al - Hassa Warehouse | 2025-10-30 | 2025-10-16 | 440 | Al-Fanar Company Limited | Cable Items - KDP01 & K023
4500595091-[20] | 908305012 : SWITCH,DISC,OVRHD,ABS,60HZ FREQ,110KV | LBS | ROH | SEP11138 | Cable, Control, 1 CORE CU/PVC, 1.5 Sq.mm, Black, 105°, 600/1000V , 1 x 91.4 m | 588 | 543 | 45 | 6100K012B | PO-SEP-7860-[41] | PO | 2025-10-30 | LV |  | HA01-Al - Hassa Warehouse | 2025-10-30 | 2025-10-16 | 14 | Al-Fanar Company Limited | MV- BULK LBS/OVR (Cables and Lugs)
4500595091-[20] | 908305012 : SWITCH,DISC,OVRHD,ABS,60HZ FREQ,110KV | LBS | ROH | SEP11138 | Cable, Control, 1 CORE CU/PVC, 1.5 Sq.mm, Black, 105°, 600/1000V , 1 x 91.4 m | 45 | 45 | 0 | 6100K007 | PO-SEP-7860-[17] | PO | 2025-10-30 | LV |  | HA01-Al - Hassa Warehouse | 2025-10-30 | 2025-10-16 | 14 | Al-Fanar Company Limited | MV- BULK LBS/OVR (Cables and Lugs)
4500595091-[20] | 908305012 : SWITCH,DISC,OVRHD,ABS,60HZ FREQ,110KV | LBS | ROH | SEP12013 | Lugs, Terminal Fork, 1.5 Sq.mm ¦ S1-4A ¦ Jeesoon | 7840 | 7840 | 0 | 6100K011A | PO-SEP-7847-[32] | PO | 2025-11-20 | LV |  | HA01-Al - Hassa Warehouse | 2025-10-30 | 2025-10-16 | 35 | Jeesoon Terminals Co., Ltd. | LBS/OVR (Cables and Lugs)
4500595091-[20] | 908305012 : SWITCH,DISC,OVRHD,ABS,60HZ FREQ,110KV | LBS | ROH | SEP12045 | Lugs, Terminal PIN, 1.5 Sq.mm ¦ PT1-12A ¦ Jeesoon | 58800 | 54300 | 4500 | 6100K012B | PO-SEP-7847-[41] | PO | 2025-11-20 | LV |  | HA01-Al - Hassa Warehouse | 2025-10-30 | 2025-10-16 | 35 | Jeesoon Terminals Co., Ltd. | LBS/OVR (Cables and Lugs)
4500595091-[20] | 908305012 : SWITCH,DISC,OVRHD,ABS,60HZ FREQ,110KV | LBS | ROH | SEP12045 | Lugs, Terminal PIN, 1.5 Sq.mm ¦ PT1-12A ¦ Jeesoon | 4500 | 4500 | 0 | 6100K007 | PO-SEP-7847-[17] | PO | 2025-11-20 | LV |  | HA01-Al - Hassa Warehouse | 2025-10-30 | 2025-10-16 | 35 | Jeesoon Terminals Co., Ltd. | LBS/OVR (Cables and Lugs)
4500595091-[20] | 908305012 : SWITCH,DISC,OVRHD,ABS,60HZ FREQ,110KV | LBS | ROH | SEP12070 | Lugs, Terminal PIN, 2.5 Sq.mm ¦ PT2-12A ¦ Jeesoon | 19600 | 18200 | 1400 | 6100K012B | PO-SEP-7847-[42] | PO | 2025-11-20 | LV |  | HA01-Al - Hassa Warehouse | 2025-10-30 | 2025-10-16 | 35 | Jeesoon Terminals Co., Ltd. | LBS/OVR (Cables and Lugs)
4500595091-[20] | 908305012 : SWITCH,DISC,OVRHD,ABS,60HZ FREQ,110KV | LBS | ROH | SEP12070 | Lugs, Terminal PIN, 2.5 Sq.mm ¦ PT2-12A ¦ Jeesoon | 1400 | 1400 | 0 | 6100K007 | PO-SEP-7847-[18] | PO | 2025-11-20 | LV |  | HA01-Al - Hassa Warehouse | 2025-10-30 | 2025-10-16 | 35 | Jeesoon Terminals Co., Ltd. | LBS/OVR (Cables and Lugs)
4500595091-[20] | 908305012 : SWITCH,DISC,OVRHD,ABS,60HZ FREQ,110KV | LBS | ROH | SEP12082 | Lugs, Terminal Ring, 2.5 Sq.mm ¦ R2-4SA ¦ Jeesoon | 3920 | 3920 | 0 | free_stock | PO-SEP-7631-[10] | PO | 2025-09-20 | LV |  | HA01-Al - Hassa Warehouse | 2025-10-30 | 2025-10-16 | 0 | Jeesoon Terminals Co., Ltd. | LV-BULK MATERIAL-JEESOON LUGS
4500595091-[20] | 908305012 : SWITCH,DISC,OVRHD,ABS,60HZ FREQ,110KV | LBS | ROH | SEP30736 | Bolt M5x70 | 588 | 588 | 0 | 6100K006 | PO-SEP-7994-[1] | PO | 2025-08-21 | LV |  | HA01-Al - Hassa Warehouse | 2025-10-30 | 2025-10-16 | 0 | Raja Procuremnet Local Purchases | Outdoor Apparatus (OVR & LBS)
4500595091-[20] | 908305012 : SWITCH,DISC,OVRHD,ABS,60HZ FREQ,110KV | LBS | ROH | RMU000000111 | Grounding Busbar 20x115 ¦ 9ABA450075F1006 ¦ Local | 196 | 0 | 196 | PR Required | - | PR |  | LV | Automated: Replaced 9ABA450075F1006 by RMU000000111. Automated: Replaced 9ABA450075F1006 by RMU000000111. | HA01-Al - Hassa Warehouse | 2025-10-30 | 2025-10-16 | 0
4500595091-[20] | 908305012 : SWITCH,DISC,OVRHD,ABS,60HZ FREQ,110KV | LBS | ROH | SEP10163 | 1.5 Red Wire Gauge Tube 1.5mm² | 1960 | 37 | 1923 | free_stock | PO-SEP-8718-[1] | PO | 2025-12-30 | LV | Automated: Replaced AE2000-1865-14 by SEP10163. Automated: Replaced AE2000-1865-14 by SEP10163. | HA01-Al - Hassa Warehouse | 2025-10-30 | 2025-10-16 | 75 | Sana For Electric And Telephone Co | EBM-BULK/ KANBAN MATERIALS/ TRUNKING 80 x 80 mm/80X80X2/CD8080
4500595091-[20] | 908305012 : SWITCH,DISC,OVRHD,ABS,60HZ FREQ,110KV | LBS | ROH | SEP10163 | 1.5 Red Wire Gauge Tube 1.5mm² | 1923 | 510 | 1413 | 6100K021 | PO-SEP-8830-[16] | PO | 2025-12-31 | LV | Automated: Replaced AE2000-1865-14 by SEP10163. Automated: Replaced AE2000-1865-14 by SEP10163. | HA01-Al - Hassa Warehouse | 2025-10-30 | 2025-10-16 | 76 | Sana For Electric And Telephone Co | 6100K020 Mahar SS SWGR Electrical components order.
4500595091-[20] | 908305012 : SWITCH,DISC,OVRHD,ABS,60HZ FREQ,110KV | LBS | ROH | SEP10163 | 1.5 Red Wire Gauge Tube 1.5mm² | 1413 | 510 | 903 | 6100K025 | PO-SEP-8830-[22] | PO | 2025-12-31 | LV | Automated: Replaced AE2000-1865-14 by SEP10163. Automated: Replaced AE2000-1865-14 by SEP10163. | HA01-Al - Hassa Warehouse | 2025-10-30 | 2025-10-16 | 76 | Sana For Electric And Telephone Co | 6100K020 Mahar SS SWGR Electrical components order.
4500595091-[20] | 908305012 : SWITCH,DISC,OVRHD,ABS,60HZ FREQ,110KV | LBS | ROH | SEP10163 | 1.5 Red Wire Gauge Tube 1.5mm² | 903 | 510 | 393 | 6100K020 | PO-SEP-8830-[4] | PO | 2025-12-31 | LV | Automated: Replaced AE2000-1865-14 by SEP10163. Automated: Replaced AE2000-1865-14 by SEP10163. | HA01-Al - Hassa Warehouse | 2025-10-30 | 2025-10-16 | 76 | Sana For Electric And Telephone Co | 6100K020 Mahar SS SWGR Electrical components order.
4500595091-[20] | 908305012 : SWITCH,DISC,OVRHD,ABS,60HZ FREQ,110KV | LBS | ROH | SEP10163 | 1.5 Red Wire Gauge Tube 1.5mm² | 393 | 53 | 340 | 6100K024 | PO-SEP-8830-[10] | PO | 2025-12-31 | LV | Automated: Replaced AE2000-1865-14 by SEP10163. Automated: Replaced AE2000-1865-14 by SEP10163. | HA01-Al - Hassa Warehouse | 2025-10-30 | 2025-10-16 | 76 | Sana For Electric And Telephone Co | 6100K020 Mahar SS SWGR Electrical components order.
4500595091-[20] | 908305012 : SWITCH,DISC,OVRHD,ABS,60HZ FREQ,110KV | LBS | ROH | SEP10163 | 1.5 Red Wire Gauge Tube 1.5mm² | 340 | 1 | 339 | free_stock | PO-SEP-8502-[30] | PO | 2025-12-31 | LV | Automated: Replaced AE2000-1865-14 by SEP10163. Automated: Replaced AE2000-1865-14 by SEP10163. | HA01-Al - Hassa Warehouse | 2025-10-30 | 2025-10-16 | 76 | Sana For Electric And Telephone Co | Tube, White, Inner Diameter 4 mm, 2.5 Wire ¦ ¦ KSS
4500595091-[20] | 908305012 : SWITCH,DISC,OVRHD,ABS,60HZ FREQ,110KV | LBS | ROH | SEP10163 | 1.5 Red Wire Gauge Tube 1.5mm² | 339 | 0 | 339 | PR Required | - | PR |  | LV | Automated: Replaced AE2000-1865-14 by SEP10163. Automated: Replaced AE2000-1865-14 by SEP10163. | HA01-Al - Hassa Warehouse | 2025-10-30 | 2025-10-16 | 0
4500595091-[20] | 908305012 : SWITCH,DISC,OVRHD,ABS,60HZ FREQ,110KV | LBS | ROH | SEP10526 | Spiral Wrapping Band, 8 mm ¦ KS-8 | 196 | 0 | 196 | PR Required | - | PR |  | LV | Automated: Replaced DF240612006 by SEP10526. Automated: Replaced DF240612006 by SEP10526. | HA01-Al - Hassa Warehouse | 2025-10-30 | 2025-10-16 | 0
4500595091-[20] | 908305012 : SWITCH,DISC,OVRHD,ABS,60HZ FREQ,110KV | LBS | ROH | SEP10650 | WHITE TUBE, INNER DIA. 4.0MM (2.5 WIRE) | 1960 | 6 | 1954 | 6100K012B | PO-SEP-6164-[2] | PO | 2025-11-15 | LV | Automated: Replaced MV2000-1865-01-W by SEP10650. Automated: Replaced MV2000-1865-01-W by SEP10650. | HA01-Al - Hassa Warehouse | 2025-10-30 | 2025-10-16 | 30 | Sana For Electric And Telephone Co
4500595091-[20] | 908305012 : SWITCH,DISC,OVRHD,ABS,60HZ FREQ,110KV | LBS | ROH | SEP10650 | WHITE TUBE, INNER DIA. 4.0MM (2.5 WIRE) | 1954 | 6 | 1948 | 6100K012B | PO-SEP-6164-[3] | PO | 2025-11-15 | LV | Automated: Replaced MV2000-1865-01-W by SEP10650. Automated: Replaced MV2000-1865-01-W by SEP10650. | HA01-Al - Hassa Warehouse | 2025-10-30 | 2025-10-16 | 30 | Sana For Electric And Telephone Co
4500595091-[20] | 908305012 : SWITCH,DISC,OVRHD,ABS,60HZ FREQ,110KV | LBS | ROH | SEP10650 | WHITE TUBE, INNER DIA. 4.0MM (2.5 WIRE) | 1948 | 6 | 1942 | 6100K011B | PO-SEP-6164-[4] | PO | 2025-11-15 | LV | Automated: Replaced MV2000-1865-01-W by SEP10650. Automated: Replaced MV2000-1865-01-W by SEP10650. | HA01-Al - Hassa Warehouse | 2025-10-30 | 2025-10-16 | 30 | Sana For Electric And Telephone Co
4500595091-[20] | 908305012 : SWITCH,DISC,OVRHD,ABS,60HZ FREQ,110KV | LBS | ROH | SEP10650 | WHITE TUBE, INNER DIA. 4.0MM (2.5 WIRE) | 1942 | 4 | 1938 | 6100K012A | PO-SEP-6164-[5] | PO | 2025-11-15 | LV | Automated: Replaced MV2000-1865-01-W by SEP10650. Automated: Replaced MV2000-1865-01-W by SEP10650. | HA01-Al - Hassa Warehouse | 2025-10-30 | 2025-10-16 | 30 | Sana For Electric And Telephone Co |  | 2 | 25-05-2025
4500595091-[20] | 908305012 : SWITCH,DISC,OVRHD,ABS,60HZ FREQ,110KV | LBS | ROH | SEP10650 | WHITE TUBE, INNER DIA. 4.0MM (2.5 WIRE) | 1938 | 1938 | 0 | 6100K021 | PO-SEP-8830-[18] | PO | 2025-12-31 | LV | Automated: Replaced MV2000-1865-01-W by SEP10650. Automated: Replaced MV2000-1865-01-W by SEP10650. | HA01-Al - Hassa Warehouse | 2025-10-30 | 2025-10-16 | 76 | Sana For Electric And Telephone Co | 6100K020 Mahar SS SWGR Electrical components order.
6100K019 | PP12 : SWITCHGEAR - PP12 | SWGR | ROH | 1312 1072-535 | B.I. SHEET 2440X1220X2.0 MM | 0.3 | 0 | 0.3 | PR Required | - | PR |  | Mechanical |  | - | 2025-11-08 | 2025-10-25 | 0
6100K019 | PP12 : SWITCHGEAR - PP12 | SWGR | ROH | 1312 1092-461 | B.I. SHEET 2440X1220X3.0 MM | 27.819 | 0 | 27.819 | PR Required | - | PR |  | Mechanical |  | - | 2025-11-08 | 2025-10-25 | 0
6100K019 | PP12 : SWITCHGEAR - PP12 | SWGR | ROH | 1312 1282-463 | G.I. SHEET 2440X1220X3.0 MM | 410.926 | 0 | 410.926 | PR Required | - | PR |  | Mechanical |  | - | 2025-11-08 | 2025-10-25 | 0
6100K019 | PP12 : SWITCHGEAR - PP12 | SWGR | ROH | 1314 1019-501 | B.I. SHEET 2440X1220X4.0 MM | 42.632 | 0 | 42.632 | PR Required | - | PR |  | Mechanical |  | - | 2025-11-08 | 2025-10-25 | 0
6100K019 | PP12 : SWITCHGEAR - PP12 | SWGR | ROH | 1314 1019-574 | B.I. SHEET 2440X1220X6.0 MM | 15.456 | 0 | 15.456 | PR Required | - | PR |  | Mechanical |  | - | 2025-11-08 | 2025-10-25 | 0
6100K019 | PP12 : SWITCHGEAR - PP12 | SWGR | ROH | 1314 1019-734 | B.I. SHEET 2440X1220 X2.5 MM | 5.52 | 0 | 5.52 | PR Required | - | PR |  | Mechanical |  | - | 2025-11-08 | 2025-10-25 | 0
6100K019 | PP12 : SWITCHGEAR - PP12 | SWGR | ROH | 1613 0212 | ALUMINUM SHEET 2440X1220X2 MM | 2.35 | 0 | 2.35 | PR Required | - | PR |  | Mechanical |  | - | 2025-11-08 | 2025-10-25 | 0
6100K019 | PP12 : SWITCHGEAR - PP12 | SWGR | ROH | 1613 0513 | ALUMINUM SHEET 2440X1220X5 MM | 26.744 | 0 | 26.744 | PR Required | - | PR |  | Mechanical |  | - | 2025-11-08 | 2025-10-25 | 0
6100K019 | PP12 : SWITCHGEAR - PP12 | SWGR | ROH | 1VCR000490F0001 | SHEET PROFILE | 4 | 4 | 0 | 6100KDP01 | PO-SEP-8402-[66] | PO | 2025-11-17 | Outsource |  | - | 2025-11-08 | 2025-10-25 | 23 | First Telecom Industries | 6100K023 – PR for Supply of MV 13.8 kV Switchgear (SWGR) for Halfmoon 115/13.8 kV Substation (SS). This PR covers 1st lot of mechanical bulk materials required for the SWGR SS, i
6100K019 | PP12 : SWITCHGEAR - PP12 | SWGR | ROH | 1VCR000491F0001 | SHEET PROFILE | 4 | 4 | 0 | 6100KDP01 | PO-SEP-8402-[61] | PO | 2025-11-17 | Outsource |  | - | 2025-11-08 | 2025-10-25 | 23 | First Telecom Industries | 6100K023 – PR for Supply of MV 13.8 kV Switchgear (SWGR) for Halfmoon 115/13.8 kV Substation (SS). This PR covers 1st lot of mechanical bulk materials required for the SWGR SS, i
6100K019 | PP12 : SWITCHGEAR - PP12 | SWGR | ROH | 1VL7605506P0101 | ABB LOGO UNIGEAR ZS1 | 1 | 1 | 0 | 6100KDP01 | PO-SEP-8379-[53] | PO | 2025-10-30 | C&D |  | - | 2025-11-08 | 2025-10-25 | 5 | Azm and Tumooh Trading Establishment | 6100K023 – PR for Supply of MV 13.8 kV Switchgear (SWGR) for Halfmoon 115/13.8 kV Substation (SS). This PR covers 1st lot of mechanical bulk materials required for the SWGR SS, i
6100K019 | PP12 : SWITCHGEAR - PP12 | SWGR | ROH | 1VL7605506P0102 | ABB LOGO UNIGEAR ZS1 | 5 | 5 | 0 | 6100KDP01 | PO-SEP-8379-[45] | PO | 2025-10-30 | C&D |  | - | 2025-11-08 | 2025-10-25 | 5 | Azm and Tumooh Trading Establishment | 6100K023 – PR for Supply of MV 13.8 kV Switchgear (SWGR) for Halfmoon 115/13.8 kV Substation (SS). This PR covers 1st lot of mechanical bulk materials required for the SWGR SS, i
6100K019 | PP12 : SWITCHGEAR - PP12 | SWGR | ROH | 1VL7605506P0102 | ABB LOGO UNIGEAR ZS1 | 7 | 7 | 0 | 6100KDP01 | PO-SEP-8379-[45] | PO | 2025-10-30 | Mechanical |  | - | 2025-11-08 | 2025-10-25 | 5 | Azm and Tumooh Trading Establishment | 6100K023 – PR for Supply of MV 13.8 kV Switchgear (SWGR) for Halfmoon 115/13.8 kV Substation (SS). This PR covers 1st lot of mechanical bulk materials required for the SWGR SS, i
6100K019 | PP12 : SWITCHGEAR - PP12 | SWGR | ROH | 1VL7623184R0101 | COMPLETE HANDLE | 5 | 5 | 0 | 6100KDP01 | PO-SEP-6826-[1] | PO | 2025-07-24 | C&D |  | - | 2025-11-08 | 2025-10-25 | 0 | SHAMS ALRIYADH INDUSTRIAL FACTORY | 6100KDP01 // PP-12 (Mechanical Parts) for 07 Panels with Accessories
6100K019 | PP12 : SWITCHGEAR - PP12 | SWGR | ROH | 1VL7623184R0101 | COMPLETE HANDLE | 6 | 1 | 5 | 6100KDP01 | PO-SEP-6826-[1] | PO | 2025-07-24 | Mechanical |  | - | 2025-11-08 | 2025-10-25 | 0 | SHAMS ALRIYADH INDUSTRIAL FACTORY | 6100KDP01 // PP-12 (Mechanical Parts) for 07 Panels with Accessories
6100K019 | PP12 : SWITCHGEAR - PP12 | SWGR | ROH | 1VL7623184R0101 | COMPLETE HANDLE | 5 | 5 | 0 | 6100KDP01 | PO-SEP-5621-[1] | PO | 2025-08-20 | Mechanical |  | - | 2025-11-08 | 2025-10-25 | 0 | SHAMS ALRIYADH INDUSTRIAL FACTORY | 6100KDP01 // MV SWGR (New Batha & United Cement SS) Category "C&D" Material (Supplier-SHAMS ALRIYADH INDUSTRIAL FACTORY)
6100K019 | PP12 : SWITCHGEAR - PP12 | SWGR | ROH | 1YAB5331XXCX0210 | CBMODE6P,4Pos.Off-Emer-Local-Rem-Padlock | 1 | 1 | 0 | 6100K019 | PO-SEP-8398-[8] | PO | 2025-12-31 | LV |  | - | 2025-11-08 | 2025-10-25 | 67 | Aman Engineering FZC | 6100K023Halfmoon SWGR Project, All Electrical Components (ABB, Hitachi & Bulk) to Supply of MV 13.8 kV SWGR For Halfmoon 115/13.8kv SS
6100K019 | PP12 : SWITCHGEAR - PP12 | SWGR | ROH | 1YAB5335XXAX2400 | BOX ASSEMBLY (4U-36C), RHGX 12 (PAINT RAL) RK 927 003-AB | 2 | 2 | 0 | 6100K019 | PO-SEP-8402-[73] | PO | 2025-11-17 | LV |  | - | 2025-11-08 | 2025-10-25 | 23 | First Telecom Industries | 6100K023 – PR for Supply of MV 13.8 kV Switchgear (SWGR) for Halfmoon 115/13.8 kV Substation (SS). This PR covers 1st lot of mechanical bulk materials required for the SWGR SS, i
6100K019 | PP12 : SWITCHGEAR - PP12 | SWGR | ROH | 1YAB5336XXAA2J00 | MCB S 202-K4 4A AC -2P - 2CDS252001R0337 | 1 | 1 | 0 | 6100K019 | PO-SEP-8041-[63] | PO | 2025-12-15 | LV |  | - | 2025-11-08 | 2025-10-25 | 51 | Abb Electrical Industriesco | LV/ 6100K023 Supply of MV 13.8 kV SWGR For Halfmoon 115/13.8kv SS
6100K019 | PP12 : SWITCHGEAR - PP12 | SWGR | ROH | 1YAB5340XJAXXN00 | THREE PHASE FUSE SUPERVISION RELAY Type : RXBA4 (ABB) ORDER NO. : RK 428 004-AA CONTACTS : 2 CHANGE OVER SELF RESET OPERATE TIME : 8mS RATED VOLTAGE : 120V / 1.732 PH/N OVERLOAD CAPACITY : 110% OF Un MOUNTING DIMENSIONS : COMBIFLEX 4U12C | 3 | 3 | 0 | 6100K019 | PO-SEP-7420-[1] | PO | 2025-10-31 | LV |  | - | 2025-11-08 | 2025-10-25 | 6 | Hitachi Energy Ltd | PP-12 / ADDITIONAL ELEC COMPONENTS
6100K019 | PP12 : SWITCHGEAR - PP12 | SWGR | ROH | 1YAB539500002004 | CB Adjustable Haydraulic Trolley | 1 | 1 | 0 | 6100KDP01 | PO-SEP-6967-[1] | PO | 2025-07-17 | Mechanical |  | - | 2025-11-08 | 2025-10-25 | 0 | Leistung Energie Limited | 6100KDP01 // PP-12 (Mechanical Parts) for 07 Panels with Accessories
6100K019 | PP12 : SWITCHGEAR - PP12 | SWGR | ROH | 2440 1220-20 | STAINLESS STEEL 2440X1220X2.0 MM (304) | 243.128 | 0 | 243.128 | PR Required | - | PR |  | Mechanical |  | - | 2025-11-08 | 2025-10-25 | 0
6100K019 | PP12 : SWITCHGEAR - PP12 | SWGR | ROH | 2440 1220-30 | STAINLESS STEEL 2440X1220X3.0 MM (304) | 130.798 | 0 | 130.798 | PR Required | - | PR |  | Mechanical |  | - | 2025-11-08 | 2025-10-25 | 0
6100K019 | PP12 : SWITCHGEAR - PP12 | SWGR | ROH | 561762/001 | PLATE -FOR PANEL FIXING | 28 | 0 | 28 | PR Required | - | PR |  | Mechanical |  | - | 2025-11-08 | 2025-10-25 | 0
6100K019 | PP12 : SWITCHGEAR - PP12 | SWGR | ROH | AE 2941 2000-10 | Label Bus Bar 2 (WHITE letter FOR SEC) | 1 | 1 | 0 | 6100KDP01 | PO-SEP-6543-[65] | PO | 2025-12-31 | Mechanical |  | - | 2025-11-08 | 2025-10-25 | 67 | Azm and Tumooh Trading Establishment | Labels for outdoor
6100K019 | PP12 : SWITCHGEAR - PP12 | SWGR | ROH | AE 2941 2000-11 | Label Bus Bar 1 ( for SEC) | 1 | 1 | 0 | 6100KDP01 | PO-SEP-6543-[66] | PO | 2025-12-31 | Mechanical |  | - | 2025-11-08 | 2025-10-25 | 67 | Azm and Tumooh Trading Establishment | Labels for outdoor
6100K019 | PP12 : SWITCHGEAR - PP12 | SWGR | ROH | DMS 2121 2016-419 | BOLT HEX HEAD M8X45 | 1 | 1 | 0 | 6100K023 | PO-SEP-8378-[148] | PO | 2025-11-17 | Mechanical |  | - | 2025-11-08 | 2025-10-25 | 23 | China Star (Dalian) Industry Co., Ltd. | 6100K023 – PR for Supply of MV 13.8 kV Switchgear (SWGR) for Halfmoon 115/13.8 kV Substation (SS). This PR covers 1st lot of mechanical bulk materials required for the SWGR SS, i
6100K019 | PP12 : SWITCHGEAR - PP12 | SWGR | ROH | DMS 2121 2016-508 | BOLT HEX HEAD M10X130 | 4 | 4 | 0 | 6100KDP01 | PO-SEP-6812-[128] | PO | 2025-08-31 | Mechanical |  | - | 2025-11-08 | 2025-10-25 | 0 | China Star (Dalian) Industry Co., Ltd. | 6100KDP01 // PP-12 (Mechanical Parts) for 07 Panels with Accessories
6100K019 | PP12 : SWITCHGEAR - PP12 | SWGR | ROH | DMS 2121 2519-499 | BOLT SOCKET CAP HEAD M10X40 | 16 | 16 | 0 | 6100KDP01 | PO-SEP-6812-[114] | PO | 2025-08-31 | Mechanical |  | - | 2025-11-08 | 2025-10-25 | 0 | China Star (Dalian) Industry Co., Ltd. | 6100KDP01 // PP-12 (Mechanical Parts) for 07 Panels with Accessories
6100K019 | PP12 : SWITCHGEAR - PP12 | SWGR | ROH | DMS 2121 2519-540 | BOLT SOCKET CAP HEAD M12X40 | 6 | 6 | 0 | 6100KDP01 | PO-SEP-8680-[46] | PO | 2025-10-19 | Mechanical |  | - | 2025-11-08 | 2025-10-25 | 0 | ALAM AL NIMA TRADING EST
6100K019 | PP12 : SWITCHGEAR - PP12 | SWGR | ROH | DMS 2121 2519-648 | BOLT SOCKET CAP HEAD M20X40 | 9 | 9 | 0 | 6100KDP01 | PO-SEP-6812-[137] | PO | 2025-12-31 | Mechanical |  | - | 2025-11-08 | 2025-10-25 | 67 | China Star (Dalian) Industry Co., Ltd. | 6100KDP01 // PP-12 (Mechanical Parts) for 07 Panels with Accessories
6100K019 | PP12 : SWITCHGEAR - PP12 | SWGR | ROH | DMS 2121 2852-500 | COUNTERSUNK SCREW ALLEN HEAD M10X60 | 28 | 28 | 0 | 6100KDP01 | PO-SEP-6812-[37] | PO | 2025-12-31 | Mechanical |  | - | 2025-11-08 | 2025-10-25 | 67 | China Star (Dalian) Industry Co., Ltd. | 6100KDP01 // PP-12 (Mechanical Parts) for 07 Panels with Accessories
6100K019 | PP12 : SWITCHGEAR - PP12 | SWGR | ROH | GCE0336984P0100 | TAPPING SCREW M6X12/6KTHEAD | 8 | 8 | 0 | 6100KDP01 | PO-SEP-6812-[36] | PO | 2025-08-31 | Mechanical |  | - | 2025-11-08 | 2025-10-25 | 0 | China Star (Dalian) Industry Co., Ltd. | 6100KDP01 // PP-12 (Mechanical Parts) for 07 Panels with Accessories
6100K019 | PP12 : SWITCHGEAR - PP12 | SWGR | ROH | GCE0413167P0100 | WASHER VS12 - FST | 2 | 2 | 0 | 6100KDP01 | PO-SEP-6812-[14] | PO | 2025-08-31 | Mechanical |  | - | 2025-11-08 | 2025-10-25 | 0 | China Star (Dalian) Industry Co., Ltd. | 6100KDP01 // PP-12 (Mechanical Parts) for 07 Panels with Accessories
6100K019 | PP12 : SWITCHGEAR - PP12 | SWGR | ROH | GCE0422013P0100 | WASHER,RETAINING 16X1 | 4 | 4 | 0 | 6100K023 | PO-SEP-8378-[155] | PO | 2025-11-17 | Mechanical |  | - | 2025-11-08 | 2025-10-25 | 23 | China Star (Dalian) Industry Co., Ltd. | 6100K023 – PR for Supply of MV 13.8 kV Switchgear (SWGR) for Halfmoon 115/13.8 kV Substation (SS). This PR covers 1st lot of mechanical bulk materials required for the SWGR SS, i
6100K019 | PP12 : SWITCHGEAR - PP12 | SWGR | ROH | GCE0518520P0101 | ATTENTION SIGN (SEGNALE DI PERICOLO) | 2 | 2 | 0 | 6100K023 | PO-SEP-8379-[25] | PO | 2025-10-30 | C&D |  | - | 2025-11-08 | 2025-10-25 | 5 | Azm and Tumooh Trading Establishment | 6100K023 – PR for Supply of MV 13.8 kV Switchgear (SWGR) for Halfmoon 115/13.8 kV Substation (SS). This PR covers 1st lot of mechanical bulk materials required for the SWGR SS, i
6100K019 | PP12 : SWITCHGEAR - PP12 | SWGR | ROH | GCE0518520P0101 | ATTENTION SIGN (SEGNALE DI PERICOLO) | 2 | 2 | 0 | 6100KDP01 | PO-SEP-8379-[56] | PO | 2025-10-30 | Mechanical |  | - | 2025-11-08 | 2025-10-25 | 5 | Azm and Tumooh Trading Establishment | 6100K023 – PR for Supply of MV 13.8 kV Switchgear (SWGR) for Halfmoon 115/13.8 kV Substation (SS). This PR covers 1st lot of mechanical bulk materials required for the SWGR SS, i
6100K019 | PP12 : SWITCHGEAR - PP12 | SWGR | ROH | GCE0909123P0100 | PLUG-IN CONNECTION - 645060000 | 2 | 0 | 2 | PR Required | - | PR |  | C&D |  | - | 2025-11-08 | 2025-10-25 | 0
6100K019 | PP12 : SWITCHGEAR - PP12 | SWGR | ROH | GCE0909124P0100 | BUSH STV2/10 ORDER.NO. 0645160000 | 2 | 0 | 2 | PR Required | - | PR |  | C&D |  | - | 2025-11-08 | 2025-10-25 | 0
6100K019 | PP12 : SWITCHGEAR - PP12 | SWGR | ROH | GCE0931008P0100 | POST TYPE INSULATOR 12kV SIZE B 2040384 | 15 | 15 | 0 | 606PD013 | PO-SEP-8389-[7] | PO | 2025-11-30 | C&D |  | - | 2025-11-08 | 2025-10-25 | 36 | Georg Jordan GmbH | 6100K023 – PR for Supply of MV 13.8 kV Switchgear (SWGR) for Halfmoon 115/13.8 kV Substation (SS). This PR covers 1st lot of mechanical bulk materials required for the SWGR SS, i
6100K019 | PP12 : SWITCHGEAR - PP12 | SWGR | ROH | GCE4396016P0100 | PLAIN WASSHER 9/33X2.5 | 4 | 4 | 0 | 6100KDP01 | PO-SEP-6812-[60] | PO | 2025-08-31 | Mechanical |  | - | 2025-11-08 | 2025-10-25 | 0 | China Star (Dalian) Industry Co., Ltd. | 6100KDP01 // PP-12 (Mechanical Parts) for 07 Panels with Accessories
6100K019 | PP12 : SWITCHGEAR - PP12 | SWGR | ROH | GCE4539458P0101A | INFORMATION PLATE ( LOCAL ) | 1 | 0 | 1 | PR Required | - | PR |  | LAX |  | - | 2025-11-08 | 2025-10-25 | 0
6100K019 | PP12 : SWITCHGEAR - PP12 | SWGR | ROH | GCE7003570R0116P | DRWOUT DEVICE P210,MTRG.TRUCK (125VDC) | 2 | 0 | 2 | PR Required | - | PR |  | Mechanical |  | - | 2025-11-08 | 2025-10-25 | 0
6100K019 | PP12 : SWITCHGEAR - PP12 | SWGR | ROH | GCE7192037R0100 | INSULATOR SGB 24N A1 POT 24kV 2040742 | 3 | 3 | 0 | 6100K023 | PO-SEP-8389-[1] | PO | 2025-11-30 | C&D |  | - | 2025-11-08 | 2025-10-25 | 36 | Georg Jordan GmbH | 6100K023 – PR for Supply of MV 13.8 kV Switchgear (SWGR) for Halfmoon 115/13.8 kV Substation (SS). This PR covers 1st lot of mechanical bulk materials required for the SWGR SS, i
6100K019 | PP12 : SWITCHGEAR - PP12 | SWGR | ROH | GCE7208368P0100 | DESIGNATION LABEL | 5 | 5 | 0 | 6100KDP01 | PO-SEP-8379-[35] | PO | 2025-10-30 | LAX |  | - | 2025-11-08 | 2025-10-25 | 5 | Azm and Tumooh Trading Establishment | 6100K023 – PR for Supply of MV 13.8 kV Switchgear (SWGR) for Halfmoon 115/13.8 kV Substation (SS). This PR covers 1st lot of mechanical bulk materials required for the SWGR SS, i
6100K019 | PP12 : SWITCHGEAR - PP12 | SWGR | ROH | GCE7208368P0100 | DESIGNATION LABEL | 6 | 6 | 0 | 6100KDP01 | PO-SEP-8379-[35] | PO | 2025-10-30 | Mechanical |  | - | 2025-11-08 | 2025-10-25 | 5 | Azm and Tumooh Trading Establishment | 6100K023 – PR for Supply of MV 13.8 kV Switchgear (SWGR) for Halfmoon 115/13.8 kV Substation (SS). This PR covers 1st lot of mechanical bulk materials required for the SWGR SS, i
6100K019 | PP12 : SWITCHGEAR - PP12 | SWGR | ROH | GCE8002371P0101 | BOLT GUIDE | 2 | 2 | 0 | 6100K023 | PO-SEP-8385-[105] | PO | 2025-09-21 | Mechanical |  | - | 2025-11-08 | 2025-10-25 | 0 | Easy China (Xiamen) Trading Co, Ltd. | To update Promised Delivery Date
6100K019 | PP12 : SWITCHGEAR - PP12 | SWGR | ROH | GCE8011549P0101 | CT-COOLER (HEAT SINK) | 3 | 3 | 0 | 6100KDP01 | PO-SEP-5542-[56] | PO | 2025-08-30 | B |  | - | 2025-11-08 | 2025-10-25 | 0 | Abb Electrical Industriesco | MV Switchgear component ABB Supply
6100K019 | PP12 : SWITCHGEAR - PP12 | SWGR | ROH | GCE8011710P0103 | RIB | 12 | 12 | 0 | 6100KDP01 | PO-SEP-8402-[62] | PO | 2025-11-17 | Outsource |  | - | 2025-11-08 | 2025-10-25 | 23 | First Telecom Industries | 6100K023 – PR for Supply of MV 13.8 kV Switchgear (SWGR) for Halfmoon 115/13.8 kV Substation (SS). This PR covers 1st lot of mechanical bulk materials required for the SWGR SS, i
6100K019 | PP12 : SWITCHGEAR - PP12 | SWGR | ROH | MV-ZB9016765 | resistor(0-820ohms) | 6 | 6 | 0 | 6100K019 | PO-SEP-8376-[1] | PO | 2026-01-30 | LV |  | - | 2025-11-08 | 2025-10-25 | 97 | Grid Solution Middle-East Fze | MV
6100K019 | PP12 : SWITCHGEAR - PP12 | SWGR | ROH | SEP10038 | ‭HUMIDISTAT, 250V AC/01220.0-00/MFR 012‬ | 6 | 6 | 0 | 6100K019 | PO-SEP-8198-[2] | PO | 2025-10-09 | LV |  | - | 2025-11-08 | 2025-10-25 | 0 | STEGO Elektrotechnik GmbH | PP-12 additional components
6100K019 | PP12 : SWITCHGEAR - PP12 | SWGR | ROH | VM 2440 1220-10 | ALUZINC 2440X1220X1.0 MM | 23.735 | 0 | 23.735 | PR Required | - | PR |  | Mechanical |  | - | 2025-11-08 | 2025-10-25 | 0
6100K019 | PP12 : SWITCHGEAR - PP12 | SWGR | ROH | VT-13.8KV-FR | Voltage Transformer (ABB EJF / TJP5H) | 3 | 3 | 0 | 6100KDP01 | PO-SEP-6985-[8] | PO | 2025-10-15 | A |  | - | 2025-11-08 | 2025-10-25 | 0 | Ritz Instrument Transformers GMBH | PP12 BSP SS9087 (CT & VT REQUIREMENTS)
6100K019 | PP12 : SWITCHGEAR - PP12 | SWGR | ROH | SEP40202 | Busbar, Copper, 80 x 10 mm, R=5 | 41.08 | 41.08 | 0 | 6100KDP01 | PO-SEP-8566-[2] | PO | 2025-11-27 | Mechanical | Automated: Replaced 1535 1034-227 by SEP40202. Automated: Replaced 1535 1034-227 by SEP40202. | - | 2025-11-08 | 2025-10-25 | 33 | Innovation Solutions Factory
6100K019 | PP12 : SWITCHGEAR - PP12 | SWGR | ROH | 1YAB5340XIAXXN01 | Relay, Auxiliary, 2 Coils, Self Reset Contacts, Hand Reset Flag, 110-125V, DC, 2NO, 1NC, Coil ¦ RXSF1 RK 271 007-AN | 14 | 11 | 3 | 6100K019 | PO-SEP-8297-[2] | PO | 2025-12-31 | LV | Automated: Replaced 1YAB5340XIAXXN01 by DM0000000058. | - | 2025-11-08 | 2025-10-25 | 67 | Hitachi Energy Ltd | PP-12 RELAY BASE AND COMBIFLEX BOX
6100K019 | PP12 : SWITCHGEAR - PP12 | SWGR | ROH | 1YAB5340XIAXXN01 | Relay, Auxiliary, 2 Coils, Self Reset Contacts, Hand Reset Flag, 110-125V, DC, 2NO, 1NC, Coil ¦ RXSF1 RK 271 007-AN | 3 | 3 | 0 | 6100KDP01 | PO-SEP-8297-[3] | PO | 2025-12-31 | LV | Automated: Replaced 1YAB5340XIAXXN01 by DM0000000058. | - | 2025-11-08 | 2025-10-25 | 67 | Hitachi Energy Ltd | PP-12 RELAY BASE AND COMBIFLEX BOX
6100K019 | PP12 : SWITCHGEAR - PP12 | SWGR | ROH | SEP10163 | 1.5 Red Wire Gauge Tube 1.5mm² | 60 | 60 | 0 | 6100K021 | PO-SEP-8830-[16] | PO | 2025-12-31 | LV | Automated: Replaced AE2000-1865-14 by SEP10163. Automated: Replaced AE2000-1865-14 by SEP10163. | - | 2025-11-08 | 2025-10-25 | 67 | Sana For Electric And Telephone Co | 6100K020 Mahar SS SWGR Electrical components order.
6100K019 | PP12 : SWITCHGEAR - PP12 | SWGR | ROH | SEP40143 | 1250x1.5mm Aluzinc Coil, 150 gsm, Minimum Spangle (Matte Surface) | 9.154 | 9.154 | 0 | free_stock | PO-SEP-6249-[3] | PO | 2025-11-30 | Mechanical | Automated: Replaced VM 2440 1220-15 by SEP40143. Automated: Replaced VM 2440 1220-15 by SEP40143. | - | 2025-11-08 | 2025-10-25 | 36 | Ningbo Atlas Steel Trading Company Limited | 1250x2.8mm G. I. Coil, 275 gsm, Zero Spangle (Matte Surface) | 5390 | 06-10-2025
6100K019 | PP12 : SWITCHGEAR - PP12 | SWGR | ROH | SEP40123 | Coil, Aluzinc, Minimum spangle, 1220 x 2 mm, 150 gsm | 3565.442 | 3565.442 | 0 | free_stock | PO-SEP-8732-[1] | PO | 2025-11-30 | Mechanical | Automated: Replaced VM 2440 1220-20 by SEP40123. Automated: Replaced VM 2440 1220-20 by SEP40123. | - | 2025-11-08 | 2025-10-25 | 36 | Ningbo Atlas Steel Trading Company Limited | Coil, Aluzinc, Minimum spangle, 1220 x 2 mm, 150 gsm Received from Local
6100K019 | PP12 : SWITCHGEAR - PP12 | SWGR | ROH | SEP40146 | 1500x2.0mm Aluzinc Coil, 150 gsm, Minimum Spangle (Matte Surface) | 117.75 | 117.75 | 0 | free_stock | PO-SEP-5866-[3] | PO | 2025-10-30 | Mechanical | Automated: Replaced VM 2500 1500-20 by SEP40146. Automated: Replaced VM 2500 1500-20 by SEP40146. | - | 2025-11-08 | 2025-10-25 | 5 | Ningbo Atlas Steel Trading Company Limited | 1250x1.0mm Aluzinc Coil, 150 gsm, Minimum Spangle (Matte Surface) | 24720 | 07-07-2025 | 07-07-2025 |  |  | PO-5866/YYD2025100
4500592686-[50] | 908333011 : RECLOSER:CIRCUIT,33 KV,3 P,60 HZ,170 KV | OVR | ROH | 2REA051558A0003 | Single Pole Mounting Brackets for Auto Recloser (OVR 13.8kV & 33kV) | 26 | 26 | 0 | 6100K006 | PO-SEP-5958-[6] | PO | 2025-12-31 | Bracket |  | DW01-Dawadmi Warehouse | 2025-11-16 | 2025-11-02 | 59 | AL RAZIQIYAH COMPANY FOR METAL INDUSTRIES | LBS & OVR + brackets | 25 | 17-07-2025
4500592686-[50] | 908333011 : RECLOSER:CIRCUIT,33 KV,3 P,60 HZ,170 KV | OVR | ROH | 5XECD.086.093.1 | Single Pole Mounting Brackets for CPT for LBS/Sectionalizer/Auto Recloser (SECTOS / OVR 13.8kV & 33kV) | 60 | 60 | 0 | 6100K012B | PO-SEP-5881-[30] | PO | 2025-12-31 | Bracket |  | DW01-Dawadmi Warehouse | 2025-11-16 | 2025-11-02 | 59 | China Star (Dalian) Industry Co., Ltd. | LBS & OVR + Brackets
4500592686-[50] | 908333011 : RECLOSER:CIRCUIT,33 KV,3 P,60 HZ,170 KV | OVR | ROH | CSB25A9PS2E- B L/U | 2 POSITION, LATCHING, SELECTOR SWITCH, 90DEGREES, 2 CONTACTS EACH, PAD LOCKABLE IN EACH POS (LOCK/UNLOCK) CSB25A9PS2E- B L/U | 60 | 0 | 60 | PR Required | - | PR |  | LV |  | DW01-Dawadmi Warehouse | 2025-11-16 | 2025-11-02 | 0
4500592686-[50] | 908333011 : RECLOSER:CIRCUIT,33 KV,3 P,60 HZ,170 KV | OVR | ROH | MV-OVR38-0001 | Smart Outdoor RECLOSER: CIRCUIT,33kV,3P,60Hz,170kV SEC MV-OHL-Recloser (ABB OVR38kV) SEC Item # 908333007 for 200KV & 908333011 for 170kV HV Unit & 10 Meter Control cable for recloser with 3 Voltage Sensors: 33kV,3P,50/60 Hz, 170kV Recloser, Circuit: Nominal Voltage: 33kV, Phase: 3; Ferquency: 50/60Hz;Bil Rating: 170KVp | 60 | 57 | 3 | 6100K011A | PO-SEP-6043-[3] | PO | 2025-10-15 | Gas Tank |  | DW01-Dawadmi Warehouse | 2025-11-16 | 2025-11-02 | 0 | Abb Electrical Industriesco | LBS & OVR
4500592686-[50] | 908333011 : RECLOSER:CIRCUIT,33 KV,3 P,60 HZ,170 KV | OVR | ROH | MV-OVR38-0001 | Smart Outdoor RECLOSER: CIRCUIT,33kV,3P,60Hz,170kV SEC MV-OHL-Recloser (ABB OVR38kV) SEC Item # 908333007 for 200KV & 908333011 for 170kV HV Unit & 10 Meter Control cable for recloser with 3 Voltage Sensors: 33kV,3P,50/60 Hz, 170kV Recloser, Circuit: Nominal Voltage: 33kV, Phase: 3; Ferquency: 50/60Hz;Bil Rating: 170KVp | 3 | 3 | 0 | 6100K012A | PO-SEP-6043-[5] | PO | 2025-10-15 | Gas Tank |  | DW01-Dawadmi Warehouse | 2025-11-16 | 2025-11-02 | 0 | Abb Electrical Industriesco | LBS & OVR | 1 | 12-08-2025 | 12-08-2025 |  |  | 6043-1
4500592686-[50] | 908333011 : RECLOSER:CIRCUIT,33 KV,3 P,60 HZ,170 KV | OVR | ROH | PXC-0311171 | FB 10- RTK/S - Screw bridge, pitch: 8.2 mm, number of positions: 10, color: silver | 15 | 0 | 15 | PR Required | - | PR |  | LV |  | DW01-Dawadmi Warehouse | 2025-11-16 | 2025-11-02 | 0
4500592686-[50] | 908333011 : RECLOSER:CIRCUIT,33 KV,3 P,60 HZ,170 KV | OVR | ROH | PXC-3022218 | CLIPFIX 35 - End bracket, Quick mounting end clamp for NS 35/7,5 DIN rail or NS 35/15 DIN rail, with marking option, width: 9.5 mm, color: gray | 65 | 20 | 45 | 6100K012A | PO-SEP-6163-[54] | PO | 2025-11-30 | LV |  | DW01-Dawadmi Warehouse | 2025-11-16 | 2025-11-02 | 28 | Phoenix Contact Middle East Fzllc | PHOENIX ITEMS FOR MV PROJECT-OVER/LBS & SECTIONALIZER
4500592686-[50] | 908333011 : RECLOSER:CIRCUIT,33 KV,3 P,60 HZ,170 KV | OVR | ROH | PXC-3022218 | CLIPFIX 35 - End bracket, Quick mounting end clamp for NS 35/7,5 DIN rail or NS 35/15 DIN rail, with marking option, width: 9.5 mm, color: gray | 45 | 0 | 45 | PR Required | - | PR |  | LV |  | DW01-Dawadmi Warehouse | 2025-11-16 | 2025-11-02 | 0
4500592686-[50] | 908333011 : RECLOSER:CIRCUIT,33 KV,3 P,60 HZ,170 KV | OVR | ROH | PXC-3059809 | D-TB 4/10 - Cover, depth: 35.9 mm, width: 1.8 mm, height: 42.5 mm, color: dark gray | 600 | 0 | 600 | PR Required | - | PR |  | LV |  | DW01-Dawadmi Warehouse | 2025-11-16 | 2025-11-02 | 0
4500592686-[50] | 908333011 : RECLOSER:CIRCUIT,33 KV,3 P,60 HZ,170 KV | OVR | ROH | RMU000000234 | Limit Switch ¦ YBLX-ME/8112 | 60 | 60 | 0 | 6100K006 | PO-SEP-7830-[1] | PO | 2025-10-30 | LV |  | DW01-Dawadmi Warehouse | 2025-11-16 | 2025-11-02 | 0 | CHINT ELECTRIC SAUDI ARABIA CO LTD | OVR // K006/K011A/K012A (DOOR LIMIT SWITCHES)
4500592686-[50] | 908333011 : RECLOSER:CIRCUIT,33 KV,3 P,60 HZ,170 KV | OVR | ROH | SEP10160 | TRAFFOLYTE, BLACK/WHITE/WHITE - BLACK/TRAFFOLYTE | 30 | 0 | 30 | PR Required | - | PR |  | LV |  | DW01-Dawadmi Warehouse | 2025-11-16 | 2025-11-02 | 0
4500592686-[50] | 908333011 : RECLOSER:CIRCUIT,33 KV,3 P,60 HZ,170 KV | OVR | ROH | SEP10164 | ‭FERRULE INK RIBBON CASSETTE/RC03B-BLACK/FERRULE‬ | 60 | 0 | 60 | PR Required | - | PR |  | LV |  | DW01-Dawadmi Warehouse | 2025-11-16 | 2025-11-02 | 0
4500592686-[50] | 908333011 : RECLOSER:CIRCUIT,33 KV,3 P,60 HZ,170 KV | OVR | ROH | SEP11131 | Cable, Control, 1 CORE CU/PVC, 1.0 Sq.mm, Black, 105°, 600/1000V , 1 x 91.4 m | 30 | 30 | 0 | 6100K008 | PO-SEP-8622-[34] | PO | 2026-12-30 | LV |  | DW01-Dawadmi Warehouse | 2025-11-16 | 2025-11-02 | 423 | Al-Fanar Company Limited | Cable Items - KDP01 & K023
4500592686-[50] | 908333011 : RECLOSER:CIRCUIT,33 KV,3 P,60 HZ,170 KV | OVR | ROH | SEP11138 | Cable, Control, 1 CORE CU/PVC, 1.5 Sq.mm, Black, 105°, 600/1000V , 1 x 91.4 m | 120 | 120 | 0 | 6100K011B | PO-SEP-7860-[33] | PO | 2025-10-30 | LV |  | DW01-Dawadmi Warehouse | 2025-11-16 | 2025-11-02 | 0 | Al-Fanar Company Limited | MV- BULK LBS/OVR (Cables and Lugs)
4500592686-[50] | 908333011 : RECLOSER:CIRCUIT,33 KV,3 P,60 HZ,170 KV | OVR | ROH | SEP11151 | Cable, Control, 1 CORE CU/PVC, 2.5 Sq.mm Yellow/Green, 105°, 600/1000V , 1 x 91.4 m | 9.4 | 9.4 | 0 | 6100KDP02 | PO-SEP-7781-[1] | PO | 2025-10-10 | LV |  | DW01-Dawadmi Warehouse | 2025-11-16 | 2025-11-02 | 0 | Al-Fanar Company Limited | MV -BULK MATERIAL
4500592686-[50] | 908333011 : RECLOSER:CIRCUIT,33 KV,3 P,60 HZ,170 KV | OVR | ROH | SEP12013 | Lugs, Terminal Fork, 1.5 Sq.mm ¦ S1-4A ¦ Jeesoon | 2400 | 2400 | 0 | 6100K006 | PO-SEP-7847-[8] | PO | 2025-11-20 | LV |  | DW01-Dawadmi Warehouse | 2025-11-16 | 2025-11-02 | 18 | Jeesoon Terminals Co., Ltd. | LBS/OVR (Cables and Lugs)
4500592686-[50] | 908333011 : RECLOSER:CIRCUIT,33 KV,3 P,60 HZ,170 KV | OVR | ROH | SEP12045 | Lugs, Terminal PIN, 1.5 Sq.mm ¦ PT1-12A ¦ Jeesoon | 15600 | 15600 | 0 | 6100K011B | PO-SEP-7847-[33] | PO | 2025-11-20 | LV |  | DW01-Dawadmi Warehouse | 2025-11-16 | 2025-11-02 | 18 | Jeesoon Terminals Co., Ltd. | LBS/OVR (Cables and Lugs)
4500592686-[50] | 908333011 : RECLOSER:CIRCUIT,33 KV,3 P,60 HZ,170 KV | OVR | ROH | SEP12070 | Lugs, Terminal PIN, 2.5 Sq.mm ¦ PT2-12A ¦ Jeesoon | 3000 | 3000 | 0 | 6100K007 | PO-SEP-7847-[18] | PO | 2025-11-20 | LV |  | DW01-Dawadmi Warehouse | 2025-11-16 | 2025-11-02 | 18 | Jeesoon Terminals Co., Ltd. | LBS/OVR (Cables and Lugs)
4500592686-[50] | 908333011 : RECLOSER:CIRCUIT,33 KV,3 P,60 HZ,170 KV | OVR | ROH | SEP12082 | Lugs, Terminal Ring, 2.5 Sq.mm ¦ R2-4SA ¦ Jeesoon | 600 | 600 | 0 | free_stock | PO-SEP-7631-[10] | PO | 2025-09-20 | LV |  | DW01-Dawadmi Warehouse | 2025-11-16 | 2025-11-02 | 0 | Jeesoon Terminals Co., Ltd. | LV-BULK MATERIAL-JEESOON LUGS
4500592686-[50] | 908333011 : RECLOSER:CIRCUIT,33 KV,3 P,60 HZ,170 KV | OVR | ROH | SEP30736 | Bolt M5x70 | 240 | 240 | 0 | 6100K006 | PO-SEP-7994-[1] | PO | 2025-08-21 | LV |  | DW01-Dawadmi Warehouse | 2025-11-16 | 2025-11-02 | 0 | Raja Procuremnet Local Purchases | Outdoor Apparatus (OVR & LBS)
4500592686-[50] | 908333011 : RECLOSER:CIRCUIT,33 KV,3 P,60 HZ,170 KV | OVR | ROH | XF9J | MCB Alarm Auxiliary Contact 1N/O+1N/C | 60 | 0 | 60 | PR Required | - | PR |  | LV |  | DW01-Dawadmi Warehouse | 2025-11-16 | 2025-11-02 | 0
4500592686-[50] | 908333011 : RECLOSER:CIRCUIT,33 KV,3 P,60 HZ,170 KV | OVR | ROH | SEP10163 | 1.5 Red Wire Gauge Tube 1.5mm² | 600 | 510 | 90 | 6100K025 | PO-SEP-8830-[22] | PO | 2025-12-31 | LV | Automated: Replaced AE2000-1865-14 by SEP10163. Automated: Replaced AE2000-1865-14 by SEP10163. | DW01-Dawadmi Warehouse | 2025-11-16 | 2025-11-02 | 59 | Sana For Electric And Telephone Co | 6100K020 Mahar SS SWGR Electrical components order.
4500592686-[50] | 908333011 : RECLOSER:CIRCUIT,33 KV,3 P,60 HZ,170 KV | OVR | ROH | SEP10163 | 1.5 Red Wire Gauge Tube 1.5mm² | 90 | 90 | 0 | 6100K020 | PO-SEP-8830-[4] | PO | 2025-12-31 | LV | Automated: Replaced AE2000-1865-14 by SEP10163. Automated: Replaced AE2000-1865-14 by SEP10163. | DW01-Dawadmi Warehouse | 2025-11-16 | 2025-11-02 | 59 | Sana For Electric And Telephone Co | 6100K020 Mahar SS SWGR Electrical components order.
4500592686-[50] | 908333011 : RECLOSER:CIRCUIT,33 KV,3 P,60 HZ,170 KV | OVR | ROH | SEP10526 | Spiral Wrapping Band, 8 mm ¦ KS-8 | 60 | 0 | 60 | PR Required | - | PR |  | LV | Automated: Replaced DF240612006 by SEP10526. Automated: Replaced DF240612006 by SEP10526. | DW01-Dawadmi Warehouse | 2025-11-16 | 2025-11-02 | 0
4500592686-[50] | 908333011 : RECLOSER:CIRCUIT,33 KV,3 P,60 HZ,170 KV | OVR | ROH | SEP10650 | WHITE TUBE, INNER DIA. 4.0MM (2.5 WIRE) | 600 | 6 | 594 | 6100K012B | PO-SEP-6164-[3] | PO | 2025-11-15 | LV | Automated: Replaced MV2000-1865-01-W by SEP10650. Automated: Replaced MV2000-1865-01-W by SEP10650. | DW01-Dawadmi Warehouse | 2025-11-16 | 2025-11-02 | 13 | Sana For Electric And Telephone Co
4500592686-[50] | 908333011 : RECLOSER:CIRCUIT,33 KV,3 P,60 HZ,170 KV | OVR | ROH | SEP10650 | WHITE TUBE, INNER DIA. 4.0MM (2.5 WIRE) | 594 | 6 | 588 | 6100K011B | PO-SEP-6164-[4] | PO | 2025-11-15 | LV | Automated: Replaced MV2000-1865-01-W by SEP10650. Automated: Replaced MV2000-1865-01-W by SEP10650. | DW01-Dawadmi Warehouse | 2025-11-16 | 2025-11-02 | 13 | Sana For Electric And Telephone Co
4500592686-[50] | 908333011 : RECLOSER:CIRCUIT,33 KV,3 P,60 HZ,170 KV | OVR | ROH | SEP10650 | WHITE TUBE, INNER DIA. 4.0MM (2.5 WIRE) | 588 | 4 | 584 | 6100K012A | PO-SEP-6164-[5] | PO | 2025-11-15 | LV | Automated: Replaced MV2000-1865-01-W by SEP10650. Automated: Replaced MV2000-1865-01-W by SEP10650. | DW01-Dawadmi Warehouse | 2025-11-16 | 2025-11-02 | 13 | Sana For Electric And Telephone Co |  | 2 | 25-05-2025
4500592686-[50] | 908333011 : RECLOSER:CIRCUIT,33 KV,3 P,60 HZ,170 KV | OVR | ROH | SEP10650 | WHITE TUBE, INNER DIA. 4.0MM (2.5 WIRE) | 584 | 584 | 0 | 6100K021 | PO-SEP-8830-[18] | PO | 2025-12-31 | LV | Automated: Replaced MV2000-1865-01-W by SEP10650. Automated: Replaced MV2000-1865-01-W by SEP10650. | DW01-Dawadmi Warehouse | 2025-11-16 | 2025-11-02 | 59 | Sana For Electric And Telephone Co | 6100K020 Mahar SS SWGR Electrical components order.
4500592686-[50] | 908333011 : RECLOSER:CIRCUIT,33 KV,3 P,60 HZ,170 KV | OVR | ROH | XF9J | MCB Alarm Auxiliary Contact 1N/O+1N/C | 180 | 0 | 180 | PR Required | - | PR |  | LV | Automated: Replaced XF9 by XF9J. Automated: Replaced XF9 by XF9J. | DW01-Dawadmi Warehouse | 2025-11-16 | 2025-11-02 | 0
4500592686-[60] | 908305009 : SWITCH,DISC,OVRHD,ABS,60HZ FREQ,200KV | LBS | ROH | 1YHT480008P0311 | Empty LV Box for LBS & Sectionalizer (SECTOS 13.8kV & 33kV) with bracket for single pole | 449 | 118 | 331 | 6100K012B | PO-SEP-5881-[26] | PO | 2025-12-31 | LV |  | RY01-Riyadh Central Warehouse | 2025-11-30 | 2025-11-16 | 45 | China Star (Dalian) Industry Co., Ltd. | LBS & OVR + Brackets
4500592686-[60] | 908305009 : SWITCH,DISC,OVRHD,ABS,60HZ FREQ,200KV | LBS | ROH | 1YHT480008P0311 | Empty LV Box for LBS & Sectionalizer (SECTOS 13.8kV & 33kV) with bracket for single pole | 331 | 92 | 239 | 6100K012B | PO-SEP-5881-[29] | PO | 2025-12-31 | LV |  | RY01-Riyadh Central Warehouse | 2025-11-30 | 2025-11-16 | 45 | China Star (Dalian) Industry Co., Ltd. | LBS & OVR + Brackets | 300 | 13-10-2025
4500592686-[60] | 908305009 : SWITCH,DISC,OVRHD,ABS,60HZ FREQ,200KV | LBS | ROH | 1YHT480008P0311 | Empty LV Box for LBS & Sectionalizer (SECTOS 13.8kV & 33kV) with bracket for single pole | 239 | 77 | 162 | 6100K012B | PO-SEP-5881-[19] | PO | 2025-12-31 | LV |  | RY01-Riyadh Central Warehouse | 2025-11-30 | 2025-11-16 | 45 | China Star (Dalian) Industry Co., Ltd. | LBS & OVR + Brackets | 26 | 09-07-2025 | 09-07-2025 |  |  | 5881-1stlot
4500592686-[60] | 908305009 : SWITCH,DISC,OVRHD,ABS,60HZ FREQ,200KV | LBS | ROH | 1YHT480008P0311 | Empty LV Box for LBS & Sectionalizer (SECTOS 13.8kV & 33kV) with bracket for single pole | 162 | 10 | 152 | 6100K012B | PO-SEP-5881-[16] | PO | 2025-12-31 | LV |  | RY01-Riyadh Central Warehouse | 2025-11-30 | 2025-11-16 | 45 | China Star (Dalian) Industry Co., Ltd. | LBS & OVR + Brackets | 108 | 09-07-2025 | 09-07-2025 |  |  | 5881-2ndlot
4500592686-[60] | 908305009 : SWITCH,DISC,OVRHD,ABS,60HZ FREQ,200KV | LBS | ROH | 1YHT480008P0311 | Empty LV Box for LBS & Sectionalizer (SECTOS 13.8kV & 33kV) with bracket for single pole | 152 | 2 | 150 | 6100K006 | PO-SEP-5881-[13] | PO | 2025-12-31 | LV |  | RY01-Riyadh Central Warehouse | 2025-11-30 | 2025-11-16 | 45 | China Star (Dalian) Industry Co., Ltd. | LBS & OVR + Brackets | 300 | 20-07-2025 | 20-07-2025 |  |  | 5881-3rdlot
4500592686-[60] | 908305009 : SWITCH,DISC,OVRHD,ABS,60HZ FREQ,200KV | LBS | ROH | 1YHT480008P0311 | Empty LV Box for LBS & Sectionalizer (SECTOS 13.8kV & 33kV) with bracket for single pole | 150 | 150 | 0 | 6100K017 | PO-SEP-6466-[4] | PO | 2026-03-31 | LV |  | RY01-Riyadh Central Warehouse | 2025-11-30 | 2025-11-16 | 135 | AL RAZIQIYAH COMPANY FOR METAL INDUSTRIES | LBS & OVR + brackets
4500592686-[60] | 908305009 : SWITCH,DISC,OVRHD,ABS,60HZ FREQ,200KV | LBS | ROH | 5XECD.086.051 | Single Pole Mounting Brackets for LBS & Sectionalizer GT(SECTOS 13.8kV & 33kV) | 449 | 118 | 331 | 6100K012B | PO-SEP-5881-[25] | PO | 2025-12-31 | Bracket |  | RY01-Riyadh Central Warehouse | 2025-11-30 | 2025-11-16 | 45 | China Star (Dalian) Industry Co., Ltd. | LBS & OVR + Brackets
4500592686-[60] | 908305009 : SWITCH,DISC,OVRHD,ABS,60HZ FREQ,200KV | LBS | ROH | 5XECD.086.051 | Single Pole Mounting Brackets for LBS & Sectionalizer GT(SECTOS 13.8kV & 33kV) | 331 | 107 | 224 | 6100K012B | PO-SEP-5881-[15] | PO | 2025-12-31 | Bracket |  | RY01-Riyadh Central Warehouse | 2025-11-30 | 2025-11-16 | 45 | China Star (Dalian) Industry Co., Ltd. | LBS & OVR + Brackets
4500592686-[60] | 908305009 : SWITCH,DISC,OVRHD,ABS,60HZ FREQ,200KV | LBS | ROH | 5XECD.086.051 | Single Pole Mounting Brackets for LBS & Sectionalizer GT(SECTOS 13.8kV & 33kV) | 224 | 27 | 197 | 6100K006 | PO-SEP-5958-[1] | PO | 2025-12-31 | Bracket |  | RY01-Riyadh Central Warehouse | 2025-11-30 | 2025-11-16 | 45 | AL RAZIQIYAH COMPANY FOR METAL INDUSTRIES | LBS & OVR + brackets | 45 | 04-07-2025
4500592686-[60] | 908305009 : SWITCH,DISC,OVRHD,ABS,60HZ FREQ,200KV | LBS | ROH | 5XECD.086.051 | Single Pole Mounting Brackets for LBS & Sectionalizer GT(SECTOS 13.8kV & 33kV) | 197 | 19 | 178 | 6100K006 | PO-SEP-5958-[2] | PO | 2025-12-31 | Bracket |  | RY01-Riyadh Central Warehouse | 2025-11-30 | 2025-11-16 | 45 | AL RAZIQIYAH COMPANY FOR METAL INDUSTRIES | LBS & OVR + brackets
4500592686-[60] | 908305009 : SWITCH,DISC,OVRHD,ABS,60HZ FREQ,200KV | LBS | ROH | 5XECD.086.051 | Single Pole Mounting Brackets for LBS & Sectionalizer GT(SECTOS 13.8kV & 33kV) | 178 | 10 | 168 | 6100K006 | PO-SEP-5881-[1] | PO | 2025-12-31 | Bracket |  | RY01-Riyadh Central Warehouse | 2025-11-30 | 2025-11-16 | 45 | China Star (Dalian) Industry Co., Ltd. | LBS & OVR + Brackets
4500592686-[60] | 908305009 : SWITCH,DISC,OVRHD,ABS,60HZ FREQ,200KV | LBS | ROH | 5XECD.086.051 | Single Pole Mounting Brackets for LBS & Sectionalizer GT(SECTOS 13.8kV & 33kV) | 168 | 2 | 166 | 6100K006 | PO-SEP-5881-[5] | PO | 2025-12-31 | Bracket |  | RY01-Riyadh Central Warehouse | 2025-11-30 | 2025-11-16 | 45 | China Star (Dalian) Industry Co., Ltd. | LBS & OVR + Brackets | 300 | 20-07-2025 | 20-07-2025 |  |  | 5881-3rdlot
4500592686-[60] | 908305009 : SWITCH,DISC,OVRHD,ABS,60HZ FREQ,200KV | LBS | ROH | 5XECD.086.051 | Single Pole Mounting Brackets for LBS & Sectionalizer GT(SECTOS 13.8kV & 33kV) | 166 | 166 | 0 | 6100K017 | PO-SEP-6466-[5] | PO | 2026-03-31 | Bracket |  | RY01-Riyadh Central Warehouse | 2025-11-30 | 2025-11-16 | 135 | AL RAZIQIYAH COMPANY FOR METAL INDUSTRIES | LBS & OVR + brackets
4500592686-[60] | 908305009 : SWITCH,DISC,OVRHD,ABS,60HZ FREQ,200KV | LBS | ROH | 5XECD.086.093.1 | Single Pole Mounting Brackets for CPT for LBS/Sectionalizer/Auto Recloser (SECTOS / OVR 13.8kV & 33kV) | 449 | 118 | 331 | 6100K012B | PO-SEP-5881-[17] | PO | 2025-12-31 | Bracket |  | RY01-Riyadh Central Warehouse | 2025-11-30 | 2025-11-16 | 45 | China Star (Dalian) Industry Co., Ltd. | LBS & OVR + Brackets
4500592686-[60] | 908305009 : SWITCH,DISC,OVRHD,ABS,60HZ FREQ,200KV | LBS | ROH | 5XECD.086.093.1 | Single Pole Mounting Brackets for CPT for LBS/Sectionalizer/Auto Recloser (SECTOS / OVR 13.8kV & 33kV) | 331 | 116 | 215 | 6100K006 | PO-SEP-5881-[7] | PO | 2025-12-31 | Bracket |  | RY01-Riyadh Central Warehouse | 2025-11-30 | 2025-11-16 | 45 | China Star (Dalian) Industry Co., Ltd. | LBS & OVR + Brackets | 200 | 20-07-2025 | 20-07-2025 |  |  | 5881-3rdlot
4500592686-[60] | 908305009 : SWITCH,DISC,OVRHD,ABS,60HZ FREQ,200KV | LBS | ROH | 5XECD.086.093.1 | Single Pole Mounting Brackets for CPT for LBS/Sectionalizer/Auto Recloser (SECTOS / OVR 13.8kV & 33kV) | 215 | 103 | 112 | 6100K012B | PO-SEP-5881-[37] | PO | 2025-12-31 | Bracket |  | RY01-Riyadh Central Warehouse | 2025-11-30 | 2025-11-16 | 45 | China Star (Dalian) Industry Co., Ltd. | LBS & OVR + Brackets
4500592686-[60] | 908305009 : SWITCH,DISC,OVRHD,ABS,60HZ FREQ,200KV | LBS | ROH | 5XECD.086.093.1 | Single Pole Mounting Brackets for CPT for LBS/Sectionalizer/Auto Recloser (SECTOS / OVR 13.8kV & 33kV) | 112 | 82 | 30 | 6100K012B | PO-SEP-5881-[30] | PO | 2025-12-31 | Bracket |  | RY01-Riyadh Central Warehouse | 2025-11-30 | 2025-11-16 | 45 | China Star (Dalian) Industry Co., Ltd. | LBS & OVR + Brackets
4500592686-[60] | 908305009 : SWITCH,DISC,OVRHD,ABS,60HZ FREQ,200KV | LBS | ROH | 5XECD.086.093.1 | Single Pole Mounting Brackets for CPT for LBS/Sectionalizer/Auto Recloser (SECTOS / OVR 13.8kV & 33kV) | 30 | 30 | 0 | 6100K006 | PO-SEP-5881-[4] | PO | 2025-12-31 | Bracket |  | RY01-Riyadh Central Warehouse | 2025-11-30 | 2025-11-16 | 45 | China Star (Dalian) Industry Co., Ltd. | LBS & OVR + Brackets
4500592686-[60] | 908305009 : SWITCH,DISC,OVRHD,ABS,60HZ FREQ,200KV | LBS | ROH | CSB25A9PS2E- B L/R | 2 POSITION, LATCHING, SELECTOR SWITCH, 90DEGREES, 2 CONTACTS EACH, PAD LOCKABLE IN EACH POS (LOCAL/REMOTE) CSB25A9PS2E- B L/R | 387 | 275 | 112 | 6100K012B | PO-SEP-7065-[22] | PO | 2025-09-30 | LV |  | RY01-Riyadh Central Warehouse | 2025-11-30 | 2025-11-16 | 0 | SHIRKE ELECTRO PRIVATE LIMITED | Outdoor units (LBS/SEC/RMU) Selector switches 6100K006/6100K007/6100K008/6100K010/6100K011A/ | 64 | 17-10-2025 | 17-10-2025 |  |  | 7065-3rdlot
4500592686-[60] | 908305009 : SWITCH,DISC,OVRHD,ABS,60HZ FREQ,200KV | LBS | ROH | CSB25A9PS2E- B L/R | 2 POSITION, LATCHING, SELECTOR SWITCH, 90DEGREES, 2 CONTACTS EACH, PAD LOCKABLE IN EACH POS (LOCAL/REMOTE) CSB25A9PS2E- B L/R | 112 | 15 | 97 | 6100K012A | PO-SEP-7065-[34] | PO | 2025-09-30 | LV |  | RY01-Riyadh Central Warehouse | 2025-11-30 | 2025-11-16 | 0 | SHIRKE ELECTRO PRIVATE LIMITED | Outdoor units (LBS/SEC/RMU) Selector switches 6100K006/6100K007/6100K008/6100K010/6100K011A/
4500592686-[60] | 908305009 : SWITCH,DISC,OVRHD,ABS,60HZ FREQ,200KV | LBS | ROH | CSB25A9PS2E- B L/R | 2 POSITION, LATCHING, SELECTOR SWITCH, 90DEGREES, 2 CONTACTS EACH, PAD LOCKABLE IN EACH POS (LOCAL/REMOTE) CSB25A9PS2E- B L/R | 97 | 97 | 0 | 6100K011A | PO-SEP-7065-[31] | PO | 2025-12-31 | LV |  | RY01-Riyadh Central Warehouse | 2025-11-30 | 2025-11-16 | 45 | SHIRKE ELECTRO PRIVATE LIMITED | Outdoor units (LBS/SEC/RMU) Selector switches 6100K006/6100K007/6100K008/6100K010/6100K011A/
4500592686-[60] | 908305009 : SWITCH,DISC,OVRHD,ABS,60HZ FREQ,200KV | LBS | ROH | CSB25A9PS2E- B OH/S | 2 POSITION, LATCHING, SELECTOR SWITCH, 90DEGREES, 2 CONTACTS EACH, PAD LOCKABLE IN EACH POS (OH-LBS/SECTIONALIZER) CSB25A9PS2E- B OH/S | 449 | 174 | 275 | 6100K012B | PO-SEP-7065-[24] | PO | 2025-09-30 | LV |  | RY01-Riyadh Central Warehouse | 2025-11-30 | 2025-11-16 | 0 | SHIRKE ELECTRO PRIVATE LIMITED | Outdoor units (LBS/SEC/RMU) Selector switches 6100K006/6100K007/6100K008/6100K010/6100K011A/ | 64 | 17-10-2025 | 17-10-2025 |  |  | 7065-3rdlot
4500592686-[60] | 908305009 : SWITCH,DISC,OVRHD,ABS,60HZ FREQ,200KV | LBS | ROH | CSB25A9PS2E- B OH/S | 2 POSITION, LATCHING, SELECTOR SWITCH, 90DEGREES, 2 CONTACTS EACH, PAD LOCKABLE IN EACH POS (OH-LBS/SECTIONALIZER) CSB25A9PS2E- B OH/S | 275 | 10 | 265 | 6100K010 | PO-SEP-7065-[18] | PO | 2025-09-30 | LV |  | RY01-Riyadh Central Warehouse | 2025-11-30 | 2025-11-16 | 0 | SHIRKE ELECTRO PRIVATE LIMITED | Outdoor units (LBS/SEC/RMU) Selector switches 6100K006/6100K007/6100K008/6100K010/6100K011A/
4500592686-[60] | 908305009 : SWITCH,DISC,OVRHD,ABS,60HZ FREQ,200KV | LBS | ROH | CSB25A9PS2E- B OH/S | 2 POSITION, LATCHING, SELECTOR SWITCH, 90DEGREES, 2 CONTACTS EACH, PAD LOCKABLE IN EACH POS (OH-LBS/SECTIONALIZER) CSB25A9PS2E- B OH/S | 265 | 249 | 16 | 6100K011B | PO-SEP-7065-[21] | PO | 2025-12-31 | LV |  | RY01-Riyadh Central Warehouse | 2025-11-30 | 2025-11-16 | 45 | SHIRKE ELECTRO PRIVATE LIMITED | Outdoor units (LBS/SEC/RMU) Selector switches 6100K006/6100K007/6100K008/6100K010/6100K011A/ | 200 | 24-06-2025 | 24-06-2025 |  |  | 7065-1
4500592686-[60] | 908305009 : SWITCH,DISC,OVRHD,ABS,60HZ FREQ,200KV | LBS | ROH | CSB25A9PS2E- B OH/S | 2 POSITION, LATCHING, SELECTOR SWITCH, 90DEGREES, 2 CONTACTS EACH, PAD LOCKABLE IN EACH POS (OH-LBS/SECTIONALIZER) CSB25A9PS2E- B OH/S | 16 | 16 | 0 | 6100K017 | PO-SEP-7065-[27] | PO | 2025-12-31 | LV |  | RY01-Riyadh Central Warehouse | 2025-11-30 | 2025-11-16 | 45 | SHIRKE ELECTRO PRIVATE LIMITED | Outdoor units (LBS/SEC/RMU) Selector switches 6100K006/6100K007/6100K008/6100K010/6100K011A/ | 292 | 30-07-2025
4500592686-[60] | 908305009 : SWITCH,DISC,OVRHD,ABS,60HZ FREQ,200KV | LBS | ROH | CSB25A9PS2E- B L/U | 2 POSITION, LATCHING, SELECTOR SWITCH, 90DEGREES, 2 CONTACTS EACH, PAD LOCKABLE IN EACH POS (LOCK/UNLOCK) CSB25A9PS2E- B L/U | 449 | 0 | 449 | PR Required | - | PR |  | LV |  | RY01-Riyadh Central Warehouse | 2025-11-30 | 2025-11-16 | 0
4500592686-[60] | 908305009 : SWITCH,DISC,OVRHD,ABS,60HZ FREQ,200KV | LBS | ROH | NXA36CK630AM4-1 | Smart Outdoor LBS or Sectionalizer, 33kV,3P,400A,60Hz,200kV Bil,PM,SF6,1178MM MV-LBS& Sectionalizer SEC Item # 908334004 & SWITCH, DISC,LBS,SF6, LBS, 33kV 60Hz, 200kV BIL SEC Item #908305009 & 908305010 NXA36CK630AM4/Manual-Lock/Gauge/3CT/terminal-Cap-G/SA-Bracket/Painting/Counter | 353 | 5 | 348 | 6100K012B | PO-SEP-6083-[1] | PO | 2025-11-15 | Gas Tank |  | RY01-Riyadh Central Warehouse | 2025-11-30 | 2025-11-16 | 0 | Abb Electrical Industriesco | 6100K012B // Outdoor Apparatus OVR (ABB Material) TABUK | 31 | 04-09-2025 | 04-09-2025 |  |  | 6083-3
4500592686-[60] | 908305009 : SWITCH,DISC,OVRHD,ABS,60HZ FREQ,200KV | LBS | ROH | NXA36CK630AM4-1 | Smart Outdoor LBS or Sectionalizer, 33kV,3P,400A,60Hz,200kV Bil,PM,SF6,1178MM MV-LBS& Sectionalizer SEC Item # 908334004 & SWITCH, DISC,LBS,SF6, LBS, 33kV 60Hz, 200kV BIL SEC Item #908305009 & 908305010 NXA36CK630AM4/Manual-Lock/Gauge/3CT/terminal-Cap-G/SA-Bracket/Painting/Counter | 348 | 118 | 230 | 6100K012B | PO-SEP-6132-[2] | PO | 2025-11-16 | Gas Tank |  | RY01-Riyadh Central Warehouse | 2025-11-30 | 2025-11-16 | 0 | Abb Electrical Industriesco | LBS
4500592686-[60] | 908305009 : SWITCH,DISC,OVRHD,ABS,60HZ FREQ,200KV | LBS | ROH | NXA36CK630AM4-1 | Smart Outdoor LBS or Sectionalizer, 33kV,3P,400A,60Hz,200kV Bil,PM,SF6,1178MM MV-LBS& Sectionalizer SEC Item # 908334004 & SWITCH, DISC,LBS,SF6, LBS, 33kV 60Hz, 200kV BIL SEC Item #908305009 & 908305010 NXA36CK630AM4/Manual-Lock/Gauge/3CT/terminal-Cap-G/SA-Bracket/Painting/Counter | 230 | 103 | 127 | 6100K012B | PO-SEP-6132-[1] | PO | 2025-11-16 | Gas Tank |  | RY01-Riyadh Central Warehouse | 2025-11-30 | 2025-11-16 | 0 | Abb Electrical Industriesco | LBS
4500592686-[60] | 908305009 : SWITCH,DISC,OVRHD,ABS,60HZ FREQ,200KV | LBS | ROH | NXA36CK630AM4-1 | Smart Outdoor LBS or Sectionalizer, 33kV,3P,400A,60Hz,200kV Bil,PM,SF6,1178MM MV-LBS& Sectionalizer SEC Item # 908334004 & SWITCH, DISC,LBS,SF6, LBS, 33kV 60Hz, 200kV BIL SEC Item #908305009 & 908305010 NXA36CK630AM4/Manual-Lock/Gauge/3CT/terminal-Cap-G/SA-Bracket/Painting/Counter | 127 | 0 | 127 | PR Required | - | PR |  | Gas Tank |  | RY01-Riyadh Central Warehouse | 2025-11-30 | 2025-11-16 | 0
4500592686-[60] | 908305009 : SWITCH,DISC,OVRHD,ABS,60HZ FREQ,200KV | LBS | ROH | PXC-0311171 | FB 10- RTK/S - Screw bridge, pitch: 8.2 mm, number of positions: 10, color: silver | 2245 | 0 | 2245 | PR Required | - | PR |  | LV |  | RY01-Riyadh Central Warehouse | 2025-11-30 | 2025-11-16 | 0
4500592686-[60] | 908305009 : SWITCH,DISC,OVRHD,ABS,60HZ FREQ,200KV | LBS | ROH | PXC-3000834 | SCBI 10-6 W - Screw bridge, with spring washer and insulating collar, pitch: 6.2 mm, number of positions: 10, color: silver | 3140 | 0 | 3140 | PR Required | - | PR |  | LV |  | RY01-Riyadh Central Warehouse | 2025-11-30 | 2025-11-16 | 0
4500592686-[60] | 908305009 : SWITCH,DISC,OVRHD,ABS,60HZ FREQ,200KV | LBS | ROH | PXC-3022218 | CLIPFIX 35 - End bracket, Quick mounting end clamp for NS 35/7,5 DIN rail or NS 35/15 DIN rail, with marking option, width: 9.5 mm, color: gray | 2245 | 0 | 2245 | PR Required | - | PR |  | LV |  | RY01-Riyadh Central Warehouse | 2025-11-30 | 2025-11-16 | 0
4500592686-[60] | 908305009 : SWITCH,DISC,OVRHD,ABS,60HZ FREQ,200KV | LBS | ROH | PXC-3059809 | D-TB 4/10 - Cover, depth: 35.9 mm, width: 1.8 mm, height: 42.5 mm, color: dark gray | 4490 | 0 | 4490 | PR Required | - | PR |  | LV |  | RY01-Riyadh Central Warehouse | 2025-11-30 | 2025-11-16 | 0
4500592686-[60] | 908305009 : SWITCH,DISC,OVRHD,ABS,60HZ FREQ,200KV | LBS | ROH | PXC-3246966 | E/TB - End bracket, for assembly on NS 32 or NS 35/7.5 DIN rail | 2532 | 0 | 2532 | PR Required | - | PR |  | LV |  | RY01-Riyadh Central Warehouse | 2025-11-30 | 2025-11-16 | 0
4500592686-[60] | 908305009 : SWITCH,DISC,OVRHD,ABS,60HZ FREQ,200KV | LBS | ROH | SEP10160 | TRAFFOLYTE, BLACK/WHITE/WHITE - BLACK/TRAFFOLYTE | 224.5 | 0 | 224.5 | PR Required | - | PR |  | LV |  | RY01-Riyadh Central Warehouse | 2025-11-30 | 2025-11-16 | 0
4500592686-[60] | 908305009 : SWITCH,DISC,OVRHD,ABS,60HZ FREQ,200KV | LBS | ROH | SEP10164 | ‭FERRULE INK RIBBON CASSETTE/RC03B-BLACK/FERRULE‬ | 449 | 0 | 449 | PR Required | - | PR |  | LV |  | RY01-Riyadh Central Warehouse | 2025-11-30 | 2025-11-16 | 0
4500592686-[60] | 908305009 : SWITCH,DISC,OVRHD,ABS,60HZ FREQ,200KV | LBS | ROH | SEP11131 | Cable, Control, 1 CORE CU/PVC, 1.0 Sq.mm, Black, 105°, 600/1000V , 1 x 91.4 m | 224.5 | 224.5 | 0 | 6100K008 | PO-SEP-8622-[34] | PO | 2026-12-30 | LV |  | RY01-Riyadh Central Warehouse | 2025-11-30 | 2025-11-16 | 409 | Al-Fanar Company Limited | Cable Items - KDP01 & K023
4500592686-[60] | 908305009 : SWITCH,DISC,OVRHD,ABS,60HZ FREQ,200KV | LBS | ROH | SEP11138 | Cable, Control, 1 CORE CU/PVC, 1.5 Sq.mm, Black, 105°, 600/1000V , 1 x 91.4 m | 1347 | 489 | 858 | 6100K007 | PO-SEP-7860-[17] | PO | 2025-10-30 | LV |  | RY01-Riyadh Central Warehouse | 2025-11-30 | 2025-11-16 | 0 | Al-Fanar Company Limited | MV- BULK LBS/OVR (Cables and Lugs)
4500592686-[60] | 908305009 : SWITCH,DISC,OVRHD,ABS,60HZ FREQ,200KV | LBS | ROH | SEP11138 | Cable, Control, 1 CORE CU/PVC, 1.5 Sq.mm, Black, 105°, 600/1000V , 1 x 91.4 m | 858 | 381 | 477 | 6100K011B | PO-SEP-7860-[33] | PO | 2025-10-30 | LV |  | RY01-Riyadh Central Warehouse | 2025-11-30 | 2025-11-16 | 0 | Al-Fanar Company Limited | MV- BULK LBS/OVR (Cables and Lugs)
4500592686-[60] | 908305009 : SWITCH,DISC,OVRHD,ABS,60HZ FREQ,200KV | LBS | ROH | SEP11138 | Cable, Control, 1 CORE CU/PVC, 1.5 Sq.mm, Black, 105°, 600/1000V , 1 x 91.4 m | 477 | 350 | 127 | 6100K017 | PO-SEP-7860-[45] | PO | 2025-10-30 | LV |  | RY01-Riyadh Central Warehouse | 2025-11-30 | 2025-11-16 | 0 | Al-Fanar Company Limited | MV- BULK LBS/OVR (Cables and Lugs)
4500592686-[60] | 908305009 : SWITCH,DISC,OVRHD,ABS,60HZ FREQ,200KV | LBS | ROH | SEP11138 | Cable, Control, 1 CORE CU/PVC, 1.5 Sq.mm, Black, 105°, 600/1000V , 1 x 91.4 m | 127 | 127 | 0 | 6100K011A | PO-SEP-7860-[29] | PO | 2025-10-30 | LV |  | RY01-Riyadh Central Warehouse | 2025-11-30 | 2025-11-16 | 0 | Al-Fanar Company Limited | MV- BULK LBS/OVR (Cables and Lugs)
4500592686-[60] | 908305009 : SWITCH,DISC,OVRHD,ABS,60HZ FREQ,200KV | LBS | ROH | SEP11151 | Cable, Control, 1 CORE CU/PVC, 2.5 Sq.mm Yellow/Green, 105°, 600/1000V , 1 x 91.4 m | 134.7 | 40.6 | 94.1 | 6100KDP02 | PO-SEP-7781-[1] | PO | 2025-10-10 | LV |  | RY01-Riyadh Central Warehouse | 2025-11-30 | 2025-11-16 | 0 | Al-Fanar Company Limited | MV -BULK MATERIAL
4500592686-[60] | 908305009 : SWITCH,DISC,OVRHD,ABS,60HZ FREQ,200KV | LBS | ROH | SEP11151 | Cable, Control, 1 CORE CU/PVC, 2.5 Sq.mm Yellow/Green, 105°, 600/1000V , 1 x 91.4 m | 94.1 | 94.1 | 0 | 6100K011B | PO-SEP-7860-[35] | PO | 2025-10-30 | LV |  | RY01-Riyadh Central Warehouse | 2025-11-30 | 2025-11-16 | 0 | Al-Fanar Company Limited | MV- BULK LBS/OVR (Cables and Lugs)
4500592686-[60] | 908305009 : SWITCH,DISC,OVRHD,ABS,60HZ FREQ,200KV | LBS | ROH | SEP12013 | Lugs, Terminal Fork, 1.5 Sq.mm ¦ S1-4A ¦ Jeesoon | 17960 | 5880 | 12080 | 6100K007 | PO-SEP-7847-[20] | PO | 2025-11-20 | LV |  | RY01-Riyadh Central Warehouse | 2025-11-30 | 2025-11-16 | 4 | Jeesoon Terminals Co., Ltd. | LBS/OVR (Cables and Lugs)
4500592686-[60] | 908305009 : SWITCH,DISC,OVRHD,ABS,60HZ FREQ,200KV | LBS | ROH | SEP12013 | Lugs, Terminal Fork, 1.5 Sq.mm ¦ S1-4A ¦ Jeesoon | 12080 | 5880 | 6200 | 6100K012B | PO-SEP-7847-[44] | PO | 2025-11-20 | LV |  | RY01-Riyadh Central Warehouse | 2025-11-30 | 2025-11-16 | 4 | Jeesoon Terminals Co., Ltd. | LBS/OVR (Cables and Lugs)
4500592686-[60] | 908305009 : SWITCH,DISC,OVRHD,ABS,60HZ FREQ,200KV | LBS | ROH | SEP12013 | Lugs, Terminal Fork, 1.5 Sq.mm ¦ S1-4A ¦ Jeesoon | 6200 | 5600 | 600 | 6100K006 | PO-SEP-7847-[8] | PO | 2025-11-20 | LV |  | RY01-Riyadh Central Warehouse | 2025-11-30 | 2025-11-16 | 4 | Jeesoon Terminals Co., Ltd. | LBS/OVR (Cables and Lugs)
4500592686-[60] | 908305009 : SWITCH,DISC,OVRHD,ABS,60HZ FREQ,200KV | LBS | ROH | SEP12013 | Lugs, Terminal Fork, 1.5 Sq.mm ¦ S1-4A ¦ Jeesoon | 600 | 600 | 0 | 6100K017 | PO-SEP-7847-[48] | PO | 2025-11-20 | LV |  | RY01-Riyadh Central Warehouse | 2025-11-30 | 2025-11-16 | 4 | Jeesoon Terminals Co., Ltd. | LBS/OVR (Cables and Lugs)
4500592686-[60] | 908305009 : SWITCH,DISC,OVRHD,ABS,60HZ FREQ,200KV | LBS | ROH | SEP12045 | Lugs, Terminal PIN, 1.5 Sq.mm ¦ PT1-12A ¦ Jeesoon | 134700 | 48000 | 86700 | 6100K007 | PO-SEP-7847-[17] | PO | 2025-11-20 | LV |  | RY01-Riyadh Central Warehouse | 2025-11-30 | 2025-11-16 | 4 | Jeesoon Terminals Co., Ltd. | LBS/OVR (Cables and Lugs)
4500592686-[60] | 908305009 : SWITCH,DISC,OVRHD,ABS,60HZ FREQ,200KV | LBS | ROH | SEP12045 | Lugs, Terminal PIN, 1.5 Sq.mm ¦ PT1-12A ¦ Jeesoon | 86700 | 46800 | 39900 | 6100K011A | PO-SEP-7847-[29] | PO | 2025-11-20 | LV |  | RY01-Riyadh Central Warehouse | 2025-11-30 | 2025-11-16 | 4 | Jeesoon Terminals Co., Ltd. | LBS/OVR (Cables and Lugs)
4500592686-[60] | 908305009 : SWITCH,DISC,OVRHD,ABS,60HZ FREQ,200KV | LBS | ROH | SEP12045 | Lugs, Terminal PIN, 1.5 Sq.mm ¦ PT1-12A ¦ Jeesoon | 39900 | 34540 | 5360 | 6100K017 | PO-SEP-7847-[45] | PO | 2025-11-20 | LV |  | RY01-Riyadh Central Warehouse | 2025-11-30 | 2025-11-16 | 4 | Jeesoon Terminals Co., Ltd. | LBS/OVR (Cables and Lugs)
4500592686-[60] | 908305009 : SWITCH,DISC,OVRHD,ABS,60HZ FREQ,200KV | LBS | ROH | SEP12045 | Lugs, Terminal PIN, 1.5 Sq.mm ¦ PT1-12A ¦ Jeesoon | 5360 | 5360 | 0 | 6100K011B | PO-SEP-7847-[33] | PO | 2025-11-20 | LV |  | RY01-Riyadh Central Warehouse | 2025-11-30 | 2025-11-16 | 4 | Jeesoon Terminals Co., Ltd. | LBS/OVR (Cables and Lugs)
4500592686-[60] | 908305009 : SWITCH,DISC,OVRHD,ABS,60HZ FREQ,200KV | LBS | ROH | SEP12070 | Lugs, Terminal PIN, 2.5 Sq.mm ¦ PT2-12A ¦ Jeesoon | 44900 | 15600 | 29300 | 6100K011A | PO-SEP-7847-[30] | PO | 2025-11-20 | LV |  | RY01-Riyadh Central Warehouse | 2025-11-30 | 2025-11-16 | 4 | Jeesoon Terminals Co., Ltd. | LBS/OVR (Cables and Lugs)
4500592686-[60] | 908305009 : SWITCH,DISC,OVRHD,ABS,60HZ FREQ,200KV | LBS | ROH | SEP12070 | Lugs, Terminal PIN, 2.5 Sq.mm ¦ PT2-12A ¦ Jeesoon | 29300 | 13650 | 15650 | 6100K007 | PO-SEP-7847-[18] | PO | 2025-11-20 | LV |  | RY01-Riyadh Central Warehouse | 2025-11-30 | 2025-11-16 | 4 | Jeesoon Terminals Co., Ltd. | LBS/OVR (Cables and Lugs)
4500592686-[60] | 908305009 : SWITCH,DISC,OVRHD,ABS,60HZ FREQ,200KV | LBS | ROH | SEP12070 | Lugs, Terminal PIN, 2.5 Sq.mm ¦ PT2-12A ¦ Jeesoon | 15650 | 12450 | 3200 | 6100K017 | PO-SEP-7847-[46] | PO | 2025-11-20 | LV |  | RY01-Riyadh Central Warehouse | 2025-11-30 | 2025-11-16 | 4 | Jeesoon Terminals Co., Ltd. | LBS/OVR (Cables and Lugs)
4500592686-[60] | 908305009 : SWITCH,DISC,OVRHD,ABS,60HZ FREQ,200KV | LBS | ROH | SEP12070 | Lugs, Terminal PIN, 2.5 Sq.mm ¦ PT2-12A ¦ Jeesoon | 3200 | 3200 | 0 | 6100K006 | PO-SEP-7847-[6] | PO | 2025-11-20 | LV |  | RY01-Riyadh Central Warehouse | 2025-11-30 | 2025-11-16 | 4 | Jeesoon Terminals Co., Ltd. | LBS/OVR (Cables and Lugs)
4500592686-[60] | 908305009 : SWITCH,DISC,OVRHD,ABS,60HZ FREQ,200KV | LBS | ROH | SEP12082 | Lugs, Terminal Ring, 2.5 Sq.mm ¦ R2-4SA ¦ Jeesoon | 8980 | 8980 | 0 | free_stock | PO-SEP-7631-[10] | PO | 2025-09-20 | LV |  | RY01-Riyadh Central Warehouse | 2025-11-30 | 2025-11-16 | 0 | Jeesoon Terminals Co., Ltd. | LV-BULK MATERIAL-JEESOON LUGS
4500592686-[60] | 908305009 : SWITCH,DISC,OVRHD,ABS,60HZ FREQ,200KV | LBS | ROH | SEP30736 | Bolt M5x70 | 1347 | 1347 | 0 | 6100K006 | PO-SEP-7994-[1] | PO | 2025-08-21 | LV |  | RY01-Riyadh Central Warehouse | 2025-11-30 | 2025-11-16 | 0 | Raja Procuremnet Local Purchases | Outdoor Apparatus (OVR & LBS)
4500592686-[60] | 908305009 : SWITCH,DISC,OVRHD,ABS,60HZ FREQ,200KV | LBS | ROH | RMU000000111 | Grounding Busbar 20x115 ¦ 9ABA450075F1006 ¦ Local | 449 | 0 | 449 | PR Required | - | PR |  | LV | Automated: Replaced 9ABA450075F1006 by RMU000000111. Automated: Replaced 9ABA450075F1006 by RMU000000111. | RY01-Riyadh Central Warehouse | 2025-11-30 | 2025-11-16 | 0
4500592686-[60] | 908305009 : SWITCH,DISC,OVRHD,ABS,60HZ FREQ,200KV | LBS | ROH | SEP10163 | 1.5 Red Wire Gauge Tube 1.5mm² | 4490 | 510 | 3980 | 6100K020 | PO-SEP-8830-[4] | PO | 2025-12-31 | LV | Automated: Replaced AE2000-1865-14 by SEP10163. Automated: Replaced AE2000-1865-14 by SEP10163. | RY01-Riyadh Central Warehouse | 2025-11-30 | 2025-11-16 | 45 | Sana For Electric And Telephone Co | 6100K020 Mahar SS SWGR Electrical components order.
4500592686-[60] | 908305009 : SWITCH,DISC,OVRHD,ABS,60HZ FREQ,200KV | LBS | ROH | SEP10163 | 1.5 Red Wire Gauge Tube 1.5mm² | 3980 | 450 | 3530 | 6100K021 | PO-SEP-8830-[16] | PO | 2025-12-31 | LV | Automated: Replaced AE2000-1865-14 by SEP10163. Automated: Replaced AE2000-1865-14 by SEP10163. | RY01-Riyadh Central Warehouse | 2025-11-30 | 2025-11-16 | 45 | Sana For Electric And Telephone Co | 6100K020 Mahar SS SWGR Electrical components order.
4500592686-[60] | 908305009 : SWITCH,DISC,OVRHD,ABS,60HZ FREQ,200KV | LBS | ROH | SEP10163 | 1.5 Red Wire Gauge Tube 1.5mm² | 3530 | 53 | 3477 | 6100K024 | PO-SEP-8830-[10] | PO | 2025-12-31 | LV | Automated: Replaced AE2000-1865-14 by SEP10163. Automated: Replaced AE2000-1865-14 by SEP10163. | RY01-Riyadh Central Warehouse | 2025-11-30 | 2025-11-16 | 45 | Sana For Electric And Telephone Co | 6100K020 Mahar SS SWGR Electrical components order.
4500592686-[60] | 908305009 : SWITCH,DISC,OVRHD,ABS,60HZ FREQ,200KV | LBS | ROH | SEP10163 | 1.5 Red Wire Gauge Tube 1.5mm² | 3477 | 1 | 3476 | free_stock | PO-SEP-8502-[30] | PO | 2025-12-31 | LV | Automated: Replaced AE2000-1865-14 by SEP10163. Automated: Replaced AE2000-1865-14 by SEP10163. | RY01-Riyadh Central Warehouse | 2025-11-30 | 2025-11-16 | 45 | Sana For Electric And Telephone Co | Tube, White, Inner Diameter 4 mm, 2.5 Wire ¦ ¦ KSS
4500592686-[60] | 908305009 : SWITCH,DISC,OVRHD,ABS,60HZ FREQ,200KV | LBS | ROH | SEP10163 | 1.5 Red Wire Gauge Tube 1.5mm² | 3476 | 0 | 3476 | PR Required | - | PR |  | LV | Automated: Replaced AE2000-1865-14 by SEP10163. Automated: Replaced AE2000-1865-14 by SEP10163. | RY01-Riyadh Central Warehouse | 2025-11-30 | 2025-11-16 | 0
4500592686-[60] | 908305009 : SWITCH,DISC,OVRHD,ABS,60HZ FREQ,200KV | LBS | ROH | DF240612004 | Wire Sleeve, Expandable, 25 mm | 379 | 379 | 0 | 6100K011B | PO-SEP-6166-[15] | PO | 2025-11-30 | LV | Automated: Replaced DF240612004 by SEP10956. | RY01-Riyadh Central Warehouse | 2025-11-30 | 2025-11-16 | 14 | Sana For Electric And Telephone Co | 6100K011A // OVR // ELECTRICAL COMPONENTS (96 SETS)
4500592686-[60] | 908305009 : SWITCH,DISC,OVRHD,ABS,60HZ FREQ,200KV | LBS | ROH | SEP10526 | Spiral Wrapping Band, 8 mm ¦ KS-8 | 449 | 0 | 449 | PR Required | - | PR |  | LV | Automated: Replaced DF240612006 by SEP10526. Automated: Replaced DF240612006 by SEP10526. | RY01-Riyadh Central Warehouse | 2025-11-30 | 2025-11-16 | 0
4500592686-[60] | 908305009 : SWITCH,DISC,OVRHD,ABS,60HZ FREQ,200KV | LBS | ROH | SEP10650 | WHITE TUBE, INNER DIA. 4.0MM (2.5 WIRE) | 4490 | 6 | 4484 | 6100K011B | PO-SEP-6164-[4] | PO | 2025-11-15 | LV | Automated: Replaced MV2000-1865-01-W by SEP10650. Automated: Replaced MV2000-1865-01-W by SEP10650. | RY01-Riyadh Central Warehouse | 2025-11-30 | 2025-11-16 | 0 | Sana For Electric And Telephone Co
4500592686-[60] | 908305009 : SWITCH,DISC,OVRHD,ABS,60HZ FREQ,200KV | LBS | ROH | SEP10650 | WHITE TUBE, INNER DIA. 4.0MM (2.5 WIRE) | 4484 | 4 | 4480 | 6100K012A | PO-SEP-6164-[5] | PO | 2025-11-15 | LV | Automated: Replaced MV2000-1865-01-W by SEP10650. Automated: Replaced MV2000-1865-01-W by SEP10650. | RY01-Riyadh Central Warehouse | 2025-11-30 | 2025-11-16 | 0 | Sana For Electric And Telephone Co |  | 2 | 25-05-2025
4500592686-[60] | 908305009 : SWITCH,DISC,OVRHD,ABS,60HZ FREQ,200KV | LBS | ROH | SEP10650 | WHITE TUBE, INNER DIA. 4.0MM (2.5 WIRE) | 4480 | 2040 | 2440 | 6100K021 | PO-SEP-8830-[18] | PO | 2025-12-31 | LV | Automated: Replaced MV2000-1865-01-W by SEP10650. Automated: Replaced MV2000-1865-01-W by SEP10650. | RY01-Riyadh Central Warehouse | 2025-11-30 | 2025-11-16 | 45 | Sana For Electric And Telephone Co | 6100K020 Mahar SS SWGR Electrical components order.
4500592686-[60] | 908305009 : SWITCH,DISC,OVRHD,ABS,60HZ FREQ,200KV | LBS | ROH | SEP10650 | WHITE TUBE, INNER DIA. 4.0MM (2.5 WIRE) | 2440 | 2040 | 400 | 6100K025 | PO-SEP-8830-[24] | PO | 2025-12-31 | LV | Automated: Replaced MV2000-1865-01-W by SEP10650. Automated: Replaced MV2000-1865-01-W by SEP10650. | RY01-Riyadh Central Warehouse | 2025-11-30 | 2025-11-16 | 45 | Sana For Electric And Telephone Co | 6100K020 Mahar SS SWGR Electrical components order.
4500592686-[60] | 908305009 : SWITCH,DISC,OVRHD,ABS,60HZ FREQ,200KV | LBS | ROH | SEP10650 | WHITE TUBE, INNER DIA. 4.0MM (2.5 WIRE) | 400 | 400 | 0 | 6100K020 | PO-SEP-8830-[6] | PO | 2025-12-31 | LV | Automated: Replaced MV2000-1865-01-W by SEP10650. Automated: Replaced MV2000-1865-01-W by SEP10650. | RY01-Riyadh Central Warehouse | 2025-11-30 | 2025-11-16 | 45 | Sana For Electric And Telephone Co | 6100K020 Mahar SS SWGR Electrical components order.
4500595091-[30] | 908305011 : SWITCH,DISC,OVRHD,ABS,60HZ FREQ,110KV | LBS | ROH | 1YHT480008P0311 | Empty LV Box for LBS & Sectionalizer (SECTOS 13.8kV & 33kV) with bracket for single pole | 141 | 141 | 0 | 6100K017 | PO-SEP-6466-[1] | PO | 2026-03-31 | LV |  | JB01-Jubail Industrial Warehouse | 2025-11-30 | 2025-11-16 | 135 | AL RAZIQIYAH COMPANY FOR METAL INDUSTRIES | LBS & OVR + brackets
4500595091-[30] | 908305011 : SWITCH,DISC,OVRHD,ABS,60HZ FREQ,110KV | LBS | ROH | 5XECD.086.051 | Single Pole Mounting Brackets for LBS & Sectionalizer GT(SECTOS 13.8kV & 33kV) | 141 | 141 | 0 | 6100K017 | PO-SEP-6466-[2] | PO | 2026-03-31 | Bracket |  | JB01-Jubail Industrial Warehouse | 2025-11-30 | 2025-11-16 | 135 | AL RAZIQIYAH COMPANY FOR METAL INDUSTRIES | LBS & OVR + brackets
4500595091-[30] | 908305011 : SWITCH,DISC,OVRHD,ABS,60HZ FREQ,110KV | LBS | ROH | 5XECD.086.093.1 | Single Pole Mounting Brackets for CPT for LBS/Sectionalizer/Auto Recloser (SECTOS / OVR 13.8kV & 33kV) | 141 | 27 | 114 | 6100K012B | PO-SEP-5881-[36] | PO | 2025-12-31 | Bracket |  | JB01-Jubail Industrial Warehouse | 2025-11-30 | 2025-11-16 | 45 | China Star (Dalian) Industry Co., Ltd. | LBS & OVR + Brackets | 69 | 09-07-2025 | 09-07-2025 |  |  | 5881-2ndlot
4500595091-[30] | 908305011 : SWITCH,DISC,OVRHD,ABS,60HZ FREQ,110KV | LBS | ROH | 5XECD.086.093.1 | Single Pole Mounting Brackets for CPT for LBS/Sectionalizer/Auto Recloser (SECTOS / OVR 13.8kV & 33kV) | 114 | 11 | 103 | 6100K006 | PO-SEP-5881-[4] | PO | 2025-12-31 | Bracket |  | JB01-Jubail Industrial Warehouse | 2025-11-30 | 2025-11-16 | 45 | China Star (Dalian) Industry Co., Ltd. | LBS & OVR + Brackets
4500595091-[30] | 908305011 : SWITCH,DISC,OVRHD,ABS,60HZ FREQ,110KV | LBS | ROH | 5XECD.086.093.1 | Single Pole Mounting Brackets for CPT for LBS/Sectionalizer/Auto Recloser (SECTOS / OVR 13.8kV & 33kV) | 103 | 10 | 93 | 6100K006 | PO-SEP-5881-[2] | PO | 2025-12-31 | Bracket |  | JB01-Jubail Industrial Warehouse | 2025-11-30 | 2025-11-16 | 45 | China Star (Dalian) Industry Co., Ltd. | LBS & OVR + Brackets
4500595091-[30] | 908305011 : SWITCH,DISC,OVRHD,ABS,60HZ FREQ,110KV | LBS | ROH | 5XECD.086.093.1 | Single Pole Mounting Brackets for CPT for LBS/Sectionalizer/Auto Recloser (SECTOS / OVR 13.8kV & 33kV) | 93 | 4 | 89 | 6100K012B | PO-SEP-5881-[33] | PO | 2025-12-31 | Bracket |  | JB01-Jubail Industrial Warehouse | 2025-11-30 | 2025-11-16 | 45 | China Star (Dalian) Industry Co., Ltd. | LBS & OVR + Brackets
4500595091-[30] | 908305011 : SWITCH,DISC,OVRHD,ABS,60HZ FREQ,110KV | LBS | ROH | 5XECD.086.093.1 | Single Pole Mounting Brackets for CPT for LBS/Sectionalizer/Auto Recloser (SECTOS / OVR 13.8kV & 33kV) | 89 | 89 | 0 | 6100K017 | PO-SEP-6466-[6] | PO | 2026-03-31 | Bracket |  | JB01-Jubail Industrial Warehouse | 2025-11-30 | 2025-11-16 | 135 | AL RAZIQIYAH COMPANY FOR METAL INDUSTRIES | LBS & OVR + brackets
4500595091-[30] | 908305011 : SWITCH,DISC,OVRHD,ABS,60HZ FREQ,110KV | LBS | ROH | CSB25A9PS2E- B L/R | 2 POSITION, LATCHING, SELECTOR SWITCH, 90DEGREES, 2 CONTACTS EACH, PAD LOCKABLE IN EACH POS (LOCAL/REMOTE) CSB25A9PS2E- B L/R | 141 | 129 | 12 | 6100K011B | PO-SEP-7065-[19] | PO | 2025-12-31 | LV |  | JB01-Jubail Industrial Warehouse | 2025-11-30 | 2025-11-16 | 45 | SHIRKE ELECTRO PRIVATE LIMITED | Outdoor units (LBS/SEC/RMU) Selector switches 6100K006/6100K007/6100K008/6100K010/6100K011A/ | 320 | 24-06-2025 | 24-06-2025 |  |  | 7065-1
4500595091-[30] | 908305011 : SWITCH,DISC,OVRHD,ABS,60HZ FREQ,110KV | LBS | ROH | CSB25A9PS2E- B L/R | 2 POSITION, LATCHING, SELECTOR SWITCH, 90DEGREES, 2 CONTACTS EACH, PAD LOCKABLE IN EACH POS (LOCAL/REMOTE) CSB25A9PS2E- B L/R | 12 | 12 | 0 | 6100K017 | PO-SEP-7065-[25] | PO | 2025-12-31 | LV |  | JB01-Jubail Industrial Warehouse | 2025-11-30 | 2025-11-16 | 45 | SHIRKE ELECTRO PRIVATE LIMITED | Outdoor units (LBS/SEC/RMU) Selector switches 6100K006/6100K007/6100K008/6100K010/6100K011A/ | 141 | 30-07-2025
4500595091-[30] | 908305011 : SWITCH,DISC,OVRHD,ABS,60HZ FREQ,110KV | LBS | ROH | CSB25A9PS2E- B OH/S | 2 POSITION, LATCHING, SELECTOR SWITCH, 90DEGREES, 2 CONTACTS EACH, PAD LOCKABLE IN EACH POS (OH-LBS/SECTIONALIZER) CSB25A9PS2E- B OH/S | 141 | 128 | 13 | 6100K017 | PO-SEP-7065-[27] | PO | 2025-12-31 | LV |  | JB01-Jubail Industrial Warehouse | 2025-11-30 | 2025-11-16 | 45 | SHIRKE ELECTRO PRIVATE LIMITED | Outdoor units (LBS/SEC/RMU) Selector switches 6100K006/6100K007/6100K008/6100K010/6100K011A/ | 292 | 30-07-2025
4500595091-[30] | 908305011 : SWITCH,DISC,OVRHD,ABS,60HZ FREQ,110KV | LBS | ROH | CSB25A9PS2E- B OH/S | 2 POSITION, LATCHING, SELECTOR SWITCH, 90DEGREES, 2 CONTACTS EACH, PAD LOCKABLE IN EACH POS (OH-LBS/SECTIONALIZER) CSB25A9PS2E- B OH/S | 13 | 13 | 0 | 6100K008 | PO-SEP-7065-[9] | PO | 2025-12-31 | LV |  | JB01-Jubail Industrial Warehouse | 2025-11-30 | 2025-11-16 | 45 | SHIRKE ELECTRO PRIVATE LIMITED | Outdoor units (LBS/SEC/RMU) Selector switches 6100K006/6100K007/6100K008/6100K010/6100K011A/
4500595091-[30] | 908305011 : SWITCH,DISC,OVRHD,ABS,60HZ FREQ,110KV | LBS | ROH | CSB25A9PS2E- B L/U | 2 POSITION, LATCHING, SELECTOR SWITCH, 90DEGREES, 2 CONTACTS EACH, PAD LOCKABLE IN EACH POS (LOCK/UNLOCK) CSB25A9PS2E- B L/U | 141 | 0 | 141 | PR Required | - | PR |  | LV |  | JB01-Jubail Industrial Warehouse | 2025-11-30 | 2025-11-16 | 0
4500595091-[30] | 908305011 : SWITCH,DISC,OVRHD,ABS,60HZ FREQ,110KV | LBS | ROH | MV-OHL-CPT-13.8KV-DP | Double Pole Control PT . Primary 13.8 kV : secondary 0.23kV, 200VA, Class 1. 500VAth .Frequency 60Hz . Out door type . Ambient 55 Degree C. Insulation level 17.5/50/110kV , Voltage factor :1.2Un Cont, As per IEC 61869-1&3. Class E .Primary terminal suitable for cable connection (clamp type) .Colour Grey for out door installation.Type test and routine test reports will be required .Laser printed name plate required.As per SEC Distribution standard Specification. | 53 | 53 | 0 | 6100K017 | PO-SEP-6465-[1] | PO | 2025-10-31 | CPT |  | JB01-Jubail Industrial Warehouse | 2025-11-30 | 2025-11-16 | 0 | Ritz Instrument Transformers (Shanghai) Co., LTD | CPT | 40 | 25-08-2025
4500595091-[30] | 908305011 : SWITCH,DISC,OVRHD,ABS,60HZ FREQ,110KV | LBS | ROH | NXB24CK630AM4 | Smart Outdoor LBS or Sectionalizer, 13.8kV,3P,600A,60Hz,110kV Bil,PM,SF6,543MM MV-13.8kV /110KV BIL - SEC Item # SW Disc. (90830512),(90830511)LBS & Sectionalizer (908334005) NXB24CK630AM4/Manual-Lock/Gauge/3CT/terminal-Cap-G/SA-Bracket/Painting/Counter | 65 | 0 | 65 | PR Required | - | PR |  | Gas Tank |  | JB01-Jubail Industrial Warehouse | 2025-11-30 | 2025-11-16 | 0
4500595091-[30] | 908305011 : SWITCH,DISC,OVRHD,ABS,60HZ FREQ,110KV | LBS | ROH | PXC-0311171 | FB 10- RTK/S - Screw bridge, pitch: 8.2 mm, number of positions: 10, color: silver | 705 | 0 | 705 | PR Required | - | PR |  | LV |  | JB01-Jubail Industrial Warehouse | 2025-11-30 | 2025-11-16 | 0
4500595091-[30] | 908305011 : SWITCH,DISC,OVRHD,ABS,60HZ FREQ,110KV | LBS | ROH | PXC-3000834 | SCBI 10-6 W - Screw bridge, with spring washer and insulating collar, pitch: 6.2 mm, number of positions: 10, color: silver | 1269 | 0 | 1269 | PR Required | - | PR |  | LV |  | JB01-Jubail Industrial Warehouse | 2025-11-30 | 2025-11-16 | 0
4500595091-[30] | 908305011 : SWITCH,DISC,OVRHD,ABS,60HZ FREQ,110KV | LBS | ROH | PXC-3022218 | CLIPFIX 35 - End bracket, Quick mounting end clamp for NS 35/7,5 DIN rail or NS 35/15 DIN rail, with marking option, width: 9.5 mm, color: gray | 705 | 0 | 705 | PR Required | - | PR |  | LV |  | JB01-Jubail Industrial Warehouse | 2025-11-30 | 2025-11-16 | 0
4500595091-[30] | 908305011 : SWITCH,DISC,OVRHD,ABS,60HZ FREQ,110KV | LBS | ROH | PXC-3059809 | D-TB 4/10 - Cover, depth: 35.9 mm, width: 1.8 mm, height: 42.5 mm, color: dark gray | 1410 | 0 | 1410 | PR Required | - | PR |  | LV |  | JB01-Jubail Industrial Warehouse | 2025-11-30 | 2025-11-16 | 0
4500595091-[30] | 908305011 : SWITCH,DISC,OVRHD,ABS,60HZ FREQ,110KV | LBS | ROH | PXC-3246966 | E/TB - End bracket, for assembly on NS 32 or NS 35/7.5 DIN rail | 1269 | 0 | 1269 | PR Required | - | PR |  | LV |  | JB01-Jubail Industrial Warehouse | 2025-11-30 | 2025-11-16 | 0
4500595091-[30] | 908305011 : SWITCH,DISC,OVRHD,ABS,60HZ FREQ,110KV | LBS | ROH | SEP10160 | TRAFFOLYTE, BLACK/WHITE/WHITE - BLACK/TRAFFOLYTE | 70.5 | 0 | 70.5 | PR Required | - | PR |  | LV |  | JB01-Jubail Industrial Warehouse | 2025-11-30 | 2025-11-16 | 0
4500595091-[30] | 908305011 : SWITCH,DISC,OVRHD,ABS,60HZ FREQ,110KV | LBS | ROH | SEP10164 | ‭FERRULE INK RIBBON CASSETTE/RC03B-BLACK/FERRULE‬ | 141 | 0 | 141 | PR Required | - | PR |  | LV |  | JB01-Jubail Industrial Warehouse | 2025-11-30 | 2025-11-16 | 0
4500595091-[30] | 908305011 : SWITCH,DISC,OVRHD,ABS,60HZ FREQ,110KV | LBS | ROH | SEP11131 | Cable, Control, 1 CORE CU/PVC, 1.0 Sq.mm, Black, 105°, 600/1000V , 1 x 91.4 m | 70.5 | 70.5 | 0 | 6100K008 | PO-SEP-8622-[34] | PO | 2026-12-30 | LV |  | JB01-Jubail Industrial Warehouse | 2025-11-30 | 2025-11-16 | 409 | Al-Fanar Company Limited | Cable Items - KDP01 & K023
4500595091-[30] | 908305011 : SWITCH,DISC,OVRHD,ABS,60HZ FREQ,110KV | LBS | ROH | SEP11138 | Cable, Control, 1 CORE CU/PVC, 1.5 Sq.mm, Black, 105°, 600/1000V , 1 x 91.4 m | 423 | 219 | 204 | 6100K006 | PO-SEP-7860-[1] | PO | 2025-10-30 | LV |  | JB01-Jubail Industrial Warehouse | 2025-11-30 | 2025-11-16 | 0 | Al-Fanar Company Limited | MV- BULK LBS/OVR (Cables and Lugs)
4500595091-[30] | 908305011 : SWITCH,DISC,OVRHD,ABS,60HZ FREQ,110KV | LBS | ROH | SEP11138 | Cable, Control, 1 CORE CU/PVC, 1.5 Sq.mm, Black, 105°, 600/1000V , 1 x 91.4 m | 204 | 200 | 4 | 6100K006 | PO-SEP-7860-[5] | PO | 2025-10-30 | LV |  | JB01-Jubail Industrial Warehouse | 2025-11-30 | 2025-11-16 | 0 | Al-Fanar Company Limited | MV- BULK LBS/OVR (Cables and Lugs)
4500595091-[30] | 908305011 : SWITCH,DISC,OVRHD,ABS,60HZ FREQ,110KV | LBS | ROH | SEP11138 | Cable, Control, 1 CORE CU/PVC, 1.5 Sq.mm, Black, 105°, 600/1000V , 1 x 91.4 m | 4 | 4 | 0 | 6100K011A | PO-SEP-7860-[29] | PO | 2025-10-30 | LV |  | JB01-Jubail Industrial Warehouse | 2025-11-30 | 2025-11-16 | 0 | Al-Fanar Company Limited | MV- BULK LBS/OVR (Cables and Lugs)
4500595091-[30] | 908305011 : SWITCH,DISC,OVRHD,ABS,60HZ FREQ,110KV | LBS | ROH | SEP11151 | Cable, Control, 1 CORE CU/PVC, 2.5 Sq.mm Yellow/Green, 105°, 600/1000V , 1 x 91.4 m | 42.3 | 42.3 | 0 | 6100K017 | PO-SEP-7860-[47] | PO | 2025-10-30 | LV |  | JB01-Jubail Industrial Warehouse | 2025-11-30 | 2025-11-16 | 0 | Al-Fanar Company Limited | MV- BULK LBS/OVR (Cables and Lugs)
4500595091-[30] | 908305011 : SWITCH,DISC,OVRHD,ABS,60HZ FREQ,110KV | LBS | ROH | SEP12013 | Lugs, Terminal Fork, 1.5 Sq.mm ¦ S1-4A ¦ Jeesoon | 5640 | 5000 | 640 | 6100K006 | PO-SEP-7847-[4] | PO | 2025-11-20 | LV |  | JB01-Jubail Industrial Warehouse | 2025-11-30 | 2025-11-16 | 4 | Jeesoon Terminals Co., Ltd. | LBS/OVR (Cables and Lugs)
4500595091-[30] | 908305011 : SWITCH,DISC,OVRHD,ABS,60HZ FREQ,110KV | LBS | ROH | SEP12013 | Lugs, Terminal Fork, 1.5 Sq.mm ¦ S1-4A ¦ Jeesoon | 640 | 640 | 0 | 6100K017 | PO-SEP-7847-[48] | PO | 2025-11-20 | LV |  | JB01-Jubail Industrial Warehouse | 2025-11-30 | 2025-11-16 | 4 | Jeesoon Terminals Co., Ltd. | LBS/OVR (Cables and Lugs)
4500595091-[30] | 908305011 : SWITCH,DISC,OVRHD,ABS,60HZ FREQ,110KV | LBS | ROH | SEP12045 | Lugs, Terminal PIN, 1.5 Sq.mm ¦ PT1-12A ¦ Jeesoon | 42300 | 30000 | 12300 | 6100K006 | PO-SEP-7847-[5] | PO | 2025-11-20 | LV |  | JB01-Jubail Industrial Warehouse | 2025-11-30 | 2025-11-16 | 4 | Jeesoon Terminals Co., Ltd. | LBS/OVR (Cables and Lugs)
4500595091-[30] | 908305011 : SWITCH,DISC,OVRHD,ABS,60HZ FREQ,110KV | LBS | ROH | SEP12045 | Lugs, Terminal PIN, 1.5 Sq.mm ¦ PT1-12A ¦ Jeesoon | 12300 | 12300 | 0 | 6100K011B | PO-SEP-7847-[33] | PO | 2025-11-20 | LV |  | JB01-Jubail Industrial Warehouse | 2025-11-30 | 2025-11-16 | 4 | Jeesoon Terminals Co., Ltd. | LBS/OVR (Cables and Lugs)
4500595091-[30] | 908305011 : SWITCH,DISC,OVRHD,ABS,60HZ FREQ,110KV | LBS | ROH | SEP12070 | Lugs, Terminal PIN, 2.5 Sq.mm ¦ PT2-12A ¦ Jeesoon | 14100 | 8550 | 5550 | 6100K011B | PO-SEP-7847-[34] | PO | 2025-11-20 | LV |  | JB01-Jubail Industrial Warehouse | 2025-11-30 | 2025-11-16 | 4 | Jeesoon Terminals Co., Ltd. | LBS/OVR (Cables and Lugs)
4500595091-[30] | 908305011 : SWITCH,DISC,OVRHD,ABS,60HZ FREQ,110KV | LBS | ROH | SEP12070 | Lugs, Terminal PIN, 2.5 Sq.mm ¦ PT2-12A ¦ Jeesoon | 5550 | 5550 | 0 | 6100K006 | PO-SEP-7847-[2] | PO | 2025-11-20 | LV |  | JB01-Jubail Industrial Warehouse | 2025-11-30 | 2025-11-16 | 4 | Jeesoon Terminals Co., Ltd. | LBS/OVR (Cables and Lugs)
4500595091-[30] | 908305011 : SWITCH,DISC,OVRHD,ABS,60HZ FREQ,110KV | LBS | ROH | SEP12082 | Lugs, Terminal Ring, 2.5 Sq.mm ¦ R2-4SA ¦ Jeesoon | 2820 | 2820 | 0 | free_stock | PO-SEP-7631-[10] | PO | 2025-09-20 | LV |  | JB01-Jubail Industrial Warehouse | 2025-11-30 | 2025-11-16 | 0 | Jeesoon Terminals Co., Ltd. | LV-BULK MATERIAL-JEESOON LUGS
4500595091-[30] | 908305011 : SWITCH,DISC,OVRHD,ABS,60HZ FREQ,110KV | LBS | ROH | SEP30736 | Bolt M5x70 | 423 | 423 | 0 | 6100K006 | PO-SEP-7994-[1] | PO | 2025-08-21 | LV |  | JB01-Jubail Industrial Warehouse | 2025-11-30 | 2025-11-16 | 0 | Raja Procuremnet Local Purchases | Outdoor Apparatus (OVR & LBS)
4500595091-[30] | 908305011 : SWITCH,DISC,OVRHD,ABS,60HZ FREQ,110KV | LBS | ROH | RMU000000111 | Grounding Busbar 20x115 ¦ 9ABA450075F1006 ¦ Local | 141 | 0 | 141 | PR Required | - | PR |  | LV | Automated: Replaced 9ABA450075F1006 by RMU000000111. Automated: Replaced 9ABA450075F1006 by RMU000000111. | JB01-Jubail Industrial Warehouse | 2025-11-30 | 2025-11-16 | 0
4500595091-[30] | 908305011 : SWITCH,DISC,OVRHD,ABS,60HZ FREQ,110KV | LBS | ROH | SEP10163 | 1.5 Red Wire Gauge Tube 1.5mm² | 1410 | 450 | 960 | 6100K021 | PO-SEP-8830-[16] | PO | 2025-12-31 | LV | Automated: Replaced AE2000-1865-14 by SEP10163. Automated: Replaced AE2000-1865-14 by SEP10163. | JB01-Jubail Industrial Warehouse | 2025-11-30 | 2025-11-16 | 45 | Sana For Electric And Telephone Co | 6100K020 Mahar SS SWGR Electrical components order.
4500595091-[30] | 908305011 : SWITCH,DISC,OVRHD,ABS,60HZ FREQ,110KV | LBS | ROH | SEP10163 | 1.5 Red Wire Gauge Tube 1.5mm² | 960 | 53 | 907 | 6100K024 | PO-SEP-8830-[10] | PO | 2025-12-31 | LV | Automated: Replaced AE2000-1865-14 by SEP10163. Automated: Replaced AE2000-1865-14 by SEP10163. | JB01-Jubail Industrial Warehouse | 2025-11-30 | 2025-11-16 | 45 | Sana For Electric And Telephone Co | 6100K020 Mahar SS SWGR Electrical components order.
4500595091-[30] | 908305011 : SWITCH,DISC,OVRHD,ABS,60HZ FREQ,110KV | LBS | ROH | SEP10163 | 1.5 Red Wire Gauge Tube 1.5mm² | 907 | 1 | 906 | free_stock | PO-SEP-8502-[30] | PO | 2025-12-31 | LV | Automated: Replaced AE2000-1865-14 by SEP10163. Automated: Replaced AE2000-1865-14 by SEP10163. | JB01-Jubail Industrial Warehouse | 2025-11-30 | 2025-11-16 | 45 | Sana For Electric And Telephone Co | Tube, White, Inner Diameter 4 mm, 2.5 Wire ¦ ¦ KSS
4500595091-[30] | 908305011 : SWITCH,DISC,OVRHD,ABS,60HZ FREQ,110KV | LBS | ROH | SEP10163 | 1.5 Red Wire Gauge Tube 1.5mm² | 906 | 0 | 906 | PR Required | - | PR |  | LV | Automated: Replaced AE2000-1865-14 by SEP10163. Automated: Replaced AE2000-1865-14 by SEP10163. | JB01-Jubail Industrial Warehouse | 2025-11-30 | 2025-11-16 | 0
4500595091-[30] | 908305011 : SWITCH,DISC,OVRHD,ABS,60HZ FREQ,110KV | LBS | ROH | DF240612004 | Wire Sleeve, Expandable, 25 mm | 141 | 141 | 0 | 6100K005 | PO-SEP-4102-[77] | PO | 2025-11-30 | LV | Automated: Replaced DF240612004 by SEP10956. | JB01-Jubail Industrial Warehouse | 2025-11-30 | 2025-11-16 | 14 | Dongfang Electronics International Engineering Co. Ltd | 6100K005
4500595091-[30] | 908305011 : SWITCH,DISC,OVRHD,ABS,60HZ FREQ,110KV | LBS | ROH | SEP10526 | Spiral Wrapping Band, 8 mm ¦ KS-8 | 141 | 0 | 141 | PR Required | - | PR |  | LV | Automated: Replaced DF240612006 by SEP10526. Automated: Replaced DF240612006 by SEP10526. | JB01-Jubail Industrial Warehouse | 2025-11-30 | 2025-11-16 | 0
4500595091-[30] | 908305011 : SWITCH,DISC,OVRHD,ABS,60HZ FREQ,110KV | LBS | ROH | SEP10650 | WHITE TUBE, INNER DIA. 4.0MM (2.5 WIRE) | 1410 | 4 | 1406 | 6100K012A | PO-SEP-6164-[5] | PO | 2025-11-15 | LV | Automated: Replaced MV2000-1865-01-W by SEP10650. Automated: Replaced MV2000-1865-01-W by SEP10650. | JB01-Jubail Industrial Warehouse | 2025-11-30 | 2025-11-16 | 0 | Sana For Electric And Telephone Co |  | 2 | 25-05-2025
4500595091-[30] | 908305011 : SWITCH,DISC,OVRHD,ABS,60HZ FREQ,110KV | LBS | ROH | SEP10650 | WHITE TUBE, INNER DIA. 4.0MM (2.5 WIRE) | 1406 | 1406 | 0 | 6100K021 | PO-SEP-8830-[18] | PO | 2025-12-31 | LV | Automated: Replaced MV2000-1865-01-W by SEP10650. Automated: Replaced MV2000-1865-01-W by SEP10650. | JB01-Jubail Industrial Warehouse | 2025-11-30 | 2025-11-16 | 45 | Sana For Electric And Telephone Co | 6100K020 Mahar SS SWGR Electrical components order.
6100K024 | 3L - 908321124 : SWGR,SMART RMU OD,3LBS,13.8 KV,400 | sRMU | ROH | 8DF.0816.0045P | Pressure gauge pad | 310 | 0 | 310 | PR Required | - | PR |  | DFE - Gas Tank |  | JB01-Jubail Industrial Warehouse | 2025-12-31 | 2025-12-17 | 0
6100K024 | 3L - 908321124 : SWGR,SMART RMU OD,3LBS,13.8 KV,400 | sRMU | HALB | RMU000000157 | Gas Tank, SF6 Insulated, Completed, 3L, 3 Way, 17.5kV/400, SKD Model, DEF E5312 | 152 | 152 | 0 | 6100KDP02 | PO-SEP-7353-[1] | PO | 2025-11-17 | Gas Tank |  | JB01-Jubail Industrial Warehouse | 2025-12-31 | 2025-12-17 | 0 | Dongfang Electronics International Engineering Co. Ltd | 6100KDP02 // 3L DFE Complete SRMU (QTY 48), Ready Gas Tank (QTY 152)
6100K024 | 3L - 908321124 : SWGR,SMART RMU OD,3LBS,13.8 KV,400 | sRMU | HALB | RMU000000158 | SRMU Inner Cabinet, SF6 Insulated, 3L, 3 Way, 17.5kV/400, SKD Model, DEF E5312 | 48 | 48 | 0 | 6100KDP02 | PO-SEP-7353-[2] | PO | 2025-11-17 | RMU |  | JB01-Jubail Industrial Warehouse | 2025-12-31 | 2025-12-17 | 0 | Dongfang Electronics International Engineering Co. Ltd | 6100KDP02 // 3L DFE Complete SRMU (QTY 48), Ready Gas Tank (QTY 152)
6100K024 | 3L - 908321124 : SWGR,SMART RMU OD,3LBS,13.8 KV,400 | sRMU | ROH | RMU000000159 | Plate, Side, CCC ¦ 8DF.0815.0109 ¦ DFE | 310 | 310 | 0 | 6100KDP02 | PO-SEP-7352-[18] | PO | 2025-11-15 | DFE - Gas Tank |  | JB01-Jubail Industrial Warehouse | 2025-12-31 | 2025-12-17 | 0 | Dongfang Electronics International Engineering Co. Ltd | 6100KDP02//3L SRMU Loose Gas Tank (QTY 155)
6100K024 | 3L - 908321124 : SWGR,SMART RMU OD,3LBS,13.8 KV,400 | sRMU | ROH | RMU000000303 | RTU_DF1725IED (3Way-3L)_Subrack 2/3 19" +48DI+8CO+9ECT+3EVT ¦ DF250723003 | 355 | 350 | 5 | 6100KDP02 | PO-SEP-7894-[1] | PO | 2025-11-26 | RTU |  | JB01-Jubail Industrial Warehouse | 2025-12-31 | 2025-12-17 | 0 | AMMARTECH Contracting & Smart Solutions | 6100KDP02 // 3L SRMU (350 Units RTU)
6100K024 | 3L - 908321124 : SWGR,SMART RMU OD,3LBS,13.8 KV,400 | sRMU | ROH | RMU000000303 | RTU_DF1725IED (3Way-3L)_Subrack 2/3 19" +48DI+8CO+9ECT+3EVT ¦ DF250723003 | 5 | 0 | 5 | PR Required | - | PR |  | RTU |  | JB01-Jubail Industrial Warehouse | 2025-12-31 | 2025-12-17 | 0
6100K024 | 3L - 908321124 : SWGR,SMART RMU OD,3LBS,13.8 KV,400 | sRMU | ROH | SEP10815 | 1.0 White Wire Gauge Tube 1.0mm² | 46.5 | 0 | 46.5 | PR Required | - | PR |  | DFE-LV |  | JB01-Jubail Industrial Warehouse | 2025-12-31 | 2025-12-17 | 0
6100K024 | 3L - 908321124 : SWGR,SMART RMU OD,3LBS,13.8 KV,400 | sRMU | ROH | SEP10816 | 1.5 White Wire Gauge Tube 1.5mm² | 1705 | 0 | 1705 | PR Required | - | PR |  | DFE-LV |  | JB01-Jubail Industrial Warehouse | 2025-12-31 | 2025-12-17 | 0
6100K024 | 3L - 908321124 : SWGR,SMART RMU OD,3LBS,13.8 KV,400 | sRMU | ROH | SEP10817 | 2.5 White Wire Gauge Tube 2.5mm² | 232.5 | 0 | 232.5 | PR Required | - | PR |  | DFE-LV |  | JB01-Jubail Industrial Warehouse | 2025-12-31 | 2025-12-17 | 0
6100K024 | 3L - 908321124 : SWGR,SMART RMU OD,3LBS,13.8 KV,400 | sRMU | ROH | SEP10818 | 4.0 White Wire Gauge Tube 4.0mm² | 54.25 | 0 | 54.25 | PR Required | - | PR |  | DFE-LV |  | JB01-Jubail Industrial Warehouse | 2025-12-31 | 2025-12-17 | 0
6100K024 | 3L - 908321124 : SWGR,SMART RMU OD,3LBS,13.8 KV,400 | sRMU | ROH | SEP10822 | Wrapped mesh (black) φ25 | 775 | 0 | 775 | PR Required | - | PR |  | DFE-LV |  | JB01-Jubail Industrial Warehouse | 2025-12-31 | 2025-12-17 | 0
6100K024 | 3L - 908321124 : SWGR,SMART RMU OD,3LBS,13.8 KV,400 | sRMU | ROH | SEP10823 | Wrapped mesh (black) φ30 | 108.5 | 0 | 108.5 | PR Required | - | PR |  | DFE-LV |  | JB01-Jubail Industrial Warehouse | 2025-12-31 | 2025-12-17 | 0
6100K024 | 3L - 908321124 : SWGR,SMART RMU OD,3LBS,13.8 KV,400 | sRMU | ROH | SEP10824 | Wrapped tube (black) φ8 | 2325 | 0 | 2325 | PR Required | - | PR |  | DFE-LV |  | JB01-Jubail Industrial Warehouse | 2025-12-31 | 2025-12-17 | 0
6100K024 | 3L - 908321124 : SWGR,SMART RMU OD,3LBS,13.8 KV,400 | sRMU | ROH | SEP30697 | Large flat washer φ6-18 | 3255 | 0 | 3255 | PR Required | - | PR |  | DFE-LV |  | JB01-Jubail Industrial Warehouse | 2025-12-31 | 2025-12-17 | 0
6100K024 | 3L - 908321124 : SWGR,SMART RMU OD,3LBS,13.8 KV,400 | sRMU | ROH | SEP30705 | Wiring Channel 80 * 40 | 488.25 | 0 | 488.25 | PR Required | - | PR |  | DFE-LV |  | JB01-Jubail Industrial Warehouse | 2025-12-31 | 2025-12-17 | 0
6100K024 | 3L - 908321124 : SWGR,SMART RMU OD,3LBS,13.8 KV,400 | sRMU | ROH | SEP10853 | Washer, Flat, M10 | 2790 | 0 | 2790 | PR Required | - | PR |  | DFE - Gas Tank | Automated: Replaced 205041917 by SEP10853. Automated: Replaced 205041917 by SEP10853. | JB01-Jubail Industrial Warehouse | 2025-12-31 | 2025-12-17 | 0
6100K024 | 3L - 908321124 : SWGR,SMART RMU OD,3LBS,13.8 KV,400 | sRMU | ROH | RMU000000160 | Bar, Ground, 6, CCC ¦ 8DF.0815.2086 ¦ DFE | 155 | 155 | 0 | 6100KDP02 | PO-SEP-7352-[19] | PO | 2025-11-15 | DFE - Gas Tank | Automated: Replaced 8DF.0815.2086 by RMU000000160. Automated: Replaced 8DF.0815.2086 by RMU000000160. | JB01-Jubail Industrial Warehouse | 2025-12-31 | 2025-12-17 | 0 | Dongfang Electronics International Engineering Co. Ltd | 6100KDP02//3L SRMU Loose Gas Tank (QTY 155)
6100K024 | 3L - 908321124 : SWGR,SMART RMU OD,3LBS,13.8 KV,400 | sRMU | ROH | RMU000000161 | Stiffener CCC ¦ 8DF.0815.3105 ¦ DFE | 155 | 155 | 0 | 6100KDP02 | PO-SEP-7352-[20] | PO | 2025-11-15 | DFE - Gas Tank | Automated: Replaced 8DF.0815.3105 by RMU000000161. Automated: Replaced 8DF.0815.3105 by RMU000000161. | JB01-Jubail Industrial Warehouse | 2025-12-31 | 2025-12-17 | 0 | Dongfang Electronics International Engineering Co. Ltd | 6100KDP02//3L SRMU Loose Gas Tank (QTY 155)
6100K024 | 3L - 908321124 : SWGR,SMART RMU OD,3LBS,13.8 KV,400 | sRMU | ROH | RMU000000162 | Front Box, Reinforcement Ribs, CCC ¦ 8DF.0815.3106 ¦ DFE | 310 | 310 | 0 | 6100KDP02 | PO-SEP-7352-[21] | PO | 2025-11-15 | DFE - Gas Tank | Automated: Replaced 8DF.0815.3106 by RMU000000162. Automated: Replaced 8DF.0815.3106 by RMU000000162. | JB01-Jubail Industrial Warehouse | 2025-12-31 | 2025-12-17 | 0 | Dongfang Electronics International Engineering Co. Ltd | 6100KDP02//3L SRMU Loose Gas Tank (QTY 155)
6100K024 | 3L - 908321124 : SWGR,SMART RMU OD,3LBS,13.8 KV,400 | sRMU | ROH | RMU000000163 | Plate, Rear, CCC ¦ 8DF.0815.3110 ¦ DFE | 155 | 155 | 0 | 6100KDP02 | PO-SEP-7352-[22] | PO | 2025-11-15 | DFE - Gas Tank | Automated: Replaced 8DF.0815.3110 by RMU000000163. Automated: Replaced 8DF.0815.3110 by RMU000000163. | JB01-Jubail Industrial Warehouse | 2025-12-31 | 2025-12-17 | 0 | Dongfang Electronics International Engineering Co. Ltd | 6100KDP02//3L SRMU Loose Gas Tank (QTY 155)
6100K024 | 3L - 908321124 : SWGR,SMART RMU OD,3LBS,13.8 KV,400 | sRMU | ROH | RMU000000164 | Mother Row, Main, CCC ¦ 8DF.0815.3131 ¦ DFE | 465 | 465 | 0 | 6100KDP02 | PO-SEP-7352-[23] | PO | 2025-11-15 | DFE - Gas Tank | Automated: Replaced 8DF.0815.3131 by RMU000000164. Automated: Replaced 8DF.0815.3131 by RMU000000164. | JB01-Jubail Industrial Warehouse | 2025-12-31 | 2025-12-17 | 0 | Dongfang Electronics International Engineering Co. Ltd | 6100KDP02//3L SRMU Loose Gas Tank (QTY 155)
6100K024 | 3L - 908321124 : SWGR,SMART RMU OD,3LBS,13.8 KV,400 | sRMU | ROH | RMU000000165 | Soft Connection, C Unit Side ¦ 8DF.0816.0167 ¦ DFE | 465 | 465 | 0 | 6100KDP02 | PO-SEP-7352-[25] | PO | 2025-11-15 | DFE - Gas Tank | Automated: Replaced 8DF.0816.0167 by RMU000000165. Automated: Replaced 8DF.0816.0167 by RMU000000165. | JB01-Jubail Industrial Warehouse | 2025-12-31 | 2025-12-17 | 0 | Dongfang Electronics International Engineering Co. Ltd | 6100KDP02//3L SRMU Loose Gas Tank (QTY 155)
6100K024 | 3L - 908321124 : SWGR,SMART RMU OD,3LBS,13.8 KV,400 | sRMU | ROH | RMU000000166 | Plate, Front, CCC ¦ 8DF.0818.0070 ¦ DFE | 155 | 155 | 0 | 6100KDP02 | PO-SEP-7352-[32] | PO | 2025-11-15 | DFE - Gas Tank | Automated: Replaced 8DF.0818.0070 by RMU000000166. Automated: Replaced 8DF.0818.0070 by RMU000000166. | JB01-Jubail Industrial Warehouse | 2025-12-31 | 2025-12-17 | 0 | Dongfang Electronics International Engineering Co. Ltd | 6100KDP02//3L SRMU Loose Gas Tank (QTY 155)
6100K024 | 3L - 908321124 : SWGR,SMART RMU OD,3LBS,13.8 KV,400 | sRMU | ROH | RMU000000167 | Plate, Top, CCC ¦ 8DF.0818.0071 ¦ DFE | 155 | 155 | 0 | 6100KDP02 | PO-SEP-7352-[33] | PO | 2025-11-15 | DFE - Gas Tank | Automated: Replaced 8DF.0818.0071 by RMU000000167. Automated: Replaced 8DF.0818.0071 by RMU000000167. | JB01-Jubail Industrial Warehouse | 2025-12-31 | 2025-12-17 | 0 | Dongfang Electronics International Engineering Co. Ltd | 6100KDP02//3L SRMU Loose Gas Tank (QTY 155)
6100K024 | 3L - 908321124 : SWGR,SMART RMU OD,3LBS,13.8 KV,400 | sRMU | ROH | RMU000000168 | Rib, Front Reinforcing, CCC ¦ 8DF.0818.0103 ¦ DFE | 155 | 155 | 0 | 6100KDP02 | PO-SEP-7352-[34] | PO | 2025-11-15 | DFE - Gas Tank | Automated: Replaced 8DF.0818.0103 by RMU000000168. Automated: Replaced 8DF.0818.0103 by RMU000000168. | JB01-Jubail Industrial Warehouse | 2025-12-31 | 2025-12-17 | 0 | Dongfang Electronics International Engineering Co. Ltd | 6100KDP02//3L SRMU Loose Gas Tank (QTY 155)
6100K024 | 3L - 908321124 : SWGR,SMART RMU OD,3LBS,13.8 KV,400 | sRMU | ROH | RMU000000169 | Bracket, PT Installation ¦ 8DF.0818.1069 ¦ DFE | 155 | 155 | 0 | 6100KDP02 | PO-SEP-7352-[35] | PO | 2025-11-15 | DFE - Gas Tank | Automated: Replaced 8DF.0818.1069 by RMU000000169. Automated: Replaced 8DF.0818.1069 by RMU000000169. | JB01-Jubail Industrial Warehouse | 2025-12-31 | 2025-12-17 | 0 | Dongfang Electronics International Engineering Co. Ltd | 6100KDP02//3L SRMU Loose Gas Tank (QTY 155)
6100K024 | 3L - 908321124 : SWGR,SMART RMU OD,3LBS,13.8 KV,400 | sRMU | ROH | DF240424010 | Screw, Cross Groove Pan Head, M4 x 10 mm, Combination | 1860 | 512 | 1348 | free_stock | PO-SEP-7762-[2] | PO | 2025-07-23 | DFE - Gas Tank | Automated: Replaced DF240424010 by SEP10919. | JB01-Jubail Industrial Warehouse | 2025-12-31 | 2025-12-17 | 0 | Raja Procuremnet Local Purchases
6100K024 | 3L - 908321124 : SWGR,SMART RMU OD,3LBS,13.8 KV,400 | sRMU | ROH | SEP10919 | Screw, Cross Groove Pan Head, M4 x 10 mm, Combination | 1348 | 1348 | 0 | 6100KDP02 | PO-SEP-7352-[51] | PO | 2025-11-15 | DFE - Gas Tank | Automated: Replaced DF240424010 by SEP10919. Automated: Replaced DF240424010 by SEP10919. | JB01-Jubail Industrial Warehouse | 2025-12-31 | 2025-12-17 | 0 | Dongfang Electronics International Engineering Co. Ltd | 6100KDP02//3L SRMU Loose Gas Tank (QTY 155)
6100K024 | 3L - 908321124 : SWGR,SMART RMU OD,3LBS,13.8 KV,400 | sRMU | ROH | SEP11245 | Wire, Grounding, Yellow/Green, 1.5 Sq.mm, BVR, 450/750V, 105°C | 372 | 0 | 372 | PR Required | - | PR |  | DFE - Gas Tank | Automated: Replaced DF240424019 by SEP11245. Automated: Replaced DF240424019 by SEP11245. | JB01-Jubail Industrial Warehouse | 2025-12-31 | 2025-12-17 | 0
6100K024 | 3L - 908321124 : SWGR,SMART RMU OD,3LBS,13.8 KV,400 | sRMU | ROH | SEP11229 | Wire, Grounding, Yellow/Green, 6.0 Sq.mm, BVR, 450/750V, 105 °C | 1228 | 0 | 1228 | PR Required | - | PR |  | DFE-LV | Automated: Replaced DF240612002 by SEP11229. Automated: Replaced DF240612002 by SEP11229. | JB01-Jubail Industrial Warehouse | 2025-12-31 | 2025-12-17 | 0
6100K024 | 3L - 908321124 : SWGR,SMART RMU OD,3LBS,13.8 KV,400 | sRMU | ROH | DF240612004 | Wire Sleeve, Expandable, 25 mm | 760 | 70 | 690 | 6100K011B | PO-SEP-6166-[15] | PO | 2025-11-30 | DFE-LV | Automated: Replaced DF240612004 by SEP10956. | JB01-Jubail Industrial Warehouse | 2025-12-31 | 2025-12-17 | 0 | Sana For Electric And Telephone Co | 6100K011A // OVR // ELECTRICAL COMPONENTS (96 SETS)
6100K024 | 3L - 908321124 : SWGR,SMART RMU OD,3LBS,13.8 KV,400 | sRMU | ROH | DF240612004 | Wire Sleeve, Expandable, 25 mm | 690 | 60 | 630 | 6100K011A | PO-SEP-6166-[18] | PO | 2025-11-30 | DFE-LV | Automated: Replaced DF240612004 by SEP10956. | JB01-Jubail Industrial Warehouse | 2025-12-31 | 2025-12-17 | 0 | Sana For Electric And Telephone Co | 6100K011A // OVR // ELECTRICAL COMPONENTS (96 SETS)
6100K024 | 3L - 908321124 : SWGR,SMART RMU OD,3LBS,13.8 KV,400 | sRMU | ROH | DF240612004 | Wire Sleeve, Expandable, 25 mm | 630 | 59 | 571 | 6100K005 | PO-SEP-4102-[77] | PO | 2025-11-30 | DFE-LV | Automated: Replaced DF240612004 by SEP10956. | JB01-Jubail Industrial Warehouse | 2025-12-31 | 2025-12-17 | 0 | Dongfang Electronics International Engineering Co. Ltd | 6100K005
6100K024 | 3L - 908321124 : SWGR,SMART RMU OD,3LBS,13.8 KV,400 | sRMU | ROH | DF240612004 | Wire Sleeve, Expandable, 25 mm | 571 | 11 | 560 | 6100K012A | PO-SEP-6166-[16] | PO | 2025-11-30 | DFE-LV | Automated: Replaced DF240612004 by SEP10956. | JB01-Jubail Industrial Warehouse | 2025-12-31 | 2025-12-17 | 0 | Sana For Electric And Telephone Co | 6100K011A // OVR // ELECTRICAL COMPONENTS (96 SETS)
6100K024 | 3L - 908321124 : SWGR,SMART RMU OD,3LBS,13.8 KV,400 | sRMU | ROH | DF240612004 | Wire Sleeve, Expandable, 25 mm | 560 | 4 | 556 | 6100K012A | PO-SEP-6166-[17] | PO | 2025-11-30 | DFE-LV | Automated: Replaced DF240612004 by SEP10956. | JB01-Jubail Industrial Warehouse | 2025-12-31 | 2025-12-17 | 0 | Sana For Electric And Telephone Co | 6100K011A // OVR // ELECTRICAL COMPONENTS (96 SETS)
6100K024 | 3L - 908321124 : SWGR,SMART RMU OD,3LBS,13.8 KV,400 | sRMU | ROH | SEP10956 | Wire Sleeve, Expandable, 25 mm | 556 | 0 | 556 | PR Required | - | PR |  | DFE-LV | Automated: Replaced DF240612004 by SEP10956. Automated: Replaced DF240612004 by SEP10956. | JB01-Jubail Industrial Warehouse | 2025-12-31 | 2025-12-17 | 0
6100K024 | 3L - 908321124 : SWGR,SMART RMU OD,3LBS,13.8 KV,400 | sRMU | ROH | SEP10526 | Spiral Wrapping Band, 8 mm ¦ KS-8 | 2280 | 0 | 2280 | PR Required | - | PR |  | DFE-LV | Automated: Replaced DF240612006 by SEP10526. Automated: Replaced DF240612006 by SEP10526. | JB01-Jubail Industrial Warehouse | 2025-12-31 | 2025-12-17 | 0
6100K024 | 3L - 908321124 : SWGR,SMART RMU OD,3LBS,13.8 KV,400 | sRMU | ROH | SEP12199 | Lugs, Pre Insulated Terminal, O-Type, Blue ¦ HRV2-6 | 2763 | 0 | 2763 | PR Required | - | PR |  | DFE-LV | Automated: Replaced DF240612103 by SEP12199. Automated: Replaced DF240612103 by SEP12199. | JB01-Jubail Industrial Warehouse | 2025-12-31 | 2025-12-17 | 0
6100K024 | 3L - 908321124 : SWGR,SMART RMU OD,3LBS,13.8 KV,400 | sRMU | ROH | RMU000000226 | Indicator Light, Low Pressure Warning, Yellow | 490 | 0 | 490 | PR Required | - | PR |  | DFE-LV | Automated: Replaced DF241118004 by RMU000000226. Automated: Replaced DF241118004 by RMU000000226. | JB01-Jubail Industrial Warehouse | 2025-12-31 | 2025-12-17 | 0
6100K024 | 3L - 908321124 : SWGR,SMART RMU OD,3LBS,13.8 KV,400 | sRMU | ROH | SEP10922 | Screw, Cross Recessed Counter Sunk Head, Stainless Steel, M3 x 12 mm | 1842 | 1150 | 692 | 6100KDP02 | PO-SEP-7697-[13] | PO | 2025-11-30 | DFE-LV | Automated: Replaced DF241124005 by SEP10922. Automated: Replaced DF241124005 by SEP10922. | JB01-Jubail Industrial Warehouse | 2025-12-31 | 2025-12-17 | 0 | China Star (Dalian) Industry Co., Ltd. | 6100KDP02 // 3L (310 Unit LV compartment Fasteners)
6100K024 | 3L - 908321124 : SWGR,SMART RMU OD,3LBS,13.8 KV,400 | sRMU | ROH | SEP10922 | Screw, Cross Recessed Counter Sunk Head, Stainless Steel, M3 x 12 mm | 692 | 0 | 692 | PR Required | - | PR |  | DFE-LV | Automated: Replaced DF241124005 by SEP10922. Automated: Replaced DF241124005 by SEP10922. | JB01-Jubail Industrial Warehouse | 2025-12-31 | 2025-12-17 | 0
6100K024 | 3L - 908321124 : SWGR,SMART RMU OD,3LBS,13.8 KV,400 | sRMU | ROH | SEP10870 | Bolt, Hexagonal Head, M6 x 16 mm, Stainless Steel | 1228 | 0 | 1228 | PR Required | - | PR |  | DFE-LV | Automated: Replaced DF241125002 by SEP10870. Automated: Replaced DF241125002 by SEP10870. | JB01-Jubail Industrial Warehouse | 2025-12-31 | 2025-12-17 | 0
6100K024 | 3L - 908321124 : SWGR,SMART RMU OD,3LBS,13.8 KV,400 | sRMU | ROH | SEP10298 | 4.0 Red Wire Gauge Tube 4.0mm² | 30.7 | 30.7 | 0 | 6100K024 | PO-SEP-8830-[8] | PO | 2025-12-31 | DFE-LV | Automated: Replaced DF241126025 by SEP10298. Automated: Replaced DF241126025 by SEP10298. | JB01-Jubail Industrial Warehouse | 2025-12-31 | 2025-12-17 | 14 | Sana For Electric And Telephone Co | 6100K020 Mahar SS SWGR Electrical components order.
6100K024 | 3L - 908321124 : SWGR,SMART RMU OD,3LBS,13.8 KV,400 | sRMU | ROH | DF240612021 | UK2.5B Center Connection Bar (7 connections)FBI 10-6(0203250) | 307 | 0 | 307 | PR Required | - | PR |  | DFE-LV | Automated: Replaced DF250104003 by DF240612021. Automated: Replaced DF250104003 by DF240612021. | JB01-Jubail Industrial Warehouse | 2025-12-31 | 2025-12-17 | 0
6100K024 | 3L - 908321124 : SWGR,SMART RMU OD,3LBS,13.8 KV,400 | sRMU | ROH | SEP11242 | Wire,Control, Black, 6.0 Sq.mm, BVR | 1842 | 0 | 1842 | PR Required | - | PR |  | DFE-LV | Automated: Replaced DF250318001 by RMU000000138. Automated: Replaced RMU000000138 by SEP11242. Automated: Replaced DF250318001 by RMU000000138. Automated: Replaced RMU000000138 by SEP11242. | JB01-Jubail Industrial Warehouse | 2025-12-31 | 2025-12-17 | 0
6100K024 | 3L - 908321124 : SWGR,SMART RMU OD,3LBS,13.8 KV,400 | sRMU | ROH | SEP12187 | Lugs, Terminal O-Type, Pre Insulated, Blue ¦ HRV5.5-10 | 307 | 0 | 307 | PR Required | - | PR |  | DFE-LV | Automated: Replaced DF250318002 by RMU000000139. Automated: Replaced RMU000000139 by SEP12187. Automated: Replaced DF250318002 by RMU000000139. Automated: Replaced RMU000000139 by SEP12187. | JB01-Jubail Industrial Warehouse | 2025-12-31 | 2025-12-17 | 0
6100K024 | 3L - 908321124 : SWGR,SMART RMU OD,3LBS,13.8 KV,400 | sRMU | ROH | SEP12212 | Lugs, Cold Pressed Terminal, Tube Type, Red ¦ VE1508 | 21797 | 0 | 21797 | PR Required | - | PR |  | DFE-LV | Automated: Replaced DF250621001 by SEP12212. Automated: Replaced DF250621001 by SEP12212. | JB01-Jubail Industrial Warehouse | 2025-12-31 | 2025-12-17 | 0
6100K024 | 3L - 908321124 : SWGR,SMART RMU OD,3LBS,13.8 KV,400 | sRMU | ROH | SEP12214 | Lugs, Pre Insulated Terminal, Tube Type, Red ¦ HE0508 | 614 | 0 | 614 | PR Required | - | PR |  | DFE-LV | Automated: Replaced DF250622001 by SEP12214. Automated: Replaced DF250622001 by SEP12214. | JB01-Jubail Industrial Warehouse | 2025-12-31 | 2025-12-17 | 0
6100K024 | 3L - 908321124 : SWGR,SMART RMU OD,3LBS,13.8 KV,400 | sRMU | ROH | SEP12215 | Lugs, Pre Insulated Terminal, Tube Type, Blue ¦ HE2508 | 5526 | 0 | 5526 | PR Required | - | PR |  | DFE-LV | Automated: Replaced DF250622002 by SEP12215. Automated: Replaced DF250622002 by SEP12215. | JB01-Jubail Industrial Warehouse | 2025-12-31 | 2025-12-17 | 0
6100K024 | 3L - 908321124 : SWGR,SMART RMU OD,3LBS,13.8 KV,400 | sRMU | ROH | RMU000000172 | Miniature Circuit Breaker, MCB ¦ NDB1-63 C6/2(DFST) | 307 | 0 | 307 | PR Required | - | PR |  | DFE-LV | Automated: Replaced DF250622003 by RMU000000172. Automated: Replaced DF250622003 by RMU000000172. | JB01-Jubail Industrial Warehouse | 2025-12-31 | 2025-12-17 | 0
6100K024 | 3L - 908321124 : SWGR,SMART RMU OD,3LBS,13.8 KV,400 | sRMU | ROH | RMU000000174 | Plug, 13A, 60Hz | 307 | 0 | 307 | PR Required | - | PR |  | DFE-LV | Automated: Replaced DF250622004 by RMU000000174. Automated: Replaced DF250622004 by RMU000000174. | JB01-Jubail Industrial Warehouse | 2025-12-31 | 2025-12-17 | 0
6100K024 | 3L - 908321124 : SWGR,SMART RMU OD,3LBS,13.8 KV,400 | sRMU | ROH | DF250622005 | Module, Control ¦ ISCU-01E-3L | 921 | 921 | 0 | 6100KDP02 | PO-SEP-8114-[8] | PO | 2025-11-30 | DFE-LV | Automated: Replaced DF250622005 by RMU000000191. | JB01-Jubail Industrial Warehouse | 2025-12-31 | 2025-12-17 | 0 | AMMARTECH Contracting & Smart Solutions | 6100KDP02 // 3L 355 Units Amar tech Scope Items
6100K024 | 3L - 908321124 : SWGR,SMART RMU OD,3LBS,13.8 KV,400 | sRMU | ROH | SEP11228 | Wire, Grounding, Yellow/Green, 2.5 Sq.mm, BVR, 450/750V, 105°C | 310 | 310 | 0 | 6100KDP02 | PO-SEP-7352-[63] | PO | 2025-11-15 | DFE - Gas Tank | Automated: Replaced SEP30707 by SEP11228. Automated: Replaced SEP30707 by SEP11228. | JB01-Jubail Industrial Warehouse | 2025-12-31 | 2025-12-17 | 0 | Dongfang Electronics International Engineering Co. Ltd | 6100KDP02//3L SRMU Loose Gas Tank (QTY 155)
6100K031 | Aziziyah (Fast Track) : SWITCHGEAR - Aziziyah | SWGR | ROH | 00046 | SCREW TS ACC T21336/M5X16 | 6 | 6 | 0 | 6100KDP01 | PO-SEP-6812-[48] | PO | 2025-08-31 | Mechanical |  | - | 2026-02-15 | 2026-02-01 | 0 | China Star (Dalian) Industry Co., Ltd. | 6100KDP01 // PP-12 (Mechanical Parts) for 07 Panels with Accessories
6100K031 | Aziziyah (Fast Track) : SWITCHGEAR - Aziziyah | SWGR | ROH | 03363 | STEEL RIVETS, ACC T 22205/6.4 TT(13.8kV) | 2079 | 1200 | 879 | 6100KDP01 | PO-SEP-6812-[40] | PO | 2025-08-31 | Mechanical |  | - | 2026-02-15 | 2026-02-01 | 0 | China Star (Dalian) Industry Co., Ltd. | 6100KDP01 // PP-12 (Mechanical Parts) for 07 Panels with Accessories
6100K031 | Aziziyah (Fast Track) : SWITCHGEAR - Aziziyah | SWGR | ROH | 03363 | STEEL RIVETS, ACC T 22205/6.4 TT(13.8kV) | 879 | 8 | 871 | 606PD013 | PO-SEP-8168-[216] | PO | 2025-10-30 | Mechanical |  | - | 2026-02-15 | 2026-02-01 | 0 | China Star (Dalian) Industry Co., Ltd. | 6100K022 // Mechanical Bulk Components,
6100K031 | Aziziyah (Fast Track) : SWITCHGEAR - Aziziyah | SWGR | ROH | 03363 | STEEL RIVETS, ACC T 22205/6.4 TT(13.8kV) | 871 | 871 | 0 | 6100KDP01 | PO-SEP-8378-[227] | PO | 2025-11-17 | Mechanical |  | - | 2026-02-15 | 2026-02-01 | 0 | China Star (Dalian) Industry Co., Ltd. | 6100K023 – PR for Supply of MV 13.8 kV Switchgear (SWGR) for Halfmoon 115/13.8 kV Substation (SS). This PR covers 1st lot of mechanical bulk materials required for the SWGR SS, i
6100K031 | Aziziyah (Fast Track) : SWITCHGEAR - Aziziyah | SWGR | ROH | 03366 | STEEL RIVETS T22205/4.8 TS | 148 | 148 | 0 | 6100KDP01 | PO-SEP-8378-[228] | PO | 2025-11-17 | Mechanical |  | - | 2026-02-15 | 2026-02-01 | 0 | China Star (Dalian) Industry Co., Ltd. | 6100K023 – PR for Supply of MV 13.8 kV Switchgear (SWGR) for Halfmoon 115/13.8 kV Substation (SS). This PR covers 1st lot of mechanical bulk materials required for the SWGR SS, i
6100K031 | Aziziyah (Fast Track) : SWITCHGEAR - Aziziyah | SWGR | ROH | 04472 | RIVET STAINLESS STL T22206/4.8 | 30 | 30 | 0 | 6100KDP01 | PO-SEP-6812-[56] | PO | 2025-08-31 | Mechanical |  | - | 2026-02-15 | 2026-02-01 | 0 | China Star (Dalian) Industry Co., Ltd. | 6100KDP01 // PP-12 (Mechanical Parts) for 07 Panels with Accessories
6100K031 | Aziziyah (Fast Track) : SWITCHGEAR - Aziziyah | SWGR | ROH | 08017 | TOMMY HEAD SCREW ACC T21010/M4x22 | 36 | 26 | 10 | 6100KDP01 | PO-SEP-6812-[32] | PO | 2025-08-31 | Mechanical |  | - | 2026-02-15 | 2026-02-01 | 0 | China Star (Dalian) Industry Co., Ltd. | 6100KDP01 // PP-12 (Mechanical Parts) for 07 Panels with Accessories
6100K031 | Aziziyah (Fast Track) : SWITCHGEAR - Aziziyah | SWGR | ROH | 08017 | TOMMY HEAD SCREW ACC T21010/M4x22 | 10 | 10 | 0 | 6100K023 | PO-SEP-8647-[14] | PO | 2025-10-30 | Mechanical |  | - | 2026-02-15 | 2026-02-01 | 0 | Mattssons Fasteners AB
6100K031 | Aziziyah (Fast Track) : SWITCHGEAR - Aziziyah | SWGR | ROH | 08448 | SQUARE FASTENING NUT TS ACC T21597/5 | 60 | 28 | 32 | 6100KDP01 | PO-SEP-6812-[42] | PO | 2025-08-31 | Mechanical |  | - | 2026-02-15 | 2026-02-01 | 0 | China Star (Dalian) Industry Co., Ltd. | 6100KDP01 // PP-12 (Mechanical Parts) for 07 Panels with Accessories
6100K031 | Aziziyah (Fast Track) : SWITCHGEAR - Aziziyah | SWGR | ROH | 08448 | SQUARE FASTENING NUT TS ACC T21597/5 | 32 | 32 | 0 | 6100KDP01 | PO-SEP-8378-[338] | PO | 2025-11-17 | Mechanical |  | - | 2026-02-15 | 2026-02-01 | 0 | China Star (Dalian) Industry Co., Ltd. | 6100K023 – PR for Supply of MV 13.8 kV Switchgear (SWGR) for Halfmoon 115/13.8 kV Substation (SS). This PR covers 1st lot of mechanical bulk materials required for the SWGR SS, i
6100K031 | Aziziyah (Fast Track) : SWITCHGEAR - Aziziyah | SWGR | ROH | 08852 | WASHER, SRING STEEL ACC T22100/3.2 | 6 | 6 | 0 | 6100KDP01 | PO-SEP-8629-[18] | PO | 2025-10-30 | Mechanical |  | - | 2026-02-15 | 2026-02-01 | 0 | FLY METALTECH TRADING CO.
6100K031 | Aziziyah (Fast Track) : SWITCHGEAR - Aziziyah | SWGR | ROH | 08856 | WASHER STEEL T22100/ 6.4 | 60 | 28 | 32 | 6100KDP01 | PO-SEP-6812-[16] | PO | 2025-08-31 | Mechanical |  | - | 2026-02-15 | 2026-02-01 | 0 | China Star (Dalian) Industry Co., Ltd. | 6100KDP01 // PP-12 (Mechanical Parts) for 07 Panels with Accessories
6100K031 | Aziziyah (Fast Track) : SWITCHGEAR - Aziziyah | SWGR | ROH | 08856 | WASHER STEEL T22100/ 6.4 | 32 | 32 | 0 | 6100KDP01 | PO-SEP-8378-[280] | PO | 2025-11-17 | Mechanical |  | - | 2026-02-15 | 2026-02-01 | 0 | China Star (Dalian) Industry Co., Ltd. | 6100K023 – PR for Supply of MV 13.8 kV Switchgear (SWGR) for Halfmoon 115/13.8 kV Substation (SS). This PR covers 1st lot of mechanical bulk materials required for the SWGR SS, i
6100K031 | Aziziyah (Fast Track) : SWITCHGEAR - Aziziyah | SWGR | ROH | 09021 | SELF-LOCKING HEX. NUT,T21192/M10 (LOCAL) | 120 | 120 | 0 | 6100KDP01 | PO-SEP-8680-[18] | PO | 2025-11-17 | Mechanical |  | - | 2026-02-15 | 2026-02-01 | 0 | ALAM AL NIMA TRADING EST
6100K031 | Aziziyah (Fast Track) : SWITCHGEAR - Aziziyah | SWGR | ROH | 09601 | WASHER, FLAT ACC T22000/3.2X7 | 84 | 36 | 48 | 6100KDP01 | PO-SEP-6812-[8] | PO | 2025-08-31 | Mechanical |  | - | 2026-02-15 | 2026-02-01 | 0 | China Star (Dalian) Industry Co., Ltd. | 6100KDP01 // PP-12 (Mechanical Parts) for 07 Panels with Accessories
6100K031 | Aziziyah (Fast Track) : SWITCHGEAR - Aziziyah | SWGR | ROH | 09601 | WASHER, FLAT ACC T22000/3.2X7 | 48 | 48 | 0 | 6100KDP01 | PO-SEP-8378-[275] | PO | 2025-11-17 | Mechanical |  | - | 2026-02-15 | 2026-02-01 | 0 | China Star (Dalian) Industry Co., Ltd. | 6100K023 – PR for Supply of MV 13.8 kV Switchgear (SWGR) for Halfmoon 115/13.8 kV Substation (SS). This PR covers 1st lot of mechanical bulk materials required for the SWGR SS, i
6100K031 | Aziziyah (Fast Track) : SWITCHGEAR - Aziziyah | SWGR | ROH | 09947 | SPRING WASHER ACC T22104/6 | 10 | 10 | 0 | 6100KDP01 | PO-SEP-8378-[270] | PO | 2025-11-17 | Mechanical |  | - | 2026-02-15 | 2026-02-01 | 0 | China Star (Dalian) Industry Co., Ltd. | 6100K023 – PR for Supply of MV 13.8 kV Switchgear (SWGR) for Halfmoon 115/13.8 kV Substation (SS). This PR covers 1st lot of mechanical bulk materials required for the SWGR SS, i
6100K031 | Aziziyah (Fast Track) : SWITCHGEAR - Aziziyah | SWGR | ROH | 1000057457 | WASHER CU AL M10 | 15 | 6 | 9 | 6100KDP01 | PO-SEP-6812-[30] | PO | 2025-08-31 | Mechanical |  | - | 2026-02-15 | 2026-02-01 | 0 | China Star (Dalian) Industry Co., Ltd. | 6100KDP01 // PP-12 (Mechanical Parts) for 07 Panels with Accessories
6100K031 | Aziziyah (Fast Track) : SWITCHGEAR - Aziziyah | SWGR | ROH | 1000057457 | WASHER CU AL M10 | 9 | 9 | 0 | 6100K023 | PO-SEP-8385-[290] | PO | 2025-09-21 | Mechanical |  | - | 2026-02-15 | 2026-02-01 | 0 | Easy China (Xiamen) Trading Co, Ltd. | To update Promised Delivery Date
6100K031 | Aziziyah (Fast Track) : SWITCHGEAR - Aziziyah | SWGR | ROH | 12989 | COUNTERSUNK STEEL SCREW T21065/M8X30 | 18 | 18 | 0 | 6100KDP01 | PO-SEP-8646-[1] | PO | 2025-10-20 | Mechanical |  | - | 2026-02-15 | 2026-02-01 | 0 | AL NAKHEEL GREEN STEEL WORKS
6100K031 | Aziziyah (Fast Track) : SWITCHGEAR - Aziziyah | SWGR | ROH | 13.8-VT-ZS1-3WDG-25VA | Incomer, BRM and BEM VTs ¦ 13.8-VT-ZS1-3WDG-25VA ¦ RITZ | 18 | 18 | 0 | 6100K025 | PO-SEP-8756-[11] | PO | 2025-10-23 | Mechanical |  | - | 2026-02-15 | 2026-02-01 | 0 |  | CT 6100K025 AZYZIYAH DMM SWGR SS
6100K031 | Aziziyah (Fast Track) : SWITCHGEAR - Aziziyah | SWGR | ROH | 16301 | RIVET T22213/4 | 22 | 22 | 0 | 6100KDP01 | PO-SEP-8645-[4] | PO | 2025-10-30 | Mechanical |  | - | 2026-02-15 | 2026-02-01 | 0 | Saeed Aziz Alsomali Trading Est
6100K031 | Aziziyah (Fast Track) : SWITCHGEAR - Aziziyah | SWGR | ROH | 16742 | DANGER SIGN T27420/60 | 5 | 5 | 0 | 6100KDP01 | PO-SEP-8379-[52] | PO | 2025-10-30 | Mechanical |  | - | 2026-02-15 | 2026-02-01 | 0 | Azm and Tumooh Trading Establishment | 6100K023 – PR for Supply of MV 13.8 kV Switchgear (SWGR) for Halfmoon 115/13.8 kV Substation (SS). This PR covers 1st lot of mechanical bulk materials required for the SWGR SS, i
6100K031 | Aziziyah (Fast Track) : SWITCHGEAR - Aziziyah | SWGR | ROH | 16743 | LABEL EARTHING (T27412/20) | 33 | 33 | 0 | 6100KDP01 | PO-SEP-8379-[43] | PO | 2025-10-30 | Mechanical |  | - | 2026-02-15 | 2026-02-01 | 0 | Azm and Tumooh Trading Establishment | 6100K023 – PR for Supply of MV 13.8 kV Switchgear (SWGR) for Halfmoon 115/13.8 kV Substation (SS). This PR covers 1st lot of mechanical bulk materials required for the SWGR SS, i
6100K031 | Aziziyah (Fast Track) : SWITCHGEAR - Aziziyah | SWGR | ROH | 1SFA611400R1005 | PILOT LIGHT#ML1-100W | 16 | 16 | 0 | 6100K025 | PO-SEP-8753-[17] | PO | 2025-10-23 | LV |  | - | 2026-02-15 | 2026-02-01 | 0 | Abb Electrical Industriesco | To update Promised Delivery Date
6100K031 | Aziziyah (Fast Track) : SWITCHGEAR - Aziziyah | SWGR | ROH | 1SFA611605R1100 | HOLDER#MCBH-00 | 13 | 13 | 0 | 6100K025 | PO-SEP-8753-[18] | PO | 2025-10-23 | LV |  | - | 2026-02-15 | 2026-02-01 | 0 | Abb Electrical Industriesco | To update Promised Delivery Date
6100K031 | Aziziyah (Fast Track) : SWITCHGEAR - Aziziyah | SWGR | ROH | 1SFA611621R1055 | LAMP BLOCK#MLBL-05W | 12 | 12 | 0 | 6100K025 | PO-SEP-8753-[22] | PO | 2025-10-23 | LV |  | - | 2026-02-15 | 2026-02-01 | 0 | Abb Electrical Industriesco | To update Promised Delivery Date
6100K031 | Aziziyah (Fast Track) : SWITCHGEAR - Aziziyah | SWGR | ROH | 1SFA611630R1001 | DIODE BLOCK#MDB-1001 | 2 | 2 | 0 | 6100K025 | PO-SEP-8753-[23] | PO | 2025-10-23 | LV |  | - | 2026-02-15 | 2026-02-01 | 0 | Abb Electrical Industriesco | To update Promised Delivery Date
6100K031 | Aziziyah (Fast Track) : SWITCHGEAR - Aziziyah | SWGR | ROH | 1SFA616920R8005 | KA1-8005 Lens | 2 | 2 | 0 | 6100K025 | PO-SEP-8753-[24] | PO | 2025-10-23 | LV |  | - | 2026-02-15 | 2026-02-01 | 0 | Abb Electrical Industriesco | To update Promised Delivery Date
6100K031 | Aziziyah (Fast Track) : SWITCHGEAR - Aziziyah | SWGR | ROH | 1SNA206394R0200 | *** USE MV-1SNA206394R0200 *** | 8 | 8 | 0 | 6100K025 | PO-SEP-8833-[34] | PO | 2025-10-23 | LV |  | - | 2026-02-15 | 2026-02-01 | 0 | Al Suhaili Trading And Development
6100K031 | Aziziyah (Fast Track) : SWITCHGEAR - Aziziyah | SWGR | ROH | 1SNK900654R0000 | SC-JB8-4 Short circuit bridges - Yellow | 2 | 2 | 0 | 6100K020 | PO-SEP-8833-[41] | PO | 2025-10-23 | LV |  | - | 2026-02-15 | 2026-02-01 | 0 | Al Suhaili Trading And Development
6100K031 | Aziziyah (Fast Track) : SWITCHGEAR - Aziziyah | SWGR | ROH | 1VCR000490F0001 | SHEET PROFILE | 20 | 16 | 4 | 6100KDP01 | PO-SEP-8402-[66] | PO | 2025-11-17 | Mechanical |  | - | 2026-02-15 | 2026-02-01 | 0 | First Telecom Industries | 6100K023 – PR for Supply of MV 13.8 kV Switchgear (SWGR) for Halfmoon 115/13.8 kV Substation (SS). This PR covers 1st lot of mechanical bulk materials required for the SWGR SS, i
6100K031 | Aziziyah (Fast Track) : SWITCHGEAR - Aziziyah | SWGR | ROH | 1VCR000490F0001 | SHEET PROFILE | 4 | 4 | 0 | 6100K023 | PO-SEP-8402-[17] | PO | 2025-11-17 | Mechanical |  | - | 2026-02-15 | 2026-02-01 | 0 | First Telecom Industries | 6100K023 – PR for Supply of MV 13.8 kV Switchgear (SWGR) for Halfmoon 115/13.8 kV Substation (SS). This PR covers 1st lot of mechanical bulk materials required for the SWGR SS, i
6100K031 | Aziziyah (Fast Track) : SWITCHGEAR - Aziziyah | SWGR | ROH | 1VCR000491F0001 | SHEET PROFILE | 20 | 16 | 4 | 6100KDP01 | PO-SEP-8402-[61] | PO | 2025-11-17 | Mechanical |  | - | 2026-02-15 | 2026-02-01 | 0 | First Telecom Industries | 6100K023 – PR for Supply of MV 13.8 kV Switchgear (SWGR) for Halfmoon 115/13.8 kV Substation (SS). This PR covers 1st lot of mechanical bulk materials required for the SWGR SS, i
6100K031 | Aziziyah (Fast Track) : SWITCHGEAR - Aziziyah | SWGR | ROH | 1VCR000491F0001 | SHEET PROFILE | 4 | 4 | 0 | 6100K023 | PO-SEP-8402-[32] | PO | 2025-11-17 | Mechanical |  | - | 2026-02-15 | 2026-02-01 | 0 | First Telecom Industries | 6100K023 – PR for Supply of MV 13.8 kV Switchgear (SWGR) for Halfmoon 115/13.8 kV Substation (SS). This PR covers 1st lot of mechanical bulk materials required for the SWGR SS, i
6100K031 | Aziziyah (Fast Track) : SWITCHGEAR - Aziziyah | SWGR | ROH | 1VCR002047G0001 | COMPLETE ASSEMBLY KIT FOR DIRAK LOCKUP | 8 | 8 | 0 | 6100KDP01 | PO-SEP-8446-[3] | PO | 2025-11-30 | Mechanical |  | - | 2026-02-15 | 2026-02-01 | 0 | Ningbo Shengjiu Technology CO., LTD. | 6100K023 – PR for Supply of MV 13.8 kV Switchgear (SWGR) for Halfmoon 115/13.8 kV Substation (SS). This PR covers 1st lot of mechanical bulk materials required for the SWGR SS, i
6100K031 | Aziziyah (Fast Track) : SWITCHGEAR - Aziziyah | SWGR | ROH | 1VCR002428G0001 | LOCKUP ROD ASSEMBLY | 7 | 7 | 0 | 6100KDP01 | PO-SEP-8387-[24] | PO | 2025-11-30 | Mechanical |  | - | 2026-02-15 | 2026-02-01 | 0 | Fujian Sanxing Electric Co., Ltd | 6100K023 – PR for Supply of MV 13.8 kV Switchgear (SWGR) for Halfmoon 115/13.8 kV Substation (SS). This PR covers 1st lot of mechanical bulk materials required for the SWGR SS, i
6100K031 | Aziziyah (Fast Track) : SWITCHGEAR - Aziziyah | SWGR | ROH | 1VL7600732P0101 | SPACER TUBE | 18 | 18 | 0 | 6100K023 | PO-SEP-8403-[2] | PO | 2025-09-21 | Mechanical |  | - | 2026-02-15 | 2026-02-01 | 0 | AL NAKHEEL GREEN STEEL WORKS | 6100K023Halfmoon SWGR Project, All Electrical Components (ABB, Hitachi & Bulk) to Supply of MV 13.8 kV SWGR For Halfmoon 115/13.8kv SS
6100K031 | Aziziyah (Fast Track) : SWITCHGEAR - Aziziyah | SWGR | ROH | 1VL7605506P0101 | ABB LOGO UNIGEAR ZS1 | 5 | 4 | 1 | 6100KDP01 | PO-SEP-8379-[53] | PO | 2025-10-30 | Mechanical |  | - | 2026-02-15 | 2026-02-01 | 0 | Azm and Tumooh Trading Establishment | 6100K023 – PR for Supply of MV 13.8 kV Switchgear (SWGR) for Halfmoon 115/13.8 kV Substation (SS). This PR covers 1st lot of mechanical bulk materials required for the SWGR SS, i
6100K031 | Aziziyah (Fast Track) : SWITCHGEAR - Aziziyah | SWGR | ROH | 1VL7605506P0101 | ABB LOGO UNIGEAR ZS1 | 1 | 1 | 0 | 6100K023 | PO-SEP-8379-[55] | PO | 2025-10-30 | Mechanical |  | - | 2026-02-15 | 2026-02-01 | 0 | Azm and Tumooh Trading Establishment | 6100K023 – PR for Supply of MV 13.8 kV Switchgear (SWGR) for Halfmoon 115/13.8 kV Substation (SS). This PR covers 1st lot of mechanical bulk materials required for the SWGR SS, i
6100K031 | Aziziyah (Fast Track) : SWITCHGEAR - Aziziyah | SWGR | ROH | 1VL7605506P0102 | ABB LOGO UNIGEAR ZS1 | 46 | 38 | 8 | 6100K023 | PO-SEP-8379-[24] | PO | 2025-10-30 | Mechanical |  | - | 2026-02-15 | 2026-02-01 | 0 | Azm and Tumooh Trading Establishment | 6100K023 – PR for Supply of MV 13.8 kV Switchgear (SWGR) for Halfmoon 115/13.8 kV Substation (SS). This PR covers 1st lot of mechanical bulk materials required for the SWGR SS, i
6100K031 | Aziziyah (Fast Track) : SWITCHGEAR - Aziziyah | SWGR | ROH | 1VL7605506P0102 | ABB LOGO UNIGEAR ZS1 | 8 | 8 | 0 | 6100KDP01 | PO-SEP-8379-[45] | PO | 2025-10-30 | Mechanical |  | - | 2026-02-15 | 2026-02-01 | 0 | Azm and Tumooh Trading Establishment | 6100K023 – PR for Supply of MV 13.8 kV Switchgear (SWGR) for Halfmoon 115/13.8 kV Substation (SS). This PR covers 1st lot of mechanical bulk materials required for the SWGR SS, i
6100K031 | Aziziyah (Fast Track) : SWITCHGEAR - Aziziyah | SWGR | ROH | 1VL7607280R0101 | HINGE WITHOUT FASTENERS | 176 | 87 | 89 | 6100KDP01 | PO-SEP-6832-[3] | PO | 2025-08-20 | Mechanical |  | - | 2026-02-15 | 2026-02-01 | 0 | Xiamen Xingjitai Electrical Apparatus Co. Ltd | (Mechanical Parts) PP-12
6100K031 | Aziziyah (Fast Track) : SWITCHGEAR - Aziziyah | SWGR | ROH | 1VL7607280R0101 | HINGE WITHOUT FASTENERS | 89 | 89 | 0 | 6100KDP01 | PO-SEP-8397-[4] | PO | 2025-11-30 | Mechanical |  | - | 2026-02-15 | 2026-02-01 | 0 | Xiamen Xingjitai Electrical Apparatus Co. Ltd | 6100K023 – PR for Supply of MV 13.8 kV Switchgear (SWGR) for Halfmoon 115/13.8 kV Substation (SS). This PR covers 1st lot of mechanical bulk materials required for the SWGR SS, i
6100K031 | Aziziyah (Fast Track) : SWITCHGEAR - Aziziyah | SWGR | ROH | 1VL7623184R0101 | COMPLETE HANDLE | 49 | 41 | 8 | 6100KDP01 | PO-SEP-5621-[1] | PO | 2025-08-20 | Mechanical |  | - | 2026-02-15 | 2026-02-01 | 0 | SHAMS ALRIYADH INDUSTRIAL FACTORY | 6100KDP01 // MV SWGR (New Batha & United Cement SS) Category "C&D" Material (Supplier-SHAMS ALRIYADH INDUSTRIAL FACTORY)
6100K031 | Aziziyah (Fast Track) : SWITCHGEAR - Aziziyah | SWGR | ROH | 1VL7623184R0101 | COMPLETE HANDLE | 8 | 8 | 0 | 6100KDP01 | PO-SEP-8552-[1] | PO | 2025-11-15 | Mechanical |  | - | 2026-02-15 | 2026-02-01 | 0 | SHAMS ALRIYADH INDUSTRIAL FACTORY | AL Azyziyah DMM Project under Dummy 6100KDP01 2nd Lot of Mechanical Componentes for SEC a/c Dammam Aziziya Fast track project 13.8kV MV SWGR.
6100K031 | Aziziyah (Fast Track) : SWITCHGEAR - Aziziyah | SWGR | ROH | 1YAB000003-FDX | MIMIC , OUTGOING WITH EARTHING | 4 | 4 | 0 | 6100K020 | PO-SEP-8724-[6] | PO | 2025-10-23 | LV |  | - | 2026-02-15 | 2026-02-01 | 0 | Azm and Tumooh Trading Establishment | Al Azizyah Project SS 6100KDP01 Mechanical Bulk Lot 5.
6100K031 | Aziziyah (Fast Track) : SWITCHGEAR - Aziziyah | SWGR | ROH | 1YAB010024P0101 | HINGE BOLT COMPONENT #1 | 12 | 12 | 0 | 6100K023 | PO-SEP-8629-[13] | PO | 2025-10-30 | Mechanical |  | - | 2026-02-15 | 2026-02-01 | 0 | FLY METALTECH TRADING CO.
6100K031 | Aziziyah (Fast Track) : SWITCHGEAR - Aziziyah | SWGR | ROH | 1YAB010025P0101 | HINGE COMPONENT #2 | 48 | 48 | 0 | 6100K023 | PO-SEP-8403-[3] | PO | 2025-09-21 | Mechanical |  | - | 2026-02-15 | 2026-02-01 | 0 | AL NAKHEEL GREEN STEEL WORKS | 6100K023Halfmoon SWGR Project, All Electrical Components (ABB, Hitachi & Bulk) to Supply of MV 13.8 kV SWGR For Halfmoon 115/13.8kv SS
6100K031 | Aziziyah (Fast Track) : SWITCHGEAR - Aziziyah | SWGR | ROH | 1YAB010029P0122 | CVI DIVIDER, 12-17.5kV, Set 1B (11425) | 7 | 7 | 0 | 6100KDP01 | PO-SEP-8445-[2] | PO | 2025-12-31 | Mechanical |  | - | 2026-02-15 | 2026-02-01 | 0 | Ritz Instrument Transformers GMBH | 6100K023 – PR for Supply of MV 13.8 kV Switchgear (SWGR) for Halfmoon 115/13.8 kV Substation (SS). This PR covers 1st lot of mechanical bulk materials required for the SWGR SS, i
6100K031 | Aziziyah (Fast Track) : SWITCHGEAR - Aziziyah | SWGR | ROH | 1YAB010037P0101 | STRENGHTENING SHEET 13.8KV/24KV | 6 | 6 | 0 | free_stock | PO-SEP-6816-[8] | PO | 2025-09-18 | Mechanical |  | - | 2026-02-15 | 2026-02-01 | 0 | First Telecom Industries
6100K031 | Aziziyah (Fast Track) : SWITCHGEAR - Aziziyah | SWGR | ROH | 1YAB010037P0102 | STRENGTHENING SHEET FOR 40KA PANEL | 2 | 2 | 0 | 6100KDP01 | PO-SEP-8402-[64] | PO | 2025-11-17 | Mechanical |  | - | 2026-02-15 | 2026-02-01 | 0 | First Telecom Industries | 6100K023 – PR for Supply of MV 13.8 kV Switchgear (SWGR) for Halfmoon 115/13.8 kV Substation (SS). This PR covers 1st lot of mechanical bulk materials required for the SWGR SS, i
6100K031 | Aziziyah (Fast Track) : SWITCHGEAR - Aziziyah | SWGR | ROH | 1YAB010075P0101 | PARTITION PLATE UPPER CT W800 SS STL | 10 | 10 | 0 | 6100KDP01 | PO-SEP-8402-[58] | PO | 2025-11-17 | Mechanical |  | - | 2026-02-15 | 2026-02-01 | 0 | First Telecom Industries | 6100K023 – PR for Supply of MV 13.8 kV Switchgear (SWGR) for Halfmoon 115/13.8 kV Substation (SS). This PR covers 1st lot of mechanical bulk materials required for the SWGR SS, i
6100K031 | Aziziyah (Fast Track) : SWITCHGEAR - Aziziyah | SWGR | ROH | 1YAB010076P0101 | COVER FOR PARTITION PLATE | 10 | 10 | 0 | 6100KDP01 | PO-SEP-8402-[56] | PO | 2025-11-17 | Mechanical |  | - | 2026-02-15 | 2026-02-01 | 0 | First Telecom Industries | 6100K023 – PR for Supply of MV 13.8 kV Switchgear (SWGR) for Halfmoon 115/13.8 kV Substation (SS). This PR covers 1st lot of mechanical bulk materials required for the SWGR SS, i
6100K031 | Aziziyah (Fast Track) : SWITCHGEAR - Aziziyah | SWGR | ROH | 1YAB010138P0102 | PROTECTIVE COVER W800 | 5 | 5 | 0 | 6100KDP01 | PO-SEP-8396-[31] | PO | 2025-11-30 | Mechanical |  | - | 2026-02-15 | 2026-02-01 | 0 | XIAMEN STARLIGHTS | 6100K023 – PR for Supply of MV 13.8 kV Switchgear (SWGR) for Halfmoon 115/13.8 kV Substation (SS). This PR covers 1st lot of mechanical bulk materials required for the SWGR SS, i
6100K031 | Aziziyah (Fast Track) : SWITCHGEAR - Aziziyah | SWGR | ROH | 1YAB010145P0102 | DOOR STOPPER ROD 8 MM DIA. | 9 | 9 | 0 | 6100K023 | PO-SEP-8704-[1] | PO | 2025-09-21 | Mechanical |  | - | 2026-02-15 | 2026-02-01 | 0 | Laser Company for Metal Industries Ltd | 6100K023 – PR for Supply of MV 13.8 kV Switchgear (SWGR) for Halfmoon 115/13.8 kV Substation (SS). This PR covers 1st lot of mechanical bulk materials required for the SWGR SS, i
6100K031 | Aziziyah (Fast Track) : SWITCHGEAR - Aziziyah | SWGR | ROH | 1YAB010241P0101 | HEX. BOLT M10X20 POLYAMIDE | 36 | 36 | 0 | 6100KDP01 | PO-SEP-8378-[208] | PO | 2025-11-17 | Mechanical |  | - | 2026-02-15 | 2026-02-01 | 0 | China Star (Dalian) Industry Co., Ltd. | 6100K023 – PR for Supply of MV 13.8 kV Switchgear (SWGR) for Halfmoon 115/13.8 kV Substation (SS). This PR covers 1st lot of mechanical bulk materials required for the SWGR SS, i
6100K031 | Aziziyah (Fast Track) : SWITCHGEAR - Aziziyah | SWGR | ROH | 1YAB010241P0103 | HEX. BOLT M10X30 POLYAMIDE | 6 | 6 | 0 | 6100KDP01 | PO-SEP-8378-[160] | PO | 2025-11-17 | Mechanical |  | - | 2026-02-15 | 2026-02-01 | 0 | China Star (Dalian) Industry Co., Ltd. | 6100K023 – PR for Supply of MV 13.8 kV Switchgear (SWGR) for Halfmoon 115/13.8 kV Substation (SS). This PR covers 1st lot of mechanical bulk materials required for the SWGR SS, i
6100K031 | Aziziyah (Fast Track) : SWITCHGEAR - Aziziyah | SWGR | ROH | 1YAB010301P0101 | Instruction label for Pres Flap Opening | 4 | 4 | 0 | 6100KDP01 | PO-SEP-8379-[40] | PO | 2025-10-30 | Mechanical |  | - | 2026-02-15 | 2026-02-01 | 0 | Azm and Tumooh Trading Establishment | 6100K023 – PR for Supply of MV 13.8 kV Switchgear (SWGR) for Halfmoon 115/13.8 kV Substation (SS). This PR covers 1st lot of mechanical bulk materials required for the SWGR SS, i
6100K031 | Aziziyah (Fast Track) : SWITCHGEAR - Aziziyah | SWGR | ROH | 1YAB010301P0111 | Label printed in Trafolite 200 x 100 | 9 | 9 | 0 | 6100KDP01 | PO-SEP-8379-[39] | PO | 2025-10-30 | Mechanical |  | - | 2026-02-15 | 2026-02-01 | 0 | Azm and Tumooh Trading Establishment | 6100K023 – PR for Supply of MV 13.8 kV Switchgear (SWGR) for Halfmoon 115/13.8 kV Substation (SS). This PR covers 1st lot of mechanical bulk materials required for the SWGR SS, i
6100K031 | Aziziyah (Fast Track) : SWITCHGEAR - Aziziyah | SWGR | ROH | 1YAB010402P0101 | STICKER "operating Instruction manual" | 5 | 5 | 0 | 6100KDP01 | PO-SEP-8379-[29] | PO | 2025-10-30 | Mechanical |  | - | 2026-02-15 | 2026-02-01 | 0 | Azm and Tumooh Trading Establishment | 6100K023 – PR for Supply of MV 13.8 kV Switchgear (SWGR) for Halfmoon 115/13.8 kV Substation (SS). This PR covers 1st lot of mechanical bulk materials required for the SWGR SS, i
6100K031 | Aziziyah (Fast Track) : SWITCHGEAR - Aziziyah | SWGR | ROH | 1YAB010402R0103 | LABELS FOR SHUTTERS BUSBAR-CABLE -FEEDER | 13 | 13 | 0 | 6100KDP01 | PO-SEP-8379-[37] | PO | 2025-10-30 | Mechanical |  | - | 2026-02-15 | 2026-02-01 | 0 | Azm and Tumooh Trading Establishment | 6100K023 – PR for Supply of MV 13.8 kV Switchgear (SWGR) for Halfmoon 115/13.8 kV Substation (SS). This PR covers 1st lot of mechanical bulk materials required for the SWGR SS, i
6100K031 | Aziziyah (Fast Track) : SWITCHGEAR - Aziziyah | SWGR | ROH | 1YAB010489P0101 | FLAT BRAIDED, 16SQMM. TIN(13.8kV)6mmdia | 54 | 54 | 0 | 6100KDP01 | PO-SEP-8378-[211] | PO | 2025-11-17 | Mechanical |  | - | 2026-02-15 | 2026-02-01 | 0 | China Star (Dalian) Industry Co., Ltd. | 6100K023 – PR for Supply of MV 13.8 kV Switchgear (SWGR) for Halfmoon 115/13.8 kV Substation (SS). This PR covers 1st lot of mechanical bulk materials required for the SWGR SS, i
6100K031 | Aziziyah (Fast Track) : SWITCHGEAR - Aziziyah | SWGR | ROH | 1YAB010489P0102 | FLAT BRAIDED CONNECTOR, 16 SQMM. TINNED | 8 | 8 | 0 | 6100K023 | PO-SEP-8403-[4] | PO | 2025-09-21 | Mechanical |  | - | 2026-02-15 | 2026-02-01 | 0 | AL NAKHEEL GREEN STEEL WORKS | 6100K023Halfmoon SWGR Project, All Electrical Components (ABB, Hitachi & Bulk) to Supply of MV 13.8 kV SWGR For Halfmoon 115/13.8kv SS
6100K031 | Aziziyah (Fast Track) : SWITCHGEAR - Aziziyah | SWGR | ROH | 1YAB52321VW6CN00 | VD4/PW 170625-p210-125VDC (1VCD400222) | 24 | 4 | 20 | 6100K019 | PO-SEP-7386-[1] | PO | 2025-09-30 | A |  | - | 2026-02-15 | 2026-02-01 | 0 | Abb Electrical Industriesco | PP-12 / CB
6100K031 | Aziziyah (Fast Track) : SWITCHGEAR - Aziziyah | SWGR | ROH | 1YAB52321VW6CN00 | VD4/PW 170625-p210-125VDC (1VCD400222) | 20 | 20 | 0 | 6100K025 | PO-SEP-8773-[1] | PO | 2025-10-23 | A |  | - | 2026-02-15 | 2026-02-01 | 0 | Abb Electrical Industriesco | 6100K025 DMM AZYZIYAH SWGR SS Electrical Componentes
6100K031 | Aziziyah (Fast Track) : SWITCHGEAR - Aziziyah | SWGR | ROH | 1YAB52333VW6CN00 | VD4/P 171240-p210-125VDC (1VCD400222) | 1 | 1 | 0 | 6100K025 | PO-SEP-8773-[3] | PO | 2025-10-23 | A |  | - | 2026-02-15 | 2026-02-01 | 0 | Abb Electrical Industriesco | 6100K025 DMM AZYZIYAH SWGR SS Electrical Componentes
6100K031 | Aziziyah (Fast Track) : SWITCHGEAR - Aziziyah | SWGR | ROH | 1YAB5320XHI1XN00 | POWER QUALITY ANALYZER, ISKRA iMC784 | 3 | 3 | 0 | 6100K025 | PO-SEP-8547-[2] | PO | 2025-10-23 | LV |  | - | 2026-02-15 | 2026-02-01 | 0 | Enerziff Solutions FZCO | AL Azyziyah 6100KDP01, Supply of Electrical Components – 1st Lot for SWGR under Dummy Project 6100KDP01 – Al Azyziyah Project (SEC Scope).
6100K031 | Aziziyah (Fast Track) : SWITCHGEAR - Aziziyah | SWGR | ROH | 1YAB5331XXCX0100 | BREAKER CONTROL SWITCH (Comelectric)Breaker Control Switch3-Pole, 3-Position & spring returnDim: 51 X 51 mm Padlockable handle:Colour : Red YellowFront plate:Text Engrave : OPEN- NORMAL-CLOSELettering plate:Text Engrave : BREAKER CONTROL SWITCH Ordering Code: R601 SAM303 011 01-L078+48-30309T133 | 3 | 3 | 0 | 6100KDP01 | PO-SEP-8398-[10] | PO | 2025-12-31 | LV |  | - | 2026-02-15 | 2026-02-01 | 0 | Aman Engineering FZC | 6100K023Halfmoon SWGR Project, All Electrical Components (ABB, Hitachi & Bulk) to Supply of MV 13.8 kV SWGR For Halfmoon 115/13.8kv SS
6100K031 | Aziziyah (Fast Track) : SWITCHGEAR - Aziziyah | SWGR | ROH | 1YAB5331XXCX0210 | CBMODE6P,4Pos.Off-Emer-Local-Rem-Padlock(COMELECTRIC), Breaker Mode Selector Switch 6-Poles, 4-Positions Padlockable in each position Stop at last position: YES Handle Color: Black Front plate: Text engrave : Cam Position 270, Text = OFF Cam Position 330, Text = EMERGENCY Cam Position 30, Text = LOCAL Cam Position 90, Text = REMOTE Lettering plate Text engrave : BREAKER MODE SWITCH COMELETRIC Part No. R601 SA412 067 27-L071+48-40513T134 SAP Part no: 1YAB5331XXCX0210 | 8 | 8 | 0 | 6100KDP01 | PO-SEP-8398-[11] | PO | 2025-12-31 | LV |  | - | 2026-02-15 | 2026-02-01 | 0 | Aman Engineering FZC | 6100K023Halfmoon SWGR Project, All Electrical Components (ABB, Hitachi & Bulk) to Supply of MV 13.8 kV SWGR For Halfmoon 115/13.8kv SS
6100K031 | Aziziyah (Fast Track) : SWITCHGEAR - Aziziyah | SWGR | ROH | 1YAB5331XXCX0300 | SPACE HEATER SEL. SWITCH ( COMELECTRIC )R601 SA302 112-W051+48-31090T124 20A, 3Positions without internal links 2pole,3position Engraving (OFF/Auto/Manual) OFF-zero contacts AUTO-2 contacts MANUAL-2contacts TOP PLATE (SPACE HEATER) Single hole mounting FT6 | 2 | 2 | 0 | 6100KDP01 | PO-SEP-8398-[13] | PO | 2025-12-31 | LV |  | - | 2026-02-15 | 2026-02-01 | 0 | Aman Engineering FZC | 6100K023Halfmoon SWGR Project, All Electrical Components (ABB, Hitachi & Bulk) to Supply of MV 13.8 kV SWGR For Halfmoon 115/13.8kv SS
6100K031 | Aziziyah (Fast Track) : SWITCHGEAR - Aziziyah | SWGR | ROH | 1YAB5331XXCX0400 | LAMP TEST SWITCH ( COMELECTRIC )R601 SAM201 071-W051+48-20547T123 20A SPRING RETAIN WITHOUT INTERNAL LINKS 2 POSITION,1POLE Engraving (OFF-TEST) TOP PLATE Engraving (LAMP TEST) | 1 | 1 | 0 | 6100K020 | PO-SEP-8785-[17] | PO | 2025-10-23 | LV |  | - | 2026-02-15 | 2026-02-01 | 0 | Aman Engineering FZC
6100K031 | Aziziyah (Fast Track) : SWITCHGEAR - Aziziyah | SWGR | ROH | 1YAB5331XXKX0700 | Auto Re-close IN-OUT Selector Switch(COMELECTRIC),"Auto Re-close IN-OUT Selector Switch 4-Pole, 2-Positions Dim: 51 X 51 mm Padlockable handle: Colour : Black Front plate: Text Engrave : IN-OUT Lettering plate Text Engrave : A/R IN-OUT SWITCH" CA10-A723-SA0030-E 1YAB5331XXKX0700 | 5 | 5 | 0 | 6100KDP01 | PO-SEP-8398-[9] | PO | 2025-12-31 | LV |  | - | 2026-02-15 | 2026-02-01 | 0 | Aman Engineering FZC | 6100K023Halfmoon SWGR Project, All Electrical Components (ABB, Hitachi & Bulk) to Supply of MV 13.8 kV SWGR For Halfmoon 115/13.8kv SS
6100K031 | Aziziyah (Fast Track) : SWITCHGEAR - Aziziyah | SWGR | ROH | 1YAB5332XXAXB000 | PB Black 1NO+1NC-22 dia-1SFA611100R4076 | 40 | 40 | 0 | 6100K025 | PO-SEP-8753-[76] | PO | 2025-10-23 | LV |  | - | 2026-02-15 | 2026-02-01 | 0 | Abb Electrical Industriesco | To update Promised Delivery Date
6100K031 | Aziziyah (Fast Track) : SWITCHGEAR - Aziziyah | SWGR | ROH | 1YAB5335XXAX1100 | COMBIFLEX TERMINAL BASE RX 2H -5619625-A | 135 | 15 | 120 | 6100K019 | PO-SEP-8140-[4] | PO | 2025-11-10 | LV |  | - | 2026-02-15 | 2026-02-01 | 0 | Hitachi Energy Ltd | PP-12 additional components
6100K031 | Aziziyah (Fast Track) : SWITCHGEAR - Aziziyah | SWGR | ROH | 1YAB5335XXAX1100 | COMBIFLEX TERMINAL BASE RX 2H -5619625-A | 120 | 120 | 0 | 6100KDP01 | PO-SEP-8366-[14] | PO | 2025-12-31 | LV |  | - | 2026-02-15 | 2026-02-01 | 0 | Hitachi Energy Ltd | 6100K023Halfmoon SWGR Project, All Electrical Components (ABB, Hitachi & Bulk) to Supply of MV 13.8 kV SWGR For Halfmoon 115/13.8kv SS
6100K031 | Aziziyah (Fast Track) : SWITCHGEAR - Aziziyah | SWGR | ROH | 1YAB5336XXAA2G00 | MCB S 202-K6 6A AC -2P - 2CDS252001R0377 | 12 | 12 | 0 | 6100K020 | PO-SEP-8753-[60] | PO | 2025-10-23 | LV |  | - | 2026-02-15 | 2026-02-01 | 0 | Abb Electrical Industriesco | To update Promised Delivery Date
6100K031 | Aziziyah (Fast Track) : SWITCHGEAR - Aziziyah | SWGR | ROH | 1YAB5336XXAB2G00 | MCB 6A DC 2P S202M-K6UC -2CDS272061R0377 | 14 | 14 | 0 | 6100K025 | PO-SEP-8753-[10] | PO | 2025-10-23 | LV |  | - | 2026-02-15 | 2026-02-01 | 0 | Abb Electrical Industriesco | To update Promised Delivery Date
6100K031 | Aziziyah (Fast Track) : SWITCHGEAR - Aziziyah | SWGR | ROH | 1YAB5336XXACG000 | Aux contact 2NC, S2C-HO2L-for MCB Order # 2CDS200936R0003 | 9 | 9 | 0 | 6100K025 | PO-SEP-8753-[11] | PO | 2025-10-23 | LV |  | - | 2026-02-15 | 2026-02-01 | 0 | Abb Electrical Industriesco | To update Promised Delivery Date
6100K031 | Aziziyah (Fast Track) : SWITCHGEAR - Aziziyah | SWGR | ROH | 1YAB5340XAJXXN00 | RF-4R_125Vdc_4 C/O_LED | 6 | 6 | 0 | 6100K023 | PO-SEP-8407-[1] | PO | 2025-09-18 | LV |  | - | 2026-02-15 | 2026-02-01 | 0 | Innovative Systems Co. Ltd | 6100K023Halfmoon SWGR Project, All Electrical Components (ABB, Hitachi & Bulk) to Supply of MV 13.8 kV SWGR For Halfmoon 115/13.8kv SS
6100K031 | Aziziyah (Fast Track) : SWITCHGEAR - Aziziyah | SWGR | ROH | 1YAB5340XAJXXN01 | BJ-8RP_Bistable_125Vdc_8 C/O | 2 | 2 | 0 | 6100K023 | PO-SEP-8407-[2] | PO | 2025-09-18 | LV |  | - | 2026-02-15 | 2026-02-01 | 0 | Innovative Systems Co. Ltd | 6100K023Halfmoon SWGR Project, All Electrical Components (ABB, Hitachi & Bulk) to Supply of MV 13.8 kV SWGR For Halfmoon 115/13.8kv SS
6100K031 | Aziziyah (Fast Track) : SWITCHGEAR - Aziziyah | SWGR | ROH | 1YAB5340XJAXXN00 | THREE PHASE FUSE SUPERVISION RELAY Type : RXBA4 (ABB) ORDER NO. : RK 428 004-AA CONTACTS : 2 CHANGE OVER SELF RESET | 6 | 4 | 2 | 6100K023 | PO-SEP-8751-[34] | PO | 2025-10-23 | LV |  | - | 2026-02-15 | 2026-02-01 | 0 | Hitachi Energy Ltd | 6100K021 AL RAYAN SS SWGR Electrical Componentes Order.
6100K031 | Aziziyah (Fast Track) : SWITCHGEAR - Aziziyah | SWGR | ROH | 1YAB5340XJAXXN00 | THREE PHASE FUSE SUPERVISION RELAY Type : RXBA4 (ABB) ORDER NO. : RK 428 004-AA CONTACTS : 2 CHANGE OVER SELF RESET | 2 | 1 | 1 | 6100K019 | PO-SEP-7420-[1] | PO | 2025-10-31 | LV |  | - | 2026-02-15 | 2026-02-01 | 0 | Hitachi Energy Ltd | PP-12 / ADDITIONAL ELEC COMPONENTS
6100K031 | Aziziyah (Fast Track) : SWITCHGEAR - Aziziyah | SWGR | ROH | 1YAB5340XJAXXN00 | THREE PHASE FUSE SUPERVISION RELAY Type : RXBA4 (ABB) ORDER NO. : RK 428 004-AA CONTACTS : 2 CHANGE OVER SELF RESET | 1 | 1 | 0 | 6100KDP01 | PO-SEP-8297-[5] | PO | 2025-12-31 | LV |  | - | 2026-02-15 | 2026-02-01 | 0 | Hitachi Energy Ltd | PP-12 RELAY BASE AND COMBIFLEX BOX
6100K031 | Aziziyah (Fast Track) : SWITCHGEAR - Aziziyah | SWGR | ROH | 1YAB5355AAB0002 | TERMINAL BLOCK OTTA 6 - 0790433 | 250 | 250 | 0 | 6100K023 | PO-SEP-8417-[2] | PO | 2025-11-30 | LV |  | - | 2026-02-15 | 2026-02-01 | 0 | Phoenix Contact Trading LLC | 6100K023Halfmoon SWGR Project, All Electrical Components (ABB, Hitachi & Bulk) to Supply of MV 13.8 kV SWGR For Halfmoon 115/13.8kv SS
6100K031 | Aziziyah (Fast Track) : SWITCHGEAR - Aziziyah | SWGR | ROH | 1YAB5355AMC0001 | Feed-through terminal block,ZT 4/4AN/2 .Base Terminal Plug AC-DC-4mm 1848350000 | 10 | 10 | 0 | 6100KDP01 | PO-SEP-8518-[1] | PO | 2025-12-31 | LV |  | - | 2026-02-15 | 2026-02-01 | 0 | WEIDMULLER MIDDLE EAST (FZE) | To update Promised Delivery Date
6100K031 | Aziziyah (Fast Track) : SWITCHGEAR - Aziziyah | SWGR | ROH | 1YAB5355DXC0000 | 460660001 DEK 5 FSZ 1-10 Z-Terminal 1-10 | 600 | 600 | 0 | 6100KDP01 | PO-SEP-8518-[7] | PO | 2025-12-31 | LV |  | - | 2026-02-15 | 2026-02-01 | 0 | WEIDMULLER MIDDLE EAST (FZE) | To update Promised Delivery Date
6100K031 | Aziziyah (Fast Track) : SWITCHGEAR - Aziziyah | SWGR | ROH | 28192 | SCREW NYLON (POLIAM T21900 / 8X25) | 129 | 129 | 0 | 6100KDP01 | PO-SEP-8378-[271] | PO | 2025-11-17 | Mechanical |  | - | 2026-02-15 | 2026-02-01 | 0 | China Star (Dalian) Industry Co., Ltd. | 6100K023 – PR for Supply of MV 13.8 kV Switchgear (SWGR) for Halfmoon 115/13.8 kV Substation (SS). This PR covers 1st lot of mechanical bulk materials required for the SWGR SS, i
6100K031 | Aziziyah (Fast Track) : SWITCHGEAR - Aziziyah | SWGR | ROH | 28627 | Rivet NUT ACC T21098/M6 (countersunk) | 155 | 91 | 64 | 6100KDP01 | PO-SEP-6812-[54] | PO | 2025-08-31 | Mechanical |  | - | 2026-02-15 | 2026-02-01 | 0 | China Star (Dalian) Industry Co., Ltd. | 6100KDP01 // PP-12 (Mechanical Parts) for 07 Panels with Accessories
6100K031 | Aziziyah (Fast Track) : SWITCHGEAR - Aziziyah | SWGR | ROH | 28627 | Rivet NUT ACC T21098/M6 (countersunk) | 64 | 64 | 0 | 6100KDP01 | PO-SEP-8645-[3] | PO | 2025-10-30 | Mechanical |  | - | 2026-02-15 | 2026-02-01 | 0 | Saeed Aziz Alsomali Trading Est
6100K031 | Aziziyah (Fast Track) : SWITCHGEAR - Aziziyah | SWGR | ROH | 2CSM258163R0721 | MV MATERIAL MV-AC-SOCKET-WOA 1YAB53305XAX0000 M1363-L | 1 | 1 | 0 | 6100KDP01 | PO-SEP-8388-[28] | PO | 2025-10-30 | LV |  | - | 2026-02-15 | 2026-02-01 | 0 | Saeed Aziz Alsomali Trading Est | 6100K023Halfmoon SWGR Project, All Electrical Components (ABB, Hitachi & Bulk) to Supply of MV 13.8 kV SWGR For Halfmoon 115/13.8kv SS
6100K031 | Aziziyah (Fast Track) : SWITCHGEAR - Aziziyah | SWGR | ROH | 4CE7000583P0101 | PIN | 12 | 12 | 0 | 6100KDP01 | PO-SEP-8680-[5] | PO | 2025-11-17 | Mechanical |  | - | 2026-02-15 | 2026-02-01 | 0 | ALAM AL NIMA TRADING EST
6100K031 | Aziziyah (Fast Track) : SWITCHGEAR - Aziziyah | SWGR | ROH | 500673075 | PIN T22681/8X54,5-5 | 40 | 40 | 0 | 6100KDP01 | PO-SEP-8387-[34] | PO | 2025-11-30 | Mechanical |  | - | 2026-02-15 | 2026-02-01 | 0 | Fujian Sanxing Electric Co., Ltd | 6100K023 – PR for Supply of MV 13.8 kV Switchgear (SWGR) for Halfmoon 115/13.8 kV Substation (SS). This PR covers 1st lot of mechanical bulk materials required for the SWGR SS, i
6100K031 | Aziziyah (Fast Track) : SWITCHGEAR - Aziziyah | SWGR | ROH | 593503001 | ROLLER | 10 | 10 | 0 | 6100KDP01 | PO-SEP-8387-[35] | PO | 2025-11-30 | Mechanical |  | - | 2026-02-15 | 2026-02-01 | 0 | Fujian Sanxing Electric Co., Ltd | 6100K023 – PR for Supply of MV 13.8 kV Switchgear (SWGR) for Halfmoon 115/13.8 kV Substation (SS). This PR covers 1st lot of mechanical bulk materials required for the SWGR SS, i
6100K031 | Aziziyah (Fast Track) : SWITCHGEAR - Aziziyah | SWGR | ROH | 593509/001 | COMPRESSION SPRING | 17 | 17 | 0 | 6100KDP01 | PO-SEP-8483-[4] | PO | 2025-12-31 | Mechanical |  | - | 2026-02-15 | 2026-02-01 | 0 | AB KOMPONENTY s.r.o. | 6100K023 – PR for Supply of
6100K031 | Aziziyah (Fast Track) : SWITCHGEAR - Aziziyah | SWGR | ROH | 9ABA450060P0004 | NUT_ISO7040_M6-8/A3K | 14 | 14 | 0 | 6100KDP01 | PO-SEP-8680-[6] | PO | 2025-11-17 | Mechanical |  | - | 2026-02-15 | 2026-02-01 | 0 | ALAM AL NIMA TRADING EST
6100K031 | Aziziyah (Fast Track) : SWITCHGEAR - Aziziyah | SWGR | ROH | 9ABA450060P0005 | NUT_ISO7040_M8-8/A3K | 4 | 4 | 0 | 6100KDP01 | PO-SEP-6812-[62] | PO | 2025-08-31 | Mechanical |  | - | 2026-02-15 | 2026-02-01 | 0 | China Star (Dalian) Industry Co., Ltd. | 6100KDP01 // PP-12 (Mechanical Parts) for 07 Panels with Accessories
6100K031 | Aziziyah (Fast Track) : SWITCHGEAR - Aziziyah | SWGR | ROH | AE2000-1865-04 | BLACK TUBE, INNER DIA. 4.0MM (2.5 WIRE) | 340 | 340 | 0 | 6100K023 | PO-SEP-8404-[1] | PO | 2025-09-18 | LV |  | - | 2026-02-15 | 2026-02-01 | 0 | Sana For Electric And Telephone Co | 6100K023Halfmoon SWGR Project, All Electrical Components (ABB, Hitachi & Bulk) to Supply of MV 13.8 kV SWGR For Halfmoon 115/13.8kv SS
6100K031 | Aziziyah (Fast Track) : SWITCHGEAR - Aziziyah | SWGR | ROH | AE2000-1865-05 | RED TUBE, INNER DIA. 5.0MM (4.0 WIRE) | 450 | 450 | 0 | 6100KDP01 | PO-SEP-8667-[4] | PO | 2025-11-03 | LV |  | - | 2026-02-15 | 2026-02-01 | 0 | Sana For Electric And Telephone Co
6100K031 | Aziziyah (Fast Track) : SWITCHGEAR - Aziziyah | SWGR | ROH | AE2000-1865-13 | BLACK TUBE, INNER DIA. 3.5MM (1.5 WIRE) | 340 | 340 | 0 | 6100K023 | PO-SEP-8404-[2] | PO | 2025-09-18 | LV |  | - | 2026-02-15 | 2026-02-01 | 0 | Sana For Electric And Telephone Co | 6100K023Halfmoon SWGR Project, All Electrical Components (ABB, Hitachi & Bulk) to Supply of MV 13.8 kV SWGR For Halfmoon 115/13.8kv SS
6100K031 | Aziziyah (Fast Track) : SWITCHGEAR - Aziziyah | SWGR | ROH | AE2000-2166-03 | TIE WRAP/PLT4I-C0/371MM | 140 | 140 | 0 | 6100KDP01 | PO-SEP-6812-[138] | PO | 2025-08-31 | LV |  | - | 2026-02-15 | 2026-02-01 | 0 | China Star (Dalian) Industry Co., Ltd. | 6100KDP01 // PP-12 (Mechanical Parts) for 07 Panels with Accessories
6100K031 | Aziziyah (Fast Track) : SWITCHGEAR - Aziziyah | SWGR | ROH | AE2632-2000-33 | Spring for Door Combiflex | 0.04 | 0.04 | 0 | 6100K025 | PO-SEP-8836-[17] | PO | 2025-10-23 | LV |  | - | 2026-02-15 | 2026-02-01 | 0 | Saeed Aziz Alsomali Trading Est
6100K031 | Aziziyah (Fast Track) : SWITCHGEAR - Aziziyah | SWGR | ROH | AE5295-2000-08 | POST INSULATOR h=50mm (2035679) | 9 | 9 | 0 | 6100KDP01 | PO-SEP-8389-[6] | PO | 2025-11-30 | Mechanical |  | - | 2026-02-15 | 2026-02-01 | 0 | Georg Jordan GmbH | 6100K023 – PR for Supply of MV 13.8 kV Switchgear (SWGR) for Halfmoon 115/13.8 kV Substation (SS). This PR covers 1st lot of mechanical bulk materials required for the SWGR SS, i
6100K031 | Aziziyah (Fast Track) : SWITCHGEAR - Aziziyah | SWGR | ROH | AL-FOIL-A4-PLAIN | Aluminum Foil-A4size Plain-Self Adhesive | 47 | 47 | 0 | 6100K025 | PO-SEP-8724-[3] | PO | 2025-10-23 | LV |  | - | 2026-02-15 | 2026-02-01 | 0 | Azm and Tumooh Trading Establishment | Al Azizyah Project SS 6100KDP01 Mechanical Bulk Lot 5.
6100K031 | Aziziyah (Fast Track) : SWITCHGEAR - Aziziyah | SWGR | ROH | CDX7005632R1A | EARTHING CONTACT COMPLETE | 16 | 16 | 0 | 6100KDP01 | PO-SEP-8387-[27] | PO | 2025-11-30 | Mechanical |  | - | 2026-02-15 | 2026-02-01 | 0 | Fujian Sanxing Electric Co., Ltd | 6100K023 – PR for Supply of MV 13.8 kV Switchgear (SWGR) for Halfmoon 115/13.8 kV Substation (SS). This PR covers 1st lot of mechanical bulk materials required for the SWGR SS, i
6100K031 | Aziziyah (Fast Track) : SWITCHGEAR - Aziziyah | SWGR | ROH | CDXN010061R1103 | HANDLE COMPLETE | 7 | 7 | 0 | 6100KDP01 | PO-SEP-8387-[31] | PO | 2025-11-30 | Mechanical |  | - | 2026-02-15 | 2026-02-01 | 0 | Fujian Sanxing Electric Co., Ltd | 6100K023 – PR for Supply of MV 13.8 kV Switchgear (SWGR) for Halfmoon 115/13.8 kV Substation (SS). This PR covers 1st lot of mechanical bulk materials required for the SWGR SS, i
6100K031 | Aziziyah (Fast Track) : SWITCHGEAR - Aziziyah | SWGR | ROH | DM0000000058 | Relay, Auxiliary, 2 Coils, Self Reset Contacts, Hand Reset Flag, 110-125V, DC, 2NO, 1NC, Coil ¦ RXSF1 RK 271 007-AN | 8 | 4 | 4 | 6100K019 | PO-SEP-7420-[3] | PO | 2025-10-31 | LV |  | - | 2026-02-15 | 2026-02-01 | 0 | Hitachi Energy Ltd | PP-12 / ADDITIONAL ELEC COMPONENTS
6100K031 | Aziziyah (Fast Track) : SWITCHGEAR - Aziziyah | SWGR | ROH | DM0000000058 | Relay, Auxiliary, 2 Coils, Self Reset Contacts, Hand Reset Flag, 110-125V, DC, 2NO, 1NC, Coil ¦ RXSF1 RK 271 007-AN | 4 | 4 | 0 | 6100K019 | PO-SEP-8305-[1] | PO | 2025-12-15 | LV |  | - | 2026-02-15 | 2026-02-01 | 0 | Hitachi Energy Ltd | PP-12 additional relays
6100K031 | Aziziyah (Fast Track) : SWITCHGEAR - Aziziyah | SWGR | ROH | DMS 2121 2016-256 | BOLT HEX HEAD M6X12 | 16 | 16 | 0 | 6100KDP01 | PO-SEP-8378-[212] | PO | 2025-11-17 | Mechanical |  | - | 2026-02-15 | 2026-02-01 | 0 | China Star (Dalian) Industry Co., Ltd. | 6100K023 – PR for Supply of MV 13.8 kV Switchgear (SWGR) for Halfmoon 115/13.8 kV Substation (SS). This PR covers 1st lot of mechanical bulk materials required for the SWGR SS, i
6100K031 | Aziziyah (Fast Track) : SWITCHGEAR - Aziziyah | SWGR | ROH | DMS 2121 2016-263 | BOLT HEX HEAD M6X30 | 6 | 6 | 0 | 6100KDP01 | PO-SEP-6812-[120] | PO | 2025-08-31 | Mechanical |  | - | 2026-02-15 | 2026-02-01 | 0 | China Star (Dalian) Industry Co., Ltd. | 6100KDP01 // PP-12 (Mechanical Parts) for 07 Panels with Accessories
6100K031 | Aziziyah (Fast Track) : SWITCHGEAR - Aziziyah | SWGR | ROH | DMS 2121 2016-658 | BOLT HEX HEAD M20X40 | 21 | 15 | 6 | 6100KDP01 | PO-SEP-6812-[124] | PO | 2025-08-31 | Mechanical |  | - | 2026-02-15 | 2026-02-01 | 0 | China Star (Dalian) Industry Co., Ltd. | 6100KDP01 // PP-12 (Mechanical Parts) for 07 Panels with Accessories
6100K031 | Aziziyah (Fast Track) : SWITCHGEAR - Aziziyah | SWGR | ROH | DMS 2121 2016-658 | BOLT HEX HEAD M20X40 | 6 | 6 | 0 | 6100KDP01 | PO-SEP-8378-[169] | PO | 2025-11-17 | Mechanical |  | - | 2026-02-15 | 2026-02-01 | 0 | China Star (Dalian) Industry Co., Ltd. | 6100K023 – PR for Supply of MV 13.8 kV Switchgear (SWGR) for Halfmoon 115/13.8 kV Substation (SS). This PR covers 1st lot of mechanical bulk materials required for the SWGR SS, i
6100K031 | Aziziyah (Fast Track) : SWITCHGEAR - Aziziyah | SWGR | ROH | DMS 2121 2017-659 | BOLT HEX HEAD H D M20X45 | 3 | 3 | 0 | 6100KDP01 | PO-SEP-8680-[7] | PO | 2025-11-17 | Mechanical |  | - | 2026-02-15 | 2026-02-01 | 0 | ALAM AL NIMA TRADING EST
6100K031 | Aziziyah (Fast Track) : SWITCHGEAR - Aziziyah | SWGR | ROH | DMS 2121 2452-293 | SCREW CROSS REC.HEAD M4X16 | 4 | 4 | 0 | 6100KDP01 | PO-SEP-6812-[52] | PO | 2025-08-31 | Mechanical |  | - | 2026-02-15 | 2026-02-01 | 0 | China Star (Dalian) Industry Co., Ltd. | 6100KDP01 // PP-12 (Mechanical Parts) for 07 Panels with Accessories
6100K031 | Aziziyah (Fast Track) : SWITCHGEAR - Aziziyah | SWGR | ROH | DMS 2121 2464-364 | SCREW SELF TAPPING TORX M6X10 | 343 | 76 | 267 | 606PD013 | PO-SEP-6812-[148] | PO | 2025-08-31 | Mechanical |  | - | 2026-02-15 | 2026-02-01 | 0 | China Star (Dalian) Industry Co., Ltd. | 6100KDP01 // PP-12 (Mechanical Parts) for 07 Panels with Accessories
6100K031 | Aziziyah (Fast Track) : SWITCHGEAR - Aziziyah | SWGR | ROH | DMS 2121 2464-364 | SCREW SELF TAPPING TORX M6X10 | 267 | 267 | 0 | 6100KDP01 | PO-SEP-8680-[9] | PO | 2025-11-17 | Mechanical |  | - | 2026-02-15 | 2026-02-01 | 0 | ALAM AL NIMA TRADING EST
6100K031 | Aziziyah (Fast Track) : SWITCHGEAR - Aziziyah | SWGR | ROH | DMS 2121 2467-368 | SCREW SELF TAPPING TORX M6 X 16 | 24 | 24 | 0 | 6100KDP01 | PO-SEP-6812-[50] | PO | 2025-08-31 | Mechanical |  | - | 2026-02-15 | 2026-02-01 | 0 | China Star (Dalian) Industry Co., Ltd. | 6100KDP01 // PP-12 (Mechanical Parts) for 07 Panels with Accessories
6100K031 | Aziziyah (Fast Track) : SWITCHGEAR - Aziziyah | SWGR | ROH | DMS 2121 2519-371 | BOLT SOCKET CAP M6X20 | 4 | 4 | 0 | 6100KDP01 | PO-SEP-8378-[246] | PO | 2025-11-17 | Mechanical |  | - | 2026-02-15 | 2026-02-01 | 0 | China Star (Dalian) Industry Co., Ltd. | 6100K023 – PR for Supply of MV 13.8 kV Switchgear (SWGR) for Halfmoon 115/13.8 kV Substation (SS). This PR covers 1st lot of mechanical bulk materials required for the SWGR SS, i
6100K031 | Aziziyah (Fast Track) : SWITCHGEAR - Aziziyah | SWGR | ROH | DMS 2121 2519-372 | BOLT SOCKET CAP M6X25 | 1 | 1 | 0 | 6100KDP01 | PO-SEP-6812-[94] | PO | 2025-08-31 | Mechanical |  | - | 2026-02-15 | 2026-02-01 | 0 | China Star (Dalian) Industry Co., Ltd. | 6100KDP01 // PP-12 (Mechanical Parts) for 07 Panels with Accessories
6100K031 | Aziziyah (Fast Track) : SWITCHGEAR - Aziziyah | SWGR | ROH | DMS 2121 2519-449 | BOLT SOCKET CAP HEAD M8X16 | 24 | 24 | 0 | 6100KDP01 | PO-SEP-8378-[252] | PO | 2025-11-17 | Mechanical |  | - | 2026-02-15 | 2026-02-01 | 0 | China Star (Dalian) Industry Co., Ltd. | 6100K023 – PR for Supply of MV 13.8 kV Switchgear (SWGR) for Halfmoon 115/13.8 kV Substation (SS). This PR covers 1st lot of mechanical bulk materials required for the SWGR SS, i
6100K031 | Aziziyah (Fast Track) : SWITCHGEAR - Aziziyah | SWGR | ROH | DMS 2121 2519-451 | BOLT SOCKET CAP M8X20 | 428 | 428 | 0 | 6100KDP01 | PO-SEP-8378-[164] | PO | 2025-11-17 | Mechanical |  | - | 2026-02-15 | 2026-02-01 | 0 | China Star (Dalian) Industry Co., Ltd. | 6100K023 – PR for Supply of MV 13.8 kV Switchgear (SWGR) for Halfmoon 115/13.8 kV Substation (SS). This PR covers 1st lot of mechanical bulk materials required for the SWGR SS, i
6100K031 | Aziziyah (Fast Track) : SWITCHGEAR - Aziziyah | SWGR | ROH | DMS 2121 2519-453 | BOLT SOCKET CAP HEAD M8X25 | 271 | 238 | 33 | 6100KDP01 | PO-SEP-6812-[104] | PO | 2025-08-31 | Mechanical |  | - | 2026-02-15 | 2026-02-01 | 0 | China Star (Dalian) Industry Co., Ltd. | 6100KDP01 // PP-12 (Mechanical Parts) for 07 Panels with Accessories
6100K031 | Aziziyah (Fast Track) : SWITCHGEAR - Aziziyah | SWGR | ROH | DMS 2121 2519-453 | BOLT SOCKET CAP HEAD M8X25 | 33 | 33 | 0 | 6100KDP01 | PO-SEP-8378-[178] | PO | 2025-11-17 | Mechanical |  | - | 2026-02-15 | 2026-02-01 | 0 | China Star (Dalian) Industry Co., Ltd. | 6100K023 – PR for Supply of MV 13.8 kV Switchgear (SWGR) for Halfmoon 115/13.8 kV Substation (SS). This PR covers 1st lot of mechanical bulk materials required for the SWGR SS, i
6100K031 | Aziziyah (Fast Track) : SWITCHGEAR - Aziziyah | SWGR | ROH | DMS 2121 2519-457 | BOLT SOCKET CAP M8X35 | 2 | 2 | 0 | 6100KDP01 | PO-SEP-6812-[92] | PO | 2025-08-31 | Mechanical |  | - | 2026-02-15 | 2026-02-01 | 0 | China Star (Dalian) Industry Co., Ltd. | 6100KDP01 // PP-12 (Mechanical Parts) for 07 Panels with Accessories
6100K031 | Aziziyah (Fast Track) : SWITCHGEAR - Aziziyah | SWGR | ROH | DMS 2121 2519-461 | BOLT SOCKET CAP HEAD M8X50 | 12 | 12 | 0 | 6100KDP01 | PO-SEP-6812-[102] | PO | 2025-08-31 | Mechanical |  | - | 2026-02-15 | 2026-02-01 | 0 | China Star (Dalian) Industry Co., Ltd. | 6100KDP01 // PP-12 (Mechanical Parts) for 07 Panels with Accessories
6100K031 | Aziziyah (Fast Track) : SWITCHGEAR - Aziziyah | SWGR | ROH | DMS 2121 2519-465 | BOLT SOCKET CAP HEAD M8X70 | 18 | 18 | 0 | 6100KDP01 | PO-SEP-8378-[214] | PO | 2025-11-17 | Mechanical |  | - | 2026-02-15 | 2026-02-01 | 0 | China Star (Dalian) Industry Co., Ltd. | 6100K023 – PR for Supply of MV 13.8 kV Switchgear (SWGR) for Halfmoon 115/13.8 kV Substation (SS). This PR covers 1st lot of mechanical bulk materials required for the SWGR SS, i
6100K031 | Aziziyah (Fast Track) : SWITCHGEAR - Aziziyah | SWGR | ROH | DMS 2121 2519-491 | BOLT SOCKET CAP HEAD M10X20 | 42 | 42 | 0 | 6100KDP01 | PO-SEP-8378-[215] | PO | 2025-11-17 | Mechanical |  | - | 2026-02-15 | 2026-02-01 | 0 | China Star (Dalian) Industry Co., Ltd. | 6100K023 – PR for Supply of MV 13.8 kV Switchgear (SWGR) for Halfmoon 115/13.8 kV Substation (SS). This PR covers 1st lot of mechanical bulk materials required for the SWGR SS, i
6100K031 | Aziziyah (Fast Track) : SWITCHGEAR - Aziziyah | SWGR | ROH | DMS 2121 2519-493 | BOLT SOCKET CAP M10X25 | 90 | 90 | 0 | 6100KDP01 | PO-SEP-6812-[100] | PO | 2025-08-31 | Mechanical |  | - | 2026-02-15 | 2026-02-01 | 0 | China Star (Dalian) Industry Co., Ltd. | 6100KDP01 // PP-12 (Mechanical Parts) for 07 Panels with Accessories
6100K031 | Aziziyah (Fast Track) : SWITCHGEAR - Aziziyah | SWGR | ROH | DMS 2121 2519-497 | BOLT SOCKET CAP HEAD M10X35 | 86 | 86 | 0 | 6100KDP01 | PO-SEP-8378-[173] | PO | 2025-11-17 | Mechanical |  | - | 2026-02-15 | 2026-02-01 | 0 | China Star (Dalian) Industry Co., Ltd. | 6100K023 – PR for Supply of MV 13.8 kV Switchgear (SWGR) for Halfmoon 115/13.8 kV Substation (SS). This PR covers 1st lot of mechanical bulk materials required for the SWGR SS, i
6100K031 | Aziziyah (Fast Track) : SWITCHGEAR - Aziziyah | SWGR | ROH | DMS 2121 2519-531 | BOLT SOCKET CAP M12X16 (C.H.) | 11 | 11 | 0 | 6100KDP01 | PO-SEP-8378-[251] | PO | 2025-11-17 | Mechanical |  | - | 2026-02-15 | 2026-02-01 | 0 | China Star (Dalian) Industry Co., Ltd. | 6100K023 – PR for Supply of MV 13.8 kV Switchgear (SWGR) for Halfmoon 115/13.8 kV Substation (SS). This PR covers 1st lot of mechanical bulk materials required for the SWGR SS, i
6100K031 | Aziziyah (Fast Track) : SWITCHGEAR - Aziziyah | SWGR | ROH | DMS 2121 2519-538 | BOLT SOCKET CAP HEAD M12X35 | 348 | 155 | 193 | 6100KDP01 | PO-SEP-6812-[112] | PO | 2025-08-31 | Mechanical |  | - | 2026-02-15 | 2026-02-01 | 0 | China Star (Dalian) Industry Co., Ltd. | 6100KDP01 // PP-12 (Mechanical Parts) for 07 Panels with Accessories
6100K031 | Aziziyah (Fast Track) : SWITCHGEAR - Aziziyah | SWGR | ROH | DMS 2121 2519-538 | BOLT SOCKET CAP HEAD M12X35 | 193 | 193 | 0 | 6100KDP01 | PO-SEP-8378-[174] | PO | 2025-11-17 | Mechanical |  | - | 2026-02-15 | 2026-02-01 | 0 | China Star (Dalian) Industry Co., Ltd. | 6100K023 – PR for Supply of MV 13.8 kV Switchgear (SWGR) for Halfmoon 115/13.8 kV Substation (SS). This PR covers 1st lot of mechanical bulk materials required for the SWGR SS, i
6100K031 | Aziziyah (Fast Track) : SWITCHGEAR - Aziziyah | SWGR | ROH | DMS 2121 2519-541 | BOLT SOCKET CAP M12X45 | 48 | 48 | 0 | 6100KDP01 | PO-SEP-8378-[210] | PO | 2025-11-17 | Mechanical |  | - | 2026-02-15 | 2026-02-01 | 0 | China Star (Dalian) Industry Co., Ltd. | 6100K023 – PR for Supply of MV 13.8 kV Switchgear (SWGR) for Halfmoon 115/13.8 kV Substation (SS). This PR covers 1st lot of mechanical bulk materials required for the SWGR SS, i
6100K031 | Aziziyah (Fast Track) : SWITCHGEAR - Aziziyah | SWGR | ROH | DMS 2121 2519-627 | BOLT SOCKET CAP HEAD M16X30 (T21216) | 132 | 90 | 42 | 6100KDP01 | PO-SEP-6812-[110] | PO | 2025-08-31 | Mechanical |  | - | 2026-02-15 | 2026-02-01 | 0 | China Star (Dalian) Industry Co., Ltd. | 6100KDP01 // PP-12 (Mechanical Parts) for 07 Panels with Accessories
6100K031 | Aziziyah (Fast Track) : SWITCHGEAR - Aziziyah | SWGR | ROH | DMS 2121 2519-627 | BOLT SOCKET CAP HEAD M16X30 (T21216) | 42 | 42 | 0 | 6100KDP01 | PO-SEP-8378-[157] | PO | 2025-11-17 | Mechanical |  | - | 2026-02-15 | 2026-02-01 | 0 | China Star (Dalian) Industry Co., Ltd. | 6100K023 – PR for Supply of MV 13.8 kV Switchgear (SWGR) for Halfmoon 115/13.8 kV Substation (SS). This PR covers 1st lot of mechanical bulk materials required for the SWGR SS, i
6100K031 | Aziziyah (Fast Track) : SWITCHGEAR - Aziziyah | SWGR | ROH | DMS 2121 2519-628 | BOLT SOCKET CAP HEAD M16X40 | 3 | 3 | 0 | 6100KDP01 | PO-SEP-8378-[243] | PO | 2025-11-17 | Mechanical |  | - | 2026-02-15 | 2026-02-01 | 0 | China Star (Dalian) Industry Co., Ltd. | 6100K023 – PR for Supply of MV 13.8 kV Switchgear (SWGR) for Halfmoon 115/13.8 kV Substation (SS). This PR covers 1st lot of mechanical bulk materials required for the SWGR SS, i
6100K031 | Aziziyah (Fast Track) : SWITCHGEAR - Aziziyah | SWGR | ROH | DMS 2121 2711-366 | SCREW COUNTERSUNK HEAD M6X12 | 80 | 80 | 0 | 6100KDP01 | PO-SEP-8680-[10] | PO | 2025-11-17 | Mechanical |  | - | 2026-02-15 | 2026-02-01 | 0 | ALAM AL NIMA TRADING EST
6100K031 | Aziziyah (Fast Track) : SWITCHGEAR - Aziziyah | SWGR | ROH | DMS 2126 2011-117 | NUT, HEX M 8 | 61 | 61 | 0 | 6100KDP01 | PO-SEP-8680-[3] | PO | 2025-11-17 | Mechanical |  | - | 2026-02-15 | 2026-02-01 | 0 | ALAM AL NIMA TRADING EST
6100K031 | Aziziyah (Fast Track) : SWITCHGEAR - Aziziyah | SWGR | ROH | DMS 2151 2062-136 | WASHER FLAT BRIR 4.3X8X0.8 | 96 | 96 | 0 | 6100KDP01 | PO-SEP-8680-[20] | PO | 2025-11-17 | Mechanical |  | - | 2026-02-15 | 2026-02-01 | 0 | ALAM AL NIMA TRADING EST
6100K031 | Aziziyah (Fast Track) : SWITCHGEAR - Aziziyah | SWGR | ROH | DMS 2151 2062-153 | WASHER FLAT 6.4X12X1.5 | 147 | 147 | 0 | 6100KDP01 | PO-SEP-6812-[26] | PO | 2025-08-31 | Mechanical |  | - | 2026-02-15 | 2026-02-01 | 0 | China Star (Dalian) Industry Co., Ltd. | 6100KDP01 // PP-12 (Mechanical Parts) for 07 Panels with Accessories
6100K031 | Aziziyah (Fast Track) : SWITCHGEAR - Aziziyah | SWGR | ROH | DMS 2151 2062-165 | WASHER FLAT BRIR 8.4X16X1.5 (M8) | 24 | 24 | 0 | free_stock | PO-SEP-8044-[11] | PO | 2025-07-31 | Mechanical |  | - | 2026-02-15 | 2026-02-01 | 0 | Raja Procuremnet Local Purchases
6100K031 | Aziziyah (Fast Track) : SWITCHGEAR - Aziziyah | SWGR | ROH | DMS 2151 2062-173 | WASHER FLAT BRIR 10.5X22X2 (M10) | 48 | 48 | 0 | 6100KDP01 | PO-SEP-6812-[24] | PO | 2025-08-31 | Mechanical |  | - | 2026-02-15 | 2026-02-01 | 0 | China Star (Dalian) Industry Co., Ltd. | 6100KDP01 // PP-12 (Mechanical Parts) for 07 Panels with Accessories
6100K031 | Aziziyah (Fast Track) : SWITCHGEAR - Aziziyah | SWGR | ROH | DMS 2154 2033-12 | WASHER, CONICAL 13X29X3 | 415 | 333 | 82 | 6100KDP01 | PO-SEP-6812-[12] | PO | 2025-08-31 | Mechanical |  | - | 2026-02-15 | 2026-02-01 | 0 | China Star (Dalian) Industry Co., Ltd. | 6100KDP01 // PP-12 (Mechanical Parts) for 07 Panels with Accessories
6100K031 | Aziziyah (Fast Track) : SWITCHGEAR - Aziziyah | SWGR | ROH | DMS 2154 2033-12 | WASHER, CONICAL 13X29X3 | 82 | 82 | 0 | 6100KDP01 | PO-SEP-8378-[170] | PO | 2025-11-17 | Mechanical |  | - | 2026-02-15 | 2026-02-01 | 0 | China Star (Dalian) Industry Co., Ltd. | 6100K023 – PR for Supply of MV 13.8 kV Switchgear (SWGR) for Halfmoon 115/13.8 kV Substation (SS). This PR covers 1st lot of mechanical bulk materials required for the SWGR SS, i
6100K031 | Aziziyah (Fast Track) : SWITCHGEAR - Aziziyah | SWGR | ROH | DMS 2154 2033-16 | WASHER, CONICAL 17X39X4 | 240 | 240 | 0 | 6100KDP01 | PO-SEP-8378-[257] | PO | 2025-11-17 | Mechanical |  | - | 2026-02-15 | 2026-02-01 | 0 | China Star (Dalian) Industry Co., Ltd. | 6100K023 – PR for Supply of MV 13.8 kV Switchgear (SWGR) for Halfmoon 115/13.8 kV Substation (SS). This PR covers 1st lot of mechanical bulk materials required for the SWGR SS, i
6100K031 | Aziziyah (Fast Track) : SWITCHGEAR - Aziziyah | SWGR | ROH | DMS 2154 2033-7 | WASHER, CONICAL 6.4X14X1.5 | 45 | 45 | 0 | 6100KDP01 | PO-SEP-6812-[10] | PO | 2025-08-31 | Mechanical |  | - | 2026-02-15 | 2026-02-01 | 0 | China Star (Dalian) Industry Co., Ltd. | 6100KDP01 // PP-12 (Mechanical Parts) for 07 Panels with Accessories
6100K031 | Aziziyah (Fast Track) : SWITCHGEAR - Aziziyah | SWGR | ROH | DMS 2154 2033-9 | WASHER, CONICAL 8.4X18X2 | 414 | 414 | 0 | 606PD013 | PO-SEP-6812-[142] | PO | 2025-08-31 | Mechanical |  | - | 2026-02-15 | 2026-02-01 | 0 | China Star (Dalian) Industry Co., Ltd. | 6100KDP01 // PP-12 (Mechanical Parts) for 07 Panels with Accessories
6100K031 | Aziziyah (Fast Track) : SWITCHGEAR - Aziziyah | SWGR | ROH | DMS 2166 2056-3 | CABLE TIE WRAP KSS-CV140S | 2400 | 2400 | 0 | 6100KDP01 | PO-SEP-8378-[234] | PO | 2025-11-17 | LV |  | - | 2026-02-15 | 2026-02-01 | 0 | China Star (Dalian) Industry Co., Ltd. | 6100K023 – PR for Supply of MV 13.8 kV Switchgear (SWGR) for Halfmoon 115/13.8 kV Substation (SS). This PR covers 1st lot of mechanical bulk materials required for the SWGR SS, i
6100K031 | Aziziyah (Fast Track) : SWITCHGEAR - Aziziyah | SWGR | ROH | E5090512100 | SNAP ACTION SWITCH CO S800 e 41 | 6 | 4 | 2 | 6100K023 | PO-SEP-8362-[1] | PO | 2025-10-30 | Mechanical |  | - | 2026-02-15 | 2026-02-01 | 0 | Shanghai Feili Xuncheng Electrical Technology Co.,Ltd | Snap action/ 6100K023Halfmoon SWGR Project, All Electrical Components (ABB, Hitachi & Bulk) to Supply of MV 13.8 kV SWGR For Halfmoon 115/13.8kv SS
6100K031 | Aziziyah (Fast Track) : SWITCHGEAR - Aziziyah | SWGR | ROH | E5090512100 | SNAP ACTION SWITCH CO S800 e 41 | 2 | 2 | 0 | 6100KDP01 | PO-SEP-8362-[3] | PO | 2025-11-30 | Mechanical |  | - | 2026-02-15 | 2026-02-01 | 0 | Shanghai Feili Xuncheng Electrical Technology Co.,Ltd | Snap action/ 6100K023Halfmoon SWGR Project, All Electrical Components (ABB, Hitachi & Bulk) to Supply of MV 13.8 kV SWGR For Halfmoon 115/13.8kv SS
6100K031 | Aziziyah (Fast Track) : SWITCHGEAR - Aziziyah | SWGR | ROH | GCE0007249P0100 | GREASE ISOPLEX TOPAS,NB52,1kg | 0.109 | 0.109 | 0 | 6100KDP01 | PO-SEP-8042-[1] | PO | 2025-11-10 | Mechanical |  | - | 2026-02-15 | 2026-02-01 | 0 | Quality Bearing Online Limited | Grease/ 6100KDP01 // PP-12 (VT Base Truck) for BRM & BME Panels QTY=02
6100K031 | Aziziyah (Fast Track) : SWITCHGEAR - Aziziyah | SWGR | ROH | GCE0068009P0100 | BUSHING D8/3 PVC | 3 | 3 | 0 | 6100KDP01 | PO-SEP-8755-[2] | PO | 2025-12-31 | Mechanical |  | - | 2026-02-15 | 2026-02-01 | 0 | MESAN KİLİT A.Ş.
6100K031 | Aziziyah (Fast Track) : SWITCHGEAR - Aziziyah | SWGR | ROH | GCE0305871P0100 | HEX BOLT M8X16 DIN 933-POLY | 110 | 43 | 67 | 6100KDP01 | PO-SEP-6812-[84] | PO | 2025-08-31 | Mechanical |  | - | 2026-02-15 | 2026-02-01 | 0 | China Star (Dalian) Industry Co., Ltd. | 6100KDP01 // PP-12 (Mechanical Parts) for 07 Panels with Accessories
6100K031 | Aziziyah (Fast Track) : SWITCHGEAR - Aziziyah | SWGR | ROH | GCE0305871P0100 | HEX BOLT M8X16 DIN 933-POLY | 67 | 67 | 0 | 6100KDP01 | PO-SEP-8378-[290] | PO | 2025-11-17 | Mechanical |  | - | 2026-02-15 | 2026-02-01 | 0 | China Star (Dalian) Industry Co., Ltd. | 6100K023 – PR for Supply of MV 13.8 kV Switchgear (SWGR) for Halfmoon 115/13.8 kV Substation (SS). This PR covers 1st lot of mechanical bulk materials required for the SWGR SS, i
6100K031 | Aziziyah (Fast Track) : SWITCHGEAR - Aziziyah | SWGR | ROH | GCE0316006P0100 | HEAD SCREW M6X16, DIN 603-4.6 | 91 | 37 | 54 | 6100KDP01 | PO-SEP-6812-[86] | PO | 2025-08-31 | Mechanical |  | - | 2026-02-15 | 2026-02-01 | 0 | China Star (Dalian) Industry Co., Ltd. | 6100KDP01 // PP-12 (Mechanical Parts) for 07 Panels with Accessories
6100K031 | Aziziyah (Fast Track) : SWITCHGEAR - Aziziyah | SWGR | ROH | GCE0316006P0100 | HEAD SCREW M6X16, DIN 603-4.6 | 54 | 17 | 37 | 606PD013 | PO-SEP-6812-[146] | PO | 2025-08-31 | Mechanical |  | - | 2026-02-15 | 2026-02-01 | 0 | China Star (Dalian) Industry Co., Ltd. | 6100KDP01 // PP-12 (Mechanical Parts) for 07 Panels with Accessories
6100K031 | Aziziyah (Fast Track) : SWITCHGEAR - Aziziyah | SWGR | ROH | GCE0316006P0100 | HEAD SCREW M6X16, DIN 603-4.6 | 37 | 37 | 0 | 6100KDP01 | PO-SEP-8378-[198] | PO | 2025-11-17 | Mechanical |  | - | 2026-02-15 | 2026-02-01 | 0 | China Star (Dalian) Industry Co., Ltd. | 6100K023 – PR for Supply of MV 13.8 kV Switchgear (SWGR) for Halfmoon 115/13.8 kV Substation (SS). This PR covers 1st lot of mechanical bulk materials required for the SWGR SS, i
6100K031 | Aziziyah (Fast Track) : SWITCHGEAR - Aziziyah | SWGR | ROH | GCE0316044P0100 | HEAD SCREW M8X50, DIN 603-4.3 | 26 | 26 | 0 | 6100KDP01 | PO-SEP-8629-[7] | PO | 2025-10-30 | Mechanical |  | - | 2026-02-15 | 2026-02-01 | 0 | FLY METALTECH TRADING CO.
6100K031 | Aziziyah (Fast Track) : SWITCHGEAR - Aziziyah | SWGR | ROH | GCE0326219P0100 | SCREW,SET M6X10 | 12 | 12 | 0 | 6100KDP01 | PO-SEP-6812-[46] | PO | 2025-08-31 | Mechanical |  | - | 2026-02-15 | 2026-02-01 | 0 | China Star (Dalian) Industry Co., Ltd. | 6100KDP01 // PP-12 (Mechanical Parts) for 07 Panels with Accessories
6100K031 | Aziziyah (Fast Track) : SWITCHGEAR - Aziziyah | SWGR | ROH | GCE0336985P0100 | TAPPING SCREW M6X16/6KTHEAD | 9 | 9 | 0 | 6100KDP01 | PO-SEP-8378-[177] | PO | 2025-11-17 | Mechanical |  | - | 2026-02-15 | 2026-02-01 | 0 | China Star (Dalian) Industry Co., Ltd. | 6100K023 – PR for Supply of MV 13.8 kV Switchgear (SWGR) for Halfmoon 115/13.8 kV Substation (SS). This PR covers 1st lot of mechanical bulk materials required for the SWGR SS, i
6100K031 | Aziziyah (Fast Track) : SWITCHGEAR - Aziziyah | SWGR | ROH | GCE0367309P0100 | HEX. NUT M6, DIN 985-6 ( LOCK NUT ) | 12 | 12 | 0 | 6100KDP01 | PO-SEP-8378-[291] | PO | 2025-11-17 | Mechanical |  | - | 2026-02-15 | 2026-02-01 | 0 | China Star (Dalian) Industry Co., Ltd. | 6100K023 – PR for Supply of MV 13.8 kV Switchgear (SWGR) for Halfmoon 115/13.8 kV Substation (SS). This PR covers 1st lot of mechanical bulk materials required for the SWGR SS, i
6100K031 | Aziziyah (Fast Track) : SWITCHGEAR - Aziziyah | SWGR | ROH | GCE0369213P0100 | HEX RIVET NUT M8X17, LARGE FLANGE | 236 | 236 | 0 | 6100KDP01 | PO-SEP-8378-[168] | PO | 2025-11-17 | Mechanical |  | - | 2026-02-15 | 2026-02-01 | 0 | China Star (Dalian) Industry Co., Ltd. | 6100K023 – PR for Supply of MV 13.8 kV Switchgear (SWGR) for Halfmoon 115/13.8 kV Substation (SS). This PR covers 1st lot of mechanical bulk materials required for the SWGR SS, i
6100K031 | Aziziyah (Fast Track) : SWITCHGEAR - Aziziyah | SWGR | ROH | GCE0369214P0100 | HEX.RIVET NUT M10X24 ( 25541 ) | 540 | 108 | 432 | 6100KDP01 | PO-SEP-6812-[76] | PO | 2025-08-31 | Mechanical |  | - | 2026-02-15 | 2026-02-01 | 0 | China Star (Dalian) Industry Co., Ltd. | 6100KDP01 // PP-12 (Mechanical Parts) for 07 Panels with Accessories
6100K031 | Aziziyah (Fast Track) : SWITCHGEAR - Aziziyah | SWGR | ROH | GCE0369214P0100 | HEX.RIVET NUT M10X24 ( 25541 ) | 432 | 280 | 152 | 6100KDP01 | PO-SEP-8168-[200] | PO | 2025-10-30 | Mechanical |  | - | 2026-02-15 | 2026-02-01 | 0 | China Star (Dalian) Industry Co., Ltd. | 6100K022 // Mechanical Bulk Components,
6100K031 | Aziziyah (Fast Track) : SWITCHGEAR - Aziziyah | SWGR | ROH | GCE0369214P0100 | HEX.RIVET NUT M10X24 ( 25541 ) | 152 | 152 | 0 | 6100KDP01 | PO-SEP-8378-[255] | PO | 2025-11-17 | Mechanical |  | - | 2026-02-15 | 2026-02-01 | 0 | China Star (Dalian) Industry Co., Ltd. | 6100K023 – PR for Supply of MV 13.8 kV Switchgear (SWGR) for Halfmoon 115/13.8 kV Substation (SS). This PR covers 1st lot of mechanical bulk materials required for the SWGR SS, i
6100K031 | Aziziyah (Fast Track) : SWITCHGEAR - Aziziyah | SWGR | ROH | GCE0402911P0100 | WASHER POLYAMID, A8.4, DIN 125 | 166 | 166 | 0 | 6100KDP01 | PO-SEP-8378-[172] | PO | 2025-11-17 | Mechanical |  | - | 2026-02-15 | 2026-02-01 | 0 | China Star (Dalian) Industry Co., Ltd. | 6100K023 – PR for Supply of MV 13.8 kV Switchgear (SWGR) for Halfmoon 115/13.8 kV Substation (SS). This PR covers 1st lot of mechanical bulk materials required for the SWGR SS, i
6100K031 | Aziziyah (Fast Track) : SWITCHGEAR - Aziziyah | SWGR | ROH | GCE0402912P0100 | WASHER POLYAMID, A10.5, DIN 125 | 72 | 48 | 24 | 6100KDP01 | PO-SEP-6812-[20] | PO | 2025-08-31 | Mechanical |  | - | 2026-02-15 | 2026-02-01 | 0 | China Star (Dalian) Industry Co., Ltd. | 6100KDP01 // PP-12 (Mechanical Parts) for 07 Panels with Accessories
6100K031 | Aziziyah (Fast Track) : SWITCHGEAR - Aziziyah | SWGR | ROH | GCE0402912P0100 | WASHER POLYAMID, A10.5, DIN 125 | 24 | 24 | 0 | 6100KDP01 | PO-SEP-8378-[293] | PO | 2025-11-17 | Mechanical |  | - | 2026-02-15 | 2026-02-01 | 0 | China Star (Dalian) Industry Co., Ltd. | 6100K023 – PR for Supply of MV 13.8 kV Switchgear (SWGR) for Halfmoon 115/13.8 kV Substation (SS). This PR covers 1st lot of mechanical bulk materials required for the SWGR SS, i
6100K031 | Aziziyah (Fast Track) : SWITCHGEAR - Aziziyah | SWGR | ROH | GCE0410004P0100 | SPRING RING A3, DIN 127-FST | 6 | 6 | 0 | 6100K023 | PO-SEP-8385-[231] | PO | 2025-09-21 | Mechanical |  | - | 2026-02-15 | 2026-02-01 | 0 | Easy China (Xiamen) Trading Co, Ltd. | To update Promised Delivery Date
6100K031 | Aziziyah (Fast Track) : SWITCHGEAR - Aziziyah | SWGR | ROH | GCE0413160P0100 | RETAINING WASHER VS5 | 14 | 14 | 0 | 6100K023 | PO-SEP-8385-[300] | PO | 2025-09-21 | Mechanical |  | - | 2026-02-15 | 2026-02-01 | 0 | Easy China (Xiamen) Trading Co, Ltd. | To update Promised Delivery Date
6100K031 | Aziziyah (Fast Track) : SWITCHGEAR - Aziziyah | SWGR | ROH | GCE0418203P0100 | WASHER,RETAINING 6, WN418-FST | 48 | 48 | 0 | 6100KDP01 | PO-SEP-8378-[292] | PO | 2025-11-17 | Mechanical |  | - | 2026-02-15 | 2026-02-01 | 0 | China Star (Dalian) Industry Co., Ltd. | 6100K023 – PR for Supply of MV 13.8 kV Switchgear (SWGR) for Halfmoon 115/13.8 kV Substation (SS). This PR covers 1st lot of mechanical bulk materials required for the SWGR SS, i
6100K031 | Aziziyah (Fast Track) : SWITCHGEAR - Aziziyah | SWGR | ROH | GCE0418204P0100 | WASHER RETAINING 8/WN 418-FST | 22 | 22 | 0 | 6100KDP01 | PO-SEP-8680-[14] | PO | 2025-11-17 | Mechanical |  | - | 2026-02-15 | 2026-02-01 | 0 | ALAM AL NIMA TRADING EST
6100K031 | Aziziyah (Fast Track) : SWITCHGEAR - Aziziyah | SWGR | ROH | GCE0418205P0100 | WASHER RETAINING 10, WN418-FST | 52 | 20 | 32 | 6100KDP01 | PO-SEP-6812-[18] | PO | 2025-08-31 | Mechanical |  | - | 2026-02-15 | 2026-02-01 | 0 | China Star (Dalian) Industry Co., Ltd. | 6100KDP01 // PP-12 (Mechanical Parts) for 07 Panels with Accessories
6100K031 | Aziziyah (Fast Track) : SWITCHGEAR - Aziziyah | SWGR | ROH | GCE0418205P0100 | WASHER RETAINING 10, WN418-FST | 32 | 32 | 0 | 6100KDP01 | PO-SEP-8378-[197] | PO | 2025-11-17 | Mechanical |  | - | 2026-02-15 | 2026-02-01 | 0 | China Star (Dalian) Industry Co., Ltd. | 6100K023 – PR for Supply of MV 13.8 kV Switchgear (SWGR) for Halfmoon 115/13.8 kV Substation (SS). This PR covers 1st lot of mechanical bulk materials required for the SWGR SS, i
6100K031 | Aziziyah (Fast Track) : SWITCHGEAR - Aziziyah | SWGR | ROH | GCE0457035P0100 | BLIND RIVET 5X10 AL | 58 | 58 | 0 | 6100KDP01 | PO-SEP-8378-[331] | PO | 2025-11-17 | Mechanical |  | - | 2026-02-15 | 2026-02-01 | 0 | China Star (Dalian) Industry Co., Ltd. | 6100K023 – PR for Supply of MV 13.8 kV Switchgear (SWGR) for Halfmoon 115/13.8 kV Substation (SS). This PR covers 1st lot of mechanical bulk materials required for the SWGR SS, i
6100K031 | Aziziyah (Fast Track) : SWITCHGEAR - Aziziyah | SWGR | ROH | GCE0457038P0100 | BLIND RIVET 5X16, CIECO, WN457-ALU | 32 | 24 | 8 | 6100KDP01 | PO-SEP-6812-[132] | PO | 2025-08-31 | Mechanical |  | - | 2026-02-15 | 2026-02-01 | 0 | China Star (Dalian) Industry Co., Ltd. | 6100KDP01 // PP-12 (Mechanical Parts) for 07 Panels with Accessories
6100K031 | Aziziyah (Fast Track) : SWITCHGEAR - Aziziyah | SWGR | ROH | GCE0457038P0100 | BLIND RIVET 5X16, CIECO, WN457-ALU | 8 | 8 | 0 | 6100KDP01 | PO-SEP-8378-[334] | PO | 2025-11-17 | Mechanical |  | - | 2026-02-15 | 2026-02-01 | 0 | China Star (Dalian) Industry Co., Ltd. | 6100K023 – PR for Supply of MV 13.8 kV Switchgear (SWGR) for Halfmoon 115/13.8 kV Substation (SS). This PR covers 1st lot of mechanical bulk materials required for the SWGR SS, i
6100K031 | Aziziyah (Fast Track) : SWITCHGEAR - Aziziyah | SWGR | ROH | GCE0909123P0100 | PLUG-IN CONNECTION - 645060000 | 7 | 0 | 7 | PR Required | - | PR |  | Mechanical |  | - | 2026-02-15 | 2026-02-01 | 0
6100K031 | Aziziyah (Fast Track) : SWITCHGEAR - Aziziyah | SWGR | ROH | GCE0909124P0100 | BUSH STV2/10 ORDER.NO. 0645160000 | 10 | 0 | 10 | PR Required | - | PR |  | Mechanical |  | - | 2026-02-15 | 2026-02-01 | 0
6100K031 | Aziziyah (Fast Track) : SWITCHGEAR - Aziziyah | SWGR | ROH | GCE0990162P0101 | PANEL HEATER 240V,50W-Boxin-3Met.Cable | 53 | 51 | 2 | 6100KDP01 | PO-SEP-8409-[5] | PO | 2025-10-05 | LV |  | - | 2026-02-15 | 2026-02-01 | 0 | Changsha Electric Controlling Auxiliaries Factory
6100K031 | Aziziyah (Fast Track) : SWITCHGEAR - Aziziyah | SWGR | ROH | GCE0990162P0101 | PANEL HEATER 240V,50W-Boxin-3Met.Cable | 2 | 2 | 0 | 6100KDP01 | PO-SEP-8409-[4] | PO | 2025-11-30 | LV |  | - | 2026-02-15 | 2026-02-01 | 0 | Changsha Electric Controlling Auxiliaries Factory
6100K031 | Aziziyah (Fast Track) : SWITCHGEAR - Aziziyah | SWGR | ROH | GCE0990162P0102 | PANEL HEATER 240V,100W-Boxin-5MetCable | 7 | 7 | 0 | 6100KDP01 | PO-SEP-8409-[6] | PO | 2025-11-30 | Mechanical |  | - | 2026-02-15 | 2026-02-01 | 0 | Changsha Electric Controlling Auxiliaries Factory
6100K031 | Aziziyah (Fast Track) : SWITCHGEAR - Aziziyah | SWGR | ROH | GCE0990403P0100 | VENTILATOR QK08A-2EM.50.CH WITH CAPACITO | 2 | 2 | 0 | 6100K021 | PO-SEP-8748-[1] | PO | 2025-12-31 | Mechanical |  | - | 2026-02-15 | 2026-02-01 | 0 | ZIEHL ABEGG Middle East FZE | 6100K021 AL RAYAN SS SWGR Electrical Componentes Order.
6100K031 | Aziziyah (Fast Track) : SWITCHGEAR - Aziziyah | SWGR | ROH | GCE0990404P0100 | RADIAL FLOW FAN QK08A-2EM.35.CF | 6 | 2 | 4 | 606PD013 | PO-SEP-6995-[1] | PO | 2025-08-20 | B |  | - | 2026-02-15 | 2026-02-01 | 0 | ZIEHL ABEGG Middle East FZE | RADIAL FLOW FAN 606PD013 // 07 Type test Panels Additional Material
6100K031 | Aziziyah (Fast Track) : SWITCHGEAR - Aziziyah | SWGR | ROH | GCE0990404P0100 | RADIAL FLOW FAN QK08A-2EM.35.CF | 4 | 4 | 0 | 6100K021 | PO-SEP-8748-[2] | PO | 2025-12-31 | B |  | - | 2026-02-15 | 2026-02-01 | 0 | ZIEHL ABEGG Middle East FZE | 6100K021 AL RAYAN SS SWGR Electrical Componentes Order.
6100K031 | Aziziyah (Fast Track) : SWITCHGEAR - Aziziyah | SWGR | ROH | GCE0996027P0100 | PROTECTION CAP M10NR.610 | 84 | 24 | 60 | 6100KDP01 | PO-SEP-7832-[1] | PO | 2025-09-15 | Mechanical |  | - | 2026-02-15 | 2026-02-01 | 0 | FLY METALTECH TRADING CO. | 6100KDP01 // PP-12 (Mechanical Parts) for 07 Panels with Accessories
6100K031 | Aziziyah (Fast Track) : SWITCHGEAR - Aziziyah | SWGR | ROH | GCE0996027P0100 | PROTECTION CAP M10NR.610 | 60 | 60 | 0 | 6100KDP01 | PO-SEP-8629-[2] | PO | 2025-10-30 | Mechanical |  | - | 2026-02-15 | 2026-02-01 | 0 | FLY METALTECH TRADING CO.
6100K031 | Aziziyah (Fast Track) : SWITCHGEAR - Aziziyah | SWGR | ROH | GCE0998134P0100 | SEALING RUBBER | 211.08 | 150 | 61.08 | 6100KDP01 | PO-SEP-6997-[1] | PO | 2025-08-30 | Mechanical |  | - | 2026-02-15 | 2026-02-01 | 0 | Suzhou Dirak Co. Ltd | Sealing rubber 6100KDP01 // PP-12 (Mechanical Parts) for 07 Panels with Accessories
6100K031 | Aziziyah (Fast Track) : SWITCHGEAR - Aziziyah | SWGR | ROH | GCE0998134P0100 | SEALING RUBBER | 61.08 | 61.08 | 0 | 6100KDP01 | PO-SEP-8394-[2] | PO | 2025-11-30 | Mechanical |  | - | 2026-02-15 | 2026-02-01 | 0 | Suzhou Dirak Co. Ltd | 6100K023 – PR for Supply of MV 13.8 kV Switchgear (SWGR) for Halfmoon 115/13.8 kV Substation (SS). This PR covers 1st lot of mechanical bulk materials required for the SWGR SS, i
6100K031 | Aziziyah (Fast Track) : SWITCHGEAR - Aziziyah | SWGR | ROH | GCE0998162P0100 | REDUCING RING PVC | 152 | 152 | 0 | 6100K023 | PO-SEP-8385-[10] | PO | 2025-09-21 | Mechanical |  | - | 2026-02-15 | 2026-02-01 | 0 | Easy China (Xiamen) Trading Co, Ltd. | To update Promised Delivery Date
6100K031 | Aziziyah (Fast Track) : SWITCHGEAR - Aziziyah | SWGR | ROH | GCE4395592P0100 | WASHER FLAT 8 X 11 X 0.5 MM | 54 | 54 | 0 | 6100KDP01 | PO-SEP-8378-[258] | PO | 2025-11-17 | Mechanical |  | - | 2026-02-15 | 2026-02-01 | 0 | China Star (Dalian) Industry Co., Ltd. | 6100K023 – PR for Supply of MV 13.8 kV Switchgear (SWGR) for Halfmoon 115/13.8 kV Substation (SS). This PR covers 1st lot of mechanical bulk materials required for the SWGR SS, i
6100K031 | Aziziyah (Fast Track) : SWITCHGEAR - Aziziyah | SWGR | ROH | GCE4530250P0100 | DESIGNATION LABEL L1 (RED) | 7 | 7 | 0 | 6100KDP01 | PO-SEP-8379-[31] | PO | 2025-10-30 | Mechanical |  | - | 2026-02-15 | 2026-02-01 | 0 | Azm and Tumooh Trading Establishment | 6100K023 – PR for Supply of MV 13.8 kV Switchgear (SWGR) for Halfmoon 115/13.8 kV Substation (SS). This PR covers 1st lot of mechanical bulk materials required for the SWGR SS, i
6100K031 | Aziziyah (Fast Track) : SWITCHGEAR - Aziziyah | SWGR | ROH | GCE4530251P0100 | DESIGNATION LABEL L2 (YELLOW) | 7 | 7 | 0 | 6100KDP01 | PO-SEP-8379-[32] | PO | 2025-10-30 | Mechanical |  | - | 2026-02-15 | 2026-02-01 | 0 | Azm and Tumooh Trading Establishment | 6100K023 – PR for Supply of MV 13.8 kV Switchgear (SWGR) for Halfmoon 115/13.8 kV Substation (SS). This PR covers 1st lot of mechanical bulk materials required for the SWGR SS, i
6100K031 | Aziziyah (Fast Track) : SWITCHGEAR - Aziziyah | SWGR | ROH | GCE4530252P0100 | DESIGNATION LABEL L3 (BLUE) | 7 | 7 | 0 | 6100KDP01 | PO-SEP-8379-[33] | PO | 2025-10-30 | Mechanical |  | - | 2026-02-15 | 2026-02-01 | 0 | Azm and Tumooh Trading Establishment | 6100K023 – PR for Supply of MV 13.8 kV Switchgear (SWGR) for Halfmoon 115/13.8 kV Substation (SS). This PR covers 1st lot of mechanical bulk materials required for the SWGR SS, i
6100K031 | Aziziyah (Fast Track) : SWITCHGEAR - Aziziyah | SWGR | ROH | GCE4539019P0100 | INFORMATION PLATE | 1 | 1 | 0 | 6100KDP01 | PO-SEP-8379-[36] | PO | 2025-10-30 | Mechanical |  | - | 2026-02-15 | 2026-02-01 | 0 | Azm and Tumooh Trading Establishment | 6100K023 – PR for Supply of MV 13.8 kV Switchgear (SWGR) for Halfmoon 115/13.8 kV Substation (SS). This PR covers 1st lot of mechanical bulk materials required for the SWGR SS, i
6100K031 | Aziziyah (Fast Track) : SWITCHGEAR - Aziziyah | SWGR | ROH | GCE7000496P0102 | TORSION SPRING | 8 | 8 | 0 | 6100KDP01 | PO-SEP-8387-[20] | PO | 2025-11-30 | Mechanical |  | - | 2026-02-15 | 2026-02-01 | 0 | Fujian Sanxing Electric Co., Ltd | 6100K023 – PR for Supply of MV 13.8 kV Switchgear (SWGR) for Halfmoon 115/13.8 kV Substation (SS). This PR covers 1st lot of mechanical bulk materials required for the SWGR SS, i
6100K031 | Aziziyah (Fast Track) : SWITCHGEAR - Aziziyah | SWGR | ROH | GCE7000497R0101 | BEARING HOUSING COMPLETE | 8 | 8 | 0 | 6100KDP01 | PO-SEP-8387-[30] | PO | 2025-11-30 | Mechanical |  | - | 2026-02-15 | 2026-02-01 | 0 | Fujian Sanxing Electric Co., Ltd | 6100K023 – PR for Supply of MV 13.8 kV Switchgear (SWGR) for Halfmoon 115/13.8 kV Substation (SS). This PR covers 1st lot of mechanical bulk materials required for the SWGR SS, i
6100K031 | Aziziyah (Fast Track) : SWITCHGEAR - Aziziyah | SWGR | ROH | GCE7000507P0101 | ACTUATING LEVEL | 48 | 29 | 19 | free_stock | PO-SEP-6816-[1] | PO | 2025-09-18 | Mechanical |  | - | 2026-02-15 | 2026-02-01 | 0 | First Telecom Industries
6100K031 | Aziziyah (Fast Track) : SWITCHGEAR - Aziziyah | SWGR | ROH | GCE7000507P0101 | ACTUATING LEVEL | 19 | 19 | 0 | 6100KDP01 | PO-SEP-8509-[10] | PO | 2025-10-30 | Mechanical |  | - | 2026-02-15 | 2026-02-01 | 0 | First Telecom Industries
6100K031 | Aziziyah (Fast Track) : SWITCHGEAR - Aziziyah | SWGR | ROH | GCE7000508P0101 | GROOVED PIN | 8 | 8 | 0 | 6100K023 | PO-SEP-8704-[2] | PO | 2025-09-21 | Mechanical |  | - | 2026-02-15 | 2026-02-01 | 0 | Laser Company for Metal Industries Ltd | 6100K023 – PR for Supply of MV 13.8 kV Switchgear (SWGR) for Halfmoon 115/13.8 kV Substation (SS). This PR covers 1st lot of mechanical bulk materials required for the SWGR SS, i
6100K031 | Aziziyah (Fast Track) : SWITCHGEAR - Aziziyah | SWGR | ROH | GCE7000525P0101 | WASHER,STOP | 14 | 6 | 8 | 6100KDP01 | PO-SEP-6812-[1] | PO | 2025-08-31 | Mechanical |  | - | 2026-02-15 | 2026-02-01 | 0 | China Star (Dalian) Industry Co., Ltd. | 6100KDP01 // PP-12 (Mechanical Parts) for 07 Panels with Accessories
6100K031 | Aziziyah (Fast Track) : SWITCHGEAR - Aziziyah | SWGR | ROH | GCE7000525P0101 | WASHER,STOP | 8 | 8 | 0 | 6100K023 | PO-SEP-8385-[301] | PO | 2025-09-21 | Mechanical |  | - | 2026-02-15 | 2026-02-01 | 0 | Easy China (Xiamen) Trading Co, Ltd. | To update Promised Delivery Date
6100K031 | Aziziyah (Fast Track) : SWITCHGEAR - Aziziyah | SWGR | ROH | GCE7000552P0101 | STOP WASHER | 28 | 12 | 16 | 6100KDP01 | PO-SEP-6812-[38] | PO | 2025-08-31 | Mechanical |  | - | 2026-02-15 | 2026-02-01 | 0 | China Star (Dalian) Industry Co., Ltd. | 6100KDP01 // PP-12 (Mechanical Parts) for 07 Panels with Accessories
6100K031 | Aziziyah (Fast Track) : SWITCHGEAR - Aziziyah | SWGR | ROH | GCE7000552P0101 | STOP WASHER | 16 | 16 | 0 | 6100KDP01 | PO-SEP-8378-[241] | PO | 2025-11-17 | Mechanical |  | - | 2026-02-15 | 2026-02-01 | 0 | China Star (Dalian) Industry Co., Ltd. | 6100K023 – PR for Supply of MV 13.8 kV Switchgear (SWGR) for Halfmoon 115/13.8 kV Substation (SS). This PR covers 1st lot of mechanical bulk materials required for the SWGR SS, i
6100K031 | Aziziyah (Fast Track) : SWITCHGEAR - Aziziyah | SWGR | ROH | GCE7000654P0102 | Slide | 48 | 29 | 19 | free_stock | PO-SEP-6816-[2] | PO | 2025-09-18 | Mechanical |  | - | 2026-02-15 | 2026-02-01 | 0 | First Telecom Industries
6100K031 | Aziziyah (Fast Track) : SWITCHGEAR - Aziziyah | SWGR | ROH | GCE7000654P0102 | Slide | 19 | 19 | 0 | 6100KDP01 | PO-SEP-8509-[5] | PO | 2025-10-30 | Mechanical |  | - | 2026-02-15 | 2026-02-01 | 0 | First Telecom Industries
6100K031 | Aziziyah (Fast Track) : SWITCHGEAR - Aziziyah | SWGR | ROH | GCE7000663R0101 | BEVEL GEAR DRIVE FOR EK6 ZS1 | 14 | 6 | 8 | 6100KDP01 | PO-SEP-6832-[1] | PO | 2025-08-20 | Mechanical |  | - | 2026-02-15 | 2026-02-01 | 0 | Xiamen Xingjitai Electrical Apparatus Co. Ltd | (Mechanical Parts) PP-12
6100K031 | Aziziyah (Fast Track) : SWITCHGEAR - Aziziyah | SWGR | ROH | GCE7000663R0101 | BEVEL GEAR DRIVE FOR EK6 ZS1 | 8 | 8 | 0 | 6100KDP01 | PO-SEP-8397-[5] | PO | 2025-11-30 | Mechanical |  | - | 2026-02-15 | 2026-02-01 | 0 | Xiamen Xingjitai Electrical Apparatus Co. Ltd | 6100K023 – PR for Supply of MV 13.8 kV Switchgear (SWGR) for Halfmoon 115/13.8 kV Substation (SS). This PR covers 1st lot of mechanical bulk materials required for the SWGR SS, i
6100K031 | Aziziyah (Fast Track) : SWITCHGEAR - Aziziyah | SWGR | ROH | GCE7001732R0106 | EARTHING SWITCH: EK6-ZS1-1710-210 | 1 | 1 | 0 | 6100KDP01 | PO-SEP-8382-[4] | PO | 2025-11-30 | Mechanical |  | - | 2026-02-15 | 2026-02-01 | 0 | Abb Electrical Industriesco | Earthing Switch/6100K023 – PR for Supply of MV 13.8 kV Switchgear (SWGR) for Halfmoon 115/13.8 kV Substation (SS). This PR covers 1st lot of mechanical bulk materials required for the SWGR SS, i
6100K031 | Aziziyah (Fast Track) : SWITCHGEAR - Aziziyah | SWGR | ROH | GCE7003008P0101 | RING | 8 | 8 | 0 | 6100KDP01 | PO-SEP-8387-[21] | PO | 2025-11-30 | Mechanical |  | - | 2026-02-15 | 2026-02-01 | 0 | Fujian Sanxing Electric Co., Ltd | 6100K023 – PR for Supply of MV 13.8 kV Switchgear (SWGR) for Halfmoon 115/13.8 kV Substation (SS). This PR covers 1st lot of mechanical bulk materials required for the SWGR SS, i
6100K031 | Aziziyah (Fast Track) : SWITCHGEAR - Aziziyah | SWGR | ROH | GCE7003579P0101 | TENSION SPRING 6.5/.9/30/16 | 4 | 4 | 0 | 6100KDP01 | PO-SEP-8396-[38] | PO | 2025-11-30 | Mechanical |  | - | 2026-02-15 | 2026-02-01 | 0 | XIAMEN STARLIGHTS | 6100K023 – PR for Supply of MV 13.8 kV Switchgear (SWGR) for Halfmoon 115/13.8 kV Substation (SS). This PR covers 1st lot of mechanical bulk materials required for the SWGR SS, i
6100K031 | Aziziyah (Fast Track) : SWITCHGEAR - Aziziyah | SWGR | ROH | GCE7003694P0102 | CARRIER | 14 | 6 | 8 | 6100KDP01 | PO-SEP-6832-[2] | PO | 2025-08-20 | Mechanical |  | - | 2026-02-15 | 2026-02-01 | 0 | Xiamen Xingjitai Electrical Apparatus Co. Ltd | (Mechanical Parts) PP-12
6100K031 | Aziziyah (Fast Track) : SWITCHGEAR - Aziziyah | SWGR | ROH | GCE7003694P0102 | CARRIER | 8 | 8 | 0 | 6100KDP01 | PO-SEP-8397-[6] | PO | 2025-11-30 | Mechanical |  | - | 2026-02-15 | 2026-02-01 | 0 | Xiamen Xingjitai Electrical Apparatus Co. Ltd | 6100K023 – PR for Supply of MV 13.8 kV Switchgear (SWGR) for Halfmoon 115/13.8 kV Substation (SS). This PR covers 1st lot of mechanical bulk materials required for the SWGR SS, i
6100K031 | Aziziyah (Fast Track) : SWITCHGEAR - Aziziyah | SWGR | ROH | GCE7109399R0101 | AUXILIARY SWITCH 5NO | 16 | 16 | 0 | 6100KDP01 | PO-SEP-8409-[7] | PO | 2025-11-30 | Mechanical |  | - | 2026-02-15 | 2026-02-01 | 0 | Changsha Electric Controlling Auxiliaries Factory
6100K031 | Aziziyah (Fast Track) : SWITCHGEAR - Aziziyah | SWGR | ROH | GCE7192037R0100 | INSULATOR SGB 24N A1 POT 24kV 2040742 | 15 | 15 | 0 | 6100KDP01 | PO-SEP-8389-[5] | PO | 2025-11-30 | Mechanical |  | - | 2026-02-15 | 2026-02-01 | 0 | Georg Jordan GmbH | 6100K023 – PR for Supply of MV 13.8 kV Switchgear (SWGR) for Halfmoon 115/13.8 kV Substation (SS). This PR covers 1st lot of mechanical bulk materials required for the SWGR SS, i
6100K031 | Aziziyah (Fast Track) : SWITCHGEAR - Aziziyah | SWGR | ROH | GCE7208367P0100 | DESIGNATION LABEL | 12 | 12 | 0 | 6100KDP01 | PO-SEP-8379-[34] | PO | 2025-10-30 | Mechanical |  | - | 2026-02-15 | 2026-02-01 | 0 | Azm and Tumooh Trading Establishment | 6100K023 – PR for Supply of MV 13.8 kV Switchgear (SWGR) for Halfmoon 115/13.8 kV Substation (SS). This PR covers 1st lot of mechanical bulk materials required for the SWGR SS, i
6100K031 | Aziziyah (Fast Track) : SWITCHGEAR - Aziziyah | SWGR | ROH | GCE7208368P0100 | DESIGNATION LABEL | 49 | 40 | 9 | 6100K023 | PO-SEP-8379-[10] | PO | 2025-10-30 | Mechanical |  | - | 2026-02-15 | 2026-02-01 | 0 | Azm and Tumooh Trading Establishment | 6100K023 – PR for Supply of MV 13.8 kV Switchgear (SWGR) for Halfmoon 115/13.8 kV Substation (SS). This PR covers 1st lot of mechanical bulk materials required for the SWGR SS, i
6100K031 | Aziziyah (Fast Track) : SWITCHGEAR - Aziziyah | SWGR | ROH | GCE7208368P0100 | DESIGNATION LABEL | 9 | 9 | 0 | 6100KDP01 | PO-SEP-8379-[35] | PO | 2025-10-30 | Mechanical |  | - | 2026-02-15 | 2026-02-01 | 0 | Azm and Tumooh Trading Establishment | 6100K023 – PR for Supply of MV 13.8 kV Switchgear (SWGR) for Halfmoon 115/13.8 kV Substation (SS). This PR covers 1st lot of mechanical bulk materials required for the SWGR SS, i
6100K031 | Aziziyah (Fast Track) : SWITCHGEAR - Aziziyah | SWGR | ROH | GCE8000336P0101 | K- INTERMEDIATE PIECE 40x6x9(ZINC CHR.) | 14 | 14 | 0 | 6100KDP01 | PO-SEP-8402-[48] | PO | 2025-11-17 | Mechanical |  | - | 2026-02-15 | 2026-02-01 | 0 | First Telecom Industries | 6100K023 – PR for Supply of MV 13.8 kV Switchgear (SWGR) for Halfmoon 115/13.8 kV Substation (SS). This PR covers 1st lot of mechanical bulk materials required for the SWGR SS, i
6100K031 | Aziziyah (Fast Track) : SWITCHGEAR - Aziziyah | SWGR | ROH | GCE8000801P0101P | CONTACT PIN, RD.79MM L=107MM | 6 | 6 | 0 | 6100K023 | PO-SEP-8385-[118] | PO | 2025-09-21 | Mechanical |  | - | 2026-02-15 | 2026-02-01 | 0 | Easy China (Xiamen) Trading Co, Ltd. | To update Promised Delivery Date
6100K031 | Aziziyah (Fast Track) : SWITCHGEAR - Aziziyah | SWGR | ROH | GCE8000881P0102 | INTERMEDITE PLATE 80x15x125 CU SILVERPLA | 6 | 6 | 0 | 6100K023 | PO-SEP-8385-[72] | PO | 2025-09-21 | Mechanical |  | - | 2026-02-15 | 2026-02-01 | 0 | Easy China (Xiamen) Trading Co, Ltd. | To update Promised Delivery Date
6100K031 | Aziziyah (Fast Track) : SWITCHGEAR - Aziziyah | SWGR | ROH | GCE8002757P0107 | COVER | 6 | 6 | 0 | 6100K023 | PO-SEP-8385-[73] | PO | 2025-09-21 | Mechanical |  | - | 2026-02-15 | 2026-02-01 | 0 | Easy China (Xiamen) Trading Co, Ltd. | To update Promised Delivery Date
6100K031 | Aziziyah (Fast Track) : SWITCHGEAR - Aziziyah | SWGR | ROH | GCE8002866R0102P | PADLOCK ES - NORMAL | 8 | 8 | 0 | 6100KDP01 | PO-SEP-8396-[37] | PO | 2025-11-30 | Mechanical |  | - | 2026-02-15 | 2026-02-01 | 0 | XIAMEN STARLIGHTS | 6100K023 – PR for Supply of MV 13.8 kV Switchgear (SWGR) for Halfmoon 115/13.8 kV Substation (SS). This PR covers 1st lot of mechanical bulk materials required for the SWGR SS, i
6100K031 | Aziziyah (Fast Track) : SWITCHGEAR - Aziziyah | SWGR | ROH | GCE8003638P0103P | INTER LOCKING AGLE LEFT | 7 | 7 | 0 | 6100KDP01 | PO-SEP-8396-[33] | PO | 2025-11-30 | Mechanical |  | - | 2026-02-15 | 2026-02-01 | 0 | XIAMEN STARLIGHTS | 6100K023 – PR for Supply of MV 13.8 kV Switchgear (SWGR) for Halfmoon 115/13.8 kV Substation (SS). This PR covers 1st lot of mechanical bulk materials required for the SWGR SS, i
6100K031 | Aziziyah (Fast Track) : SWITCHGEAR - Aziziyah | SWGR | ROH | GCE8003638P0104P | INTERLOCKING ANGLE RIGHT | 8 | 8 | 0 | 6100KDP01 | PO-SEP-8396-[42] | PO | 2025-11-30 | Mechanical |  | - | 2026-02-15 | 2026-02-01 | 0 | XIAMEN STARLIGHTS | 6100K023 – PR for Supply of MV 13.8 kV Switchgear (SWGR) for Halfmoon 115/13.8 kV Substation (SS). This PR covers 1st lot of mechanical bulk materials required for the SWGR SS, i
6100K031 | Aziziyah (Fast Track) : SWITCHGEAR - Aziziyah | SWGR | ROH | GCE8003671P0102 | SPECIAL SCREW M12 X 50/20 | 2 | 2 | 0 | 6100K023 | PO-SEP-8403-[13] | PO | 2025-09-21 | Mechanical |  | - | 2026-02-15 | 2026-02-01 | 0 | AL NAKHEEL GREEN STEEL WORKS | 6100K023Halfmoon SWGR Project, All Electrical Components (ABB, Hitachi & Bulk) to Supply of MV 13.8 kV SWGR For Halfmoon 115/13.8kv SS
6100K031 | Aziziyah (Fast Track) : SWITCHGEAR - Aziziyah | SWGR | ROH | GCE8003671P0116 | SPCEIAL SCREW M12X34/45 | 42 | 42 | 0 | 6100KDP01 | PO-SEP-8523-[9] | PO | 2025-10-23 | Mechanical |  | - | 2026-02-15 | 2026-02-01 | 0 | Laser Company for Metal Industries Ltd | 6100K023 – PR for Supply of
6100K031 | Aziziyah (Fast Track) : SWITCHGEAR - Aziziyah | SWGR | ROH | GCE8003824P0101 | K- SUPPORT PLATE YELLOW CHROMATION. | 5 | 5 | 0 | 6100KDP01 | PO-SEP-8402-[47] | PO | 2025-11-17 | Mechanical |  | - | 2026-02-15 | 2026-02-01 | 0 | First Telecom Industries | 6100K023 – PR for Supply of MV 13.8 kV Switchgear (SWGR) for Halfmoon 115/13.8 kV Substation (SS). This PR covers 1st lot of mechanical bulk materials required for the SWGR SS, i
6100K031 | Aziziyah (Fast Track) : SWITCHGEAR - Aziziyah | SWGR | ROH | GCE8003899R0101 | SPOUT 12KV, >2500A | 24 | 18 | 6 | 6100KDP01 | PO-SEP-8381-[6] | PO | 2025-12-30 | Mechanical |  | - | 2026-02-15 | 2026-02-01 | 0 | Europroxy FZCO | 6100K023 – PR for Supply of MV 13.8 kV Switchgear (SWGR) for Halfmoon 115/13.8 kV Substation (SS). This PR covers 1st lot of mechanical bulk materials required for the SWGR SS, i
6100K031 | Aziziyah (Fast Track) : SWITCHGEAR - Aziziyah | SWGR | ROH | GCE8003899R0101 | SPOUT 12KV, >2500A | 6 | 6 | 0 | 6100K023 | PO-SEP-8381-[4] | PO | 2025-12-30 | Mechanical |  | - | 2026-02-15 | 2026-02-01 | 0 | Europroxy FZCO | 6100K023 – PR for Supply of MV 13.8 kV Switchgear (SWGR) for Halfmoon 115/13.8 kV Substation (SS). This PR covers 1st lot of mechanical bulk materials required for the SWGR SS, i
6100K031 | Aziziyah (Fast Track) : SWITCHGEAR - Aziziyah | SWGR | ROH | GCE8003900P0101 | COVER FOR SPOUT | 24 | 12 | 12 | 6100K023 | PO-SEP-8385-[77] | PO | 2025-09-21 | Mechanical |  | - | 2026-02-15 | 2026-02-01 | 0 | Easy China (Xiamen) Trading Co, Ltd. | To update Promised Delivery Date
6100K031 | Aziziyah (Fast Track) : SWITCHGEAR - Aziziyah | SWGR | ROH | GCE8003900P0101 | COVER FOR SPOUT | 12 | 12 | 0 | 6100KDP01 | PO-SEP-8385-[202] | PO | 2025-10-05 | Mechanical |  | - | 2026-02-15 | 2026-02-01 | 0 | Easy China (Xiamen) Trading Co, Ltd. | To update Promised Delivery Date
6100K031 | Aziziyah (Fast Track) : SWITCHGEAR - Aziziyah | SWGR | ROH | GCE8003900P0102 | COVER FOR SPOUT | 18 | 18 | 0 | 6100K023 | PO-SEP-8385-[47] | PO | 2025-09-21 | Mechanical |  | - | 2026-02-15 | 2026-02-01 | 0 | Easy China (Xiamen) Trading Co, Ltd. | To update Promised Delivery Date
6100K031 | Aziziyah (Fast Track) : SWITCHGEAR - Aziziyah | SWGR | ROH | GCE8004387P0101P | BOLT EARTHING M12 ZINC CHROME | 65 | 7 | 58 | 6100KDP01 | PO-SEP-6812-[130] | PO | 2025-08-31 | Mechanical |  | - | 2026-02-15 | 2026-02-01 | 0 | China Star (Dalian) Industry Co., Ltd. | 6100KDP01 // PP-12 (Mechanical Parts) for 07 Panels with Accessories
6100K031 | Aziziyah (Fast Track) : SWITCHGEAR - Aziziyah | SWGR | ROH | GCE8004387P0101P | BOLT EARTHING M12 ZINC CHROME | 58 | 51 | 7 | 6100KDP01 | PO-SEP-8387-[26] | PO | 2025-11-30 | Mechanical |  | - | 2026-02-15 | 2026-02-01 | 0 | Fujian Sanxing Electric Co., Ltd | 6100K023 – PR for Supply of MV 13.8 kV Switchgear (SWGR) for Halfmoon 115/13.8 kV Substation (SS). This PR covers 1st lot of mechanical bulk materials required for the SWGR SS, i
6100K031 | Aziziyah (Fast Track) : SWITCHGEAR - Aziziyah | SWGR | ROH | GCE8004387P0101P | BOLT EARTHING M12 ZINC CHROME | 7 | 7 | 0 | 6100K023 | PO-SEP-8387-[8] | PO | 2025-11-30 | Mechanical |  | - | 2026-02-15 | 2026-02-01 | 0 | Fujian Sanxing Electric Co., Ltd | 6100K023 – PR for Supply of MV 13.8 kV Switchgear (SWGR) for Halfmoon 115/13.8 kV Substation (SS). This PR covers 1st lot of mechanical bulk materials required for the SWGR SS, i
6100K031 | Aziziyah (Fast Track) : SWITCHGEAR - Aziziyah | SWGR | ROH | GCE8004437P0103P | SHROUD (EARTHING CONTACT)GCE8004437P0103 | 66 | 66 | 0 | 6100K023 | PO-SEP-8385-[78] | PO | 2025-09-21 | Mechanical |  | - | 2026-02-15 | 2026-02-01 | 0 | Easy China (Xiamen) Trading Co, Ltd. | To update Promised Delivery Date
6100K031 | Aziziyah (Fast Track) : SWITCHGEAR - Aziziyah | SWGR | ROH | GCE8004471R0101P | ELECTRODE, ZS1 95kV BIL | 21 | 15 | 6 | 6100K023 | PO-SEP-8385-[49] | PO | 2025-09-21 | Mechanical |  | - | 2026-02-15 | 2026-02-01 | 0 | Easy China (Xiamen) Trading Co, Ltd. | To update Promised Delivery Date
6100K031 | Aziziyah (Fast Track) : SWITCHGEAR - Aziziyah | SWGR | ROH | GCE8004471R0101P | ELECTRODE, ZS1 95kV BIL | 6 | 6 | 0 | 6100KDP01 | PO-SEP-8385-[135] | PO | 2025-10-05 | Mechanical |  | - | 2026-02-15 | 2026-02-01 | 0 | Easy China (Xiamen) Trading Co, Ltd. | To update Promised Delivery Date
6100K031 | Aziziyah (Fast Track) : SWITCHGEAR - Aziziyah | SWGR | ROH | GCE8004944R0101 | SPOUT ZS1 (4000A) | 18 | 18 | 0 | 6100KDP01 | PO-SEP-8381-[7] | PO | 2025-12-26 | Mechanical |  | - | 2026-02-15 | 2026-02-01 | 0 | Europroxy FZCO | 6100K023 – PR for Supply of MV 13.8 kV Switchgear (SWGR) for Halfmoon 115/13.8 kV Substation (SS). This PR covers 1st lot of mechanical bulk materials required for the SWGR SS, i
6100K031 | Aziziyah (Fast Track) : SWITCHGEAR - Aziziyah | SWGR | ROH | GCE8005041P0101P | CONTACT PIN 109mm,3150A(GCE8005041P0101) | 18 | 18 | 0 | 6100K023 | PO-SEP-8385-[115] | PO | 2025-09-21 | Mechanical |  | - | 2026-02-15 | 2026-02-01 | 0 | Easy China (Xiamen) Trading Co, Ltd. | To update Promised Delivery Date
6100K031 | Aziziyah (Fast Track) : SWITCHGEAR - Aziziyah | SWGR | ROH | GCE8005042P0101 | CONNECTION PIECE 3150A ZS1 | 9 | 9 | 0 | 6100K023 | PO-SEP-8385-[116] | PO | 2025-09-21 | Mechanical |  | - | 2026-02-15 | 2026-02-01 | 0 | Easy China (Xiamen) Trading Co, Ltd. | To update Promised Delivery Date
6100K031 | Aziziyah (Fast Track) : SWITCHGEAR - Aziziyah | SWGR | ROH | GCE8005112P0103P | OPERATING BOLT | 8 | 6 | 2 | 6100K023 | PO-SEP-8385-[51] | PO | 2025-09-21 | Mechanical |  | - | 2026-02-15 | 2026-02-01 | 0 | Easy China (Xiamen) Trading Co, Ltd. | To update Promised Delivery Date
6100K031 | Aziziyah (Fast Track) : SWITCHGEAR - Aziziyah | SWGR | ROH | GCE8005112P0103P | OPERATING BOLT | 2 | 2 | 0 | 6100KDP01 | PO-SEP-8385-[190] | PO | 2025-10-05 | Mechanical |  | - | 2026-02-15 | 2026-02-01 | 0 | Easy China (Xiamen) Trading Co, Ltd. | To update Promised Delivery Date
6100K031 | Aziziyah (Fast Track) : SWITCHGEAR - Aziziyah | SWGR | ROH | GCE8005117P0101 | CARRIER | 16 | 16 | 0 | 6100KDP01 | PO-SEP-8505-[2] | PO | 2025-11-30 | Mechanical |  | - | 2026-02-15 | 2026-02-01 | 0 | WORKSTEEL s.r.o. | 6100K023 – PR for Supply of
6100K031 | Aziziyah (Fast Track) : SWITCHGEAR - Aziziyah | SWGR | ROH | GCE8005136P0101 | SUPPORT (POLY) | 6 | 6 | 0 | 6100KDP01 | PO-SEP-8396-[45] | PO | 2025-11-30 | Mechanical |  | - | 2026-02-15 | 2026-02-01 | 0 | XIAMEN STARLIGHTS | 6100K023 – PR for Supply of MV 13.8 kV Switchgear (SWGR) for Halfmoon 115/13.8 kV Substation (SS). This PR covers 1st lot of mechanical bulk materials required for the SWGR SS, i
6100K031 | Aziziyah (Fast Track) : SWITCHGEAR - Aziziyah | SWGR | ROH | GCE8005164P0101 | SCREENING | 54 | 54 | 0 | 6100K023 | PO-SEP-8385-[52] | PO | 2025-09-21 | Mechanical |  | - | 2026-02-15 | 2026-02-01 | 0 | Easy China (Xiamen) Trading Co, Ltd. | To update Promised Delivery Date
6100K031 | Aziziyah (Fast Track) : SWITCHGEAR - Aziziyah | SWGR | ROH | GCE8005250P0101 | K- LIFTING HOOK (ZINC CHROM) | 216 | 204 | 12 | 6100KDP01 | PO-SEP-8402-[41] | PO | 2025-11-17 | Mechanical |  | - | 2026-02-15 | 2026-02-01 | 0 | First Telecom Industries | 6100K023 – PR for Supply of MV 13.8 kV Switchgear (SWGR) for Halfmoon 115/13.8 kV Substation (SS). This PR covers 1st lot of mechanical bulk materials required for the SWGR SS, i
6100K031 | Aziziyah (Fast Track) : SWITCHGEAR - Aziziyah | SWGR | ROH | GCE8005250P0101 | K- LIFTING HOOK (ZINC CHROM) | 12 | 12 | 0 | 6100K023 | PO-SEP-8402-[9] | PO | 2025-11-17 | Mechanical |  | - | 2026-02-15 | 2026-02-01 | 0 | First Telecom Industries | 6100K023 – PR for Supply of MV 13.8 kV Switchgear (SWGR) for Halfmoon 115/13.8 kV Substation (SS). This PR covers 1st lot of mechanical bulk materials required for the SWGR SS, i
6100K031 | Aziziyah (Fast Track) : SWITCHGEAR - Aziziyah | SWGR | ROH | GCE8005595R0102P | BUSBAR ZS D100, 12THICK,800/800, L=795 | 24 | 24 | 0 | 6100K023 | PO-SEP-8385-[122] | PO | 2025-09-21 | Mechanical |  | - | 2026-02-15 | 2026-02-01 | 0 | Easy China (Xiamen) Trading Co, Ltd. | To update Promised Delivery Date
6100K031 | Aziziyah (Fast Track) : SWITCHGEAR - Aziziyah | SWGR | ROH | GCE8005595R0112P | Busbar D100, 12mm Thick 1000/1000 L=995 | 18 | 18 | 0 | 606PD013 | PO-SEP-6821-[95] | QC | 2025-10-31 | Mechanical |  | - | 2026-02-15 | 2026-02-01 | 0 | Easy China (Xiamen) Trading Co, Ltd. | Mechanical items | 18 | 26-08-2025 | 26-08-2025 |  |  | 6821-2
6100K031 | Aziziyah (Fast Track) : SWITCHGEAR - Aziziyah | SWGR | ROH | GCE8006587P0101 | LOCK SCREW M6X25 ( ROUND FLAT HEAD ) | 416 | 296 | 120 | 6100K023 | PO-SEP-8403-[12] | PO | 2025-09-21 | Mechanical |  | - | 2026-02-15 | 2026-02-01 | 0 | AL NAKHEEL GREEN STEEL WORKS | 6100K023Halfmoon SWGR Project, All Electrical Components (ABB, Hitachi & Bulk) to Supply of MV 13.8 kV SWGR For Halfmoon 115/13.8kv SS
6100K031 | Aziziyah (Fast Track) : SWITCHGEAR - Aziziyah | SWGR | ROH | GCE8006587P0101 | LOCK SCREW M6X25 ( ROUND FLAT HEAD ) | 120 | 120 | 0 | 6100KDP01 | PO-SEP-8403-[5] | PO | 2025-10-05 | Mechanical |  | - | 2026-02-15 | 2026-02-01 | 0 | AL NAKHEEL GREEN STEEL WORKS | 6100K023Halfmoon SWGR Project, All Electrical Components (ABB, Hitachi & Bulk) to Supply of MV 13.8 kV SWGR For Halfmoon 115/13.8kv SS
6100K031 | Aziziyah (Fast Track) : SWITCHGEAR - Aziziyah | SWGR | ROH | GCE8008881P0103 | BRACKET BOTTOM | 106 | 96 | 10 | 6100KDP01 | PO-SEP-8402-[67] | PO | 2025-11-17 | Mechanical |  | - | 2026-02-15 | 2026-02-01 | 0 | First Telecom Industries | 6100K023 – PR for Supply of MV 13.8 kV Switchgear (SWGR) for Halfmoon 115/13.8 kV Substation (SS). This PR covers 1st lot of mechanical bulk materials required for the SWGR SS, i
6100K031 | Aziziyah (Fast Track) : SWITCHGEAR - Aziziyah | SWGR | ROH | GCE8008881P0103 | BRACKET BOTTOM | 10 | 10 | 0 | 6100K023 | PO-SEP-8402-[22] | PO | 2025-11-17 | Mechanical |  | - | 2026-02-15 | 2026-02-01 | 0 | First Telecom Industries | 6100K023 – PR for Supply of MV 13.8 kV Switchgear (SWGR) for Halfmoon 115/13.8 kV Substation (SS). This PR covers 1st lot of mechanical bulk materials required for the SWGR SS, i
6100K031 | Aziziyah (Fast Track) : SWITCHGEAR - Aziziyah | SWGR | ROH | GCE8008881P0104 | SHUTTER BRACKET | 110 | 102 | 8 | 6100KDP01 | PO-SEP-8402-[43] | PO | 2025-11-17 | Mechanical |  | - | 2026-02-15 | 2026-02-01 | 0 | First Telecom Industries | 6100K023 – PR for Supply of MV 13.8 kV Switchgear (SWGR) for Halfmoon 115/13.8 kV Substation (SS). This PR covers 1st lot of mechanical bulk materials required for the SWGR SS, i
6100K031 | Aziziyah (Fast Track) : SWITCHGEAR - Aziziyah | SWGR | ROH | GCE8008881P0104 | SHUTTER BRACKET | 8 | 8 | 0 | 6100K023 | PO-SEP-8402-[23] | PO | 2025-11-17 | Mechanical |  | - | 2026-02-15 | 2026-02-01 | 0 | First Telecom Industries | 6100K023 – PR for Supply of MV 13.8 kV Switchgear (SWGR) for Halfmoon 115/13.8 kV Substation (SS). This PR covers 1st lot of mechanical bulk materials required for the SWGR SS, i
6100K031 | Aziziyah (Fast Track) : SWITCHGEAR - Aziziyah | SWGR | ROH | GCE8010004P0101 | GUIDE RAIL LEFT 12kV | 58 | 51 | 7 | 6100KDP01 | PO-SEP-8387-[28] | PO | 2025-11-30 | Mechanical |  | - | 2026-02-15 | 2026-02-01 | 0 | Fujian Sanxing Electric Co., Ltd | 6100K023 – PR for Supply of MV 13.8 kV Switchgear (SWGR) for Halfmoon 115/13.8 kV Substation (SS). This PR covers 1st lot of mechanical bulk materials required for the SWGR SS, i
6100K031 | Aziziyah (Fast Track) : SWITCHGEAR - Aziziyah | SWGR | ROH | GCE8010004P0101 | GUIDE RAIL LEFT 12kV | 7 | 7 | 0 | 6100K023 | PO-SEP-8387-[9] | PO | 2025-11-30 | Mechanical |  | - | 2026-02-15 | 2026-02-01 | 0 | Fujian Sanxing Electric Co., Ltd | 6100K023 – PR for Supply of MV 13.8 kV Switchgear (SWGR) for Halfmoon 115/13.8 kV Substation (SS). This PR covers 1st lot of mechanical bulk materials required for the SWGR SS, i
6100K031 | Aziziyah (Fast Track) : SWITCHGEAR - Aziziyah | SWGR | ROH | GCE8010004P0102 | GUIDE RAIL RIGHT 12kV | 60 | 51 | 9 | 6100KDP01 | PO-SEP-8387-[29] | PO | 2025-11-30 | Mechanical |  | - | 2026-02-15 | 2026-02-01 | 0 | Fujian Sanxing Electric Co., Ltd | 6100K023 – PR for Supply of MV 13.8 kV Switchgear (SWGR) for Halfmoon 115/13.8 kV Substation (SS). This PR covers 1st lot of mechanical bulk materials required for the SWGR SS, i
6100K031 | Aziziyah (Fast Track) : SWITCHGEAR - Aziziyah | SWGR | ROH | GCE8010004P0102 | GUIDE RAIL RIGHT 12kV | 9 | 9 | 0 | 6100K023 | PO-SEP-8387-[10] | PO | 2025-11-30 | Mechanical |  | - | 2026-02-15 | 2026-02-01 | 0 | Fujian Sanxing Electric Co., Ltd | 6100K023 – PR for Supply of MV 13.8 kV Switchgear (SWGR) for Halfmoon 115/13.8 kV Substation (SS). This PR covers 1st lot of mechanical bulk materials required for the SWGR SS, i
6100K031 | Aziziyah (Fast Track) : SWITCHGEAR - Aziziyah | SWGR | ROH | GCE8010008P0101 | BUSHING PLATE (STAINLESS STEEL) | 4 | 4 | 0 | 6100KDP01 | PO-SEP-8402-[77] | PO | 2025-11-17 | Mechanical |  | - | 2026-02-15 | 2026-02-01 | 0 | First Telecom Industries | 6100K023 – PR for Supply of MV 13.8 kV Switchgear (SWGR) for Halfmoon 115/13.8 kV Substation (SS). This PR covers 1st lot of mechanical bulk materials required for the SWGR SS, i
6100K031 | Aziziyah (Fast Track) : SWITCHGEAR - Aziziyah | SWGR | ROH | GCE8010022P0111R | SHUTTER UPPER W800 (GCE8010022P0111) | 57 | 46 | 11 | 6100KDP01 | PO-SEP-8396-[32] | PO | 2025-11-30 | Mechanical |  | - | 2026-02-15 | 2026-02-01 | 0 | XIAMEN STARLIGHTS | 6100K023 – PR for Supply of MV 13.8 kV Switchgear (SWGR) for Halfmoon 115/13.8 kV Substation (SS). This PR covers 1st lot of mechanical bulk materials required for the SWGR SS, i
6100K031 | Aziziyah (Fast Track) : SWITCHGEAR - Aziziyah | SWGR | ROH | GCE8010022P0111R | SHUTTER UPPER W800 (GCE8010022P0111) | 11 | 11 | 0 | 6100K023 | PO-SEP-8396-[10] | PO | 2025-11-30 | Mechanical |  | - | 2026-02-15 | 2026-02-01 | 0 | XIAMEN STARLIGHTS | 6100K023 – PR for Supply of MV 13.8 kV Switchgear (SWGR) for Halfmoon 115/13.8 kV Substation (SS). This PR covers 1st lot of mechanical bulk materials required for the SWGR SS, i
6100K031 | Aziziyah (Fast Track) : SWITCHGEAR - Aziziyah | SWGR | ROH | GCE8010022P0112Y | SHUTTER LOWER W800 (GCE8010022P0112) | 52 | 43 | 9 | 6100KDP01 | PO-SEP-8396-[39] | PO | 2025-11-30 | Mechanical |  | - | 2026-02-15 | 2026-02-01 | 0 | XIAMEN STARLIGHTS | 6100K023 – PR for Supply of MV 13.8 kV Switchgear (SWGR) for Halfmoon 115/13.8 kV Substation (SS). This PR covers 1st lot of mechanical bulk materials required for the SWGR SS, i
6100K031 | Aziziyah (Fast Track) : SWITCHGEAR - Aziziyah | SWGR | ROH | GCE8010022P0112Y | SHUTTER LOWER W800 (GCE8010022P0112) | 9 | 9 | 0 | 6100K023 | PO-SEP-8396-[11] | PO | 2025-11-30 | Mechanical |  | - | 2026-02-15 | 2026-02-01 | 0 | XIAMEN STARLIGHTS | 6100K023 – PR for Supply of MV 13.8 kV Switchgear (SWGR) for Halfmoon 115/13.8 kV Substation (SS). This PR covers 1st lot of mechanical bulk materials required for the SWGR SS, i
6100K031 | Aziziyah (Fast Track) : SWITCHGEAR - Aziziyah | SWGR | ROH | GCE8010022P0113R | SHUTTER UPPER (DWG.GCE8010022P0113) | 3 | 3 | 0 | 6100KDP01 | PO-SEP-8396-[34] | PO | 2025-11-30 | Mechanical |  | - | 2026-02-15 | 2026-02-01 | 0 | XIAMEN STARLIGHTS | 6100K023 – PR for Supply of MV 13.8 kV Switchgear (SWGR) for Halfmoon 115/13.8 kV Substation (SS). This PR covers 1st lot of mechanical bulk materials required for the SWGR SS, i
6100K031 | Aziziyah (Fast Track) : SWITCHGEAR - Aziziyah | SWGR | ROH | GCE8010022P0114Y | SHUTTER LOWER (DWG.GCE8010022P0114) | 3 | 3 | 0 | 6100KDP01 | PO-SEP-8396-[35] | PO | 2025-11-30 | Mechanical |  | - | 2026-02-15 | 2026-02-01 | 0 | XIAMEN STARLIGHTS | 6100K023 – PR for Supply of MV 13.8 kV Switchgear (SWGR) for Halfmoon 115/13.8 kV Substation (SS). This PR covers 1st lot of mechanical bulk materials required for the SWGR SS, i
6100K031 | Aziziyah (Fast Track) : SWITCHGEAR - Aziziyah | SWGR | ROH | GCE8010023P0101 | PIN (ZINC COATED) | 224 | 224 | 0 | 6100KDP01 | PO-SEP-8523-[14] | PO | 2025-10-23 | Mechanical |  | - | 2026-02-15 | 2026-02-01 | 0 | Laser Company for Metal Industries Ltd | 6100K023 – PR for Supply of
6100K031 | Aziziyah (Fast Track) : SWITCHGEAR - Aziziyah | SWGR | ROH | GCE8010028R0102 | PRESSURE RELIEF FLAP(W800) | 110 | 92 | 18 | 6100KDP01 | PO-SEP-8396-[29] | PO | 2025-11-30 | Mechanical |  | - | 2026-02-15 | 2026-02-01 | 0 | XIAMEN STARLIGHTS | 6100K023 – PR for Supply of MV 13.8 kV Switchgear (SWGR) for Halfmoon 115/13.8 kV Substation (SS). This PR covers 1st lot of mechanical bulk materials required for the SWGR SS, i
6100K031 | Aziziyah (Fast Track) : SWITCHGEAR - Aziziyah | SWGR | ROH | GCE8010028R0102 | PRESSURE RELIEF FLAP(W800) | 18 | 18 | 0 | 6100K023 | PO-SEP-8396-[18] | PO | 2025-11-30 | Mechanical |  | - | 2026-02-15 | 2026-02-01 | 0 | XIAMEN STARLIGHTS | 6100K023 – PR for Supply of MV 13.8 kV Switchgear (SWGR) for Halfmoon 115/13.8 kV Substation (SS). This PR covers 1st lot of mechanical bulk materials required for the SWGR SS, i
6100K031 | Aziziyah (Fast Track) : SWITCHGEAR - Aziziyah | SWGR | ROH | GCE8010028R0103 | PRESSURE RELIEF FLAP W1000 | 3 | 3 | 0 | 6100KDP01 | PO-SEP-8396-[27] | PO | 2025-11-30 | Mechanical |  | - | 2026-02-15 | 2026-02-01 | 0 | XIAMEN STARLIGHTS | 6100K023 – PR for Supply of MV 13.8 kV Switchgear (SWGR) for Halfmoon 115/13.8 kV Substation (SS). This PR covers 1st lot of mechanical bulk materials required for the SWGR SS, i
6100K031 | Aziziyah (Fast Track) : SWITCHGEAR - Aziziyah | SWGR | ROH | GCE8010028R0105 | PRESSURE RELIEF FLAP, REAR | 3 | 3 | 0 | 6100KDP01 | PO-SEP-8396-[25] | PO | 2025-11-30 | Mechanical |  | - | 2026-02-15 | 2026-02-01 | 0 | XIAMEN STARLIGHTS | 6100K023 – PR for Supply of MV 13.8 kV Switchgear (SWGR) for Halfmoon 115/13.8 kV Substation (SS). This PR covers 1st lot of mechanical bulk materials required for the SWGR SS, i
6100K031 | Aziziyah (Fast Track) : SWITCHGEAR - Aziziyah | SWGR | ROH | GCE8010028R0105A | Pressure Relief Flap, Rear BB Comp, W800, 238mm (OG FDR) | 40 | 0 | 40 | PR Required | - | PR |  | Mechanical |  | - | 2026-02-15 | 2026-02-01 | 0
6100K031 | Aziziyah (Fast Track) : SWITCHGEAR - Aziziyah | SWGR | ROH | GCE8010028R0106 | PRESSURE RELIEF FLAP W1000 | 3 | 3 | 0 | 6100KDP01 | PO-SEP-8396-[26] | PO | 2025-11-30 | Mechanical |  | - | 2026-02-15 | 2026-02-01 | 0 | XIAMEN STARLIGHTS | 6100K023 – PR for Supply of MV 13.8 kV Switchgear (SWGR) for Halfmoon 115/13.8 kV Substation (SS). This PR covers 1st lot of mechanical bulk materials required for the SWGR SS, i
6100K031 | Aziziyah (Fast Track) : SWITCHGEAR - Aziziyah | SWGR | ROH | GCE8010028R0106A | Pessure Relief Flap, Rear BB Comp, W800, 290mm (BRM) | 2 | 0 | 2 | PR Required | - | PR |  | Mechanical |  | - | 2026-02-15 | 2026-02-01 | 0
6100K031 | Aziziyah (Fast Track) : SWITCHGEAR - Aziziyah | SWGR | ROH | GCE8010073P0102 | PARTITION WALL | 52 | 46 | 6 | 6100KDP01 | PO-SEP-8402-[63] | PO | 2025-11-17 | Mechanical |  | - | 2026-02-15 | 2026-02-01 | 0 | First Telecom Industries | 6100K023 – PR for Supply of MV 13.8 kV Switchgear (SWGR) for Halfmoon 115/13.8 kV Substation (SS). This PR covers 1st lot of mechanical bulk materials required for the SWGR SS, i
6100K031 | Aziziyah (Fast Track) : SWITCHGEAR - Aziziyah | SWGR | ROH | GCE8010073P0102 | PARTITION WALL | 6 | 6 | 0 | 6100K023 | PO-SEP-8402-[24] | PO | 2025-11-17 | Mechanical |  | - | 2026-02-15 | 2026-02-01 | 0 | First Telecom Industries | 6100K023 – PR for Supply of MV 13.8 kV Switchgear (SWGR) for Halfmoon 115/13.8 kV Substation (SS). This PR covers 1st lot of mechanical bulk materials required for the SWGR SS, i
6100K031 | Aziziyah (Fast Track) : SWITCHGEAR - Aziziyah | SWGR | ROH | GCE8010073P0103 | BB/CB.PARTITION WALL W1000(PaintRAL7035) | 3 | 3 | 0 | 6100KDP01 | PO-SEP-8402-[40] | PO | 2025-11-17 | Mechanical |  | - | 2026-02-15 | 2026-02-01 | 0 | First Telecom Industries | 6100K023 – PR for Supply of MV 13.8 kV Switchgear (SWGR) for Halfmoon 115/13.8 kV Substation (SS). This PR covers 1st lot of mechanical bulk materials required for the SWGR SS, i
6100K031 | Aziziyah (Fast Track) : SWITCHGEAR - Aziziyah | SWGR | ROH | GCE8010096P0101P | PIN 12DIA(ZINC COAT)DWG:GCE8010096P0101 | 2 | 2 | 0 | 6100KDP01 | PO-SEP-8704-[4] | PO | 2025-10-19 | Mechanical |  | - | 2026-02-15 | 2026-02-01 | 0 | Laser Company for Metal Industries Ltd | 6100K023 – PR for Supply of MV 13.8 kV Switchgear (SWGR) for Halfmoon 115/13.8 kV Substation (SS). This PR covers 1st lot of mechanical bulk materials required for the SWGR SS, i
6100K031 | Aziziyah (Fast Track) : SWITCHGEAR - Aziziyah | SWGR | ROH | GCE8010097P0101 | MOUNTING PLATE W800, S=310 | 4 | 3 | 1 | 6100KDP01 | PO-SEP-8402-[79] | PO | 2025-11-17 | Mechanical |  | - | 2026-02-15 | 2026-02-01 | 0 | First Telecom Industries | 6100K023 – PR for Supply of MV 13.8 kV Switchgear (SWGR) for Halfmoon 115/13.8 kV Substation (SS). This PR covers 1st lot of mechanical bulk materials required for the SWGR SS, i
6100K031 | Aziziyah (Fast Track) : SWITCHGEAR - Aziziyah | SWGR | ROH | GCE8010097P0101 | MOUNTING PLATE W800, S=310 | 1 | 1 | 0 | 6100K023 | PO-SEP-8402-[25] | PO | 2025-11-17 | Mechanical |  | - | 2026-02-15 | 2026-02-01 | 0 | First Telecom Industries | 6100K023 – PR for Supply of MV 13.8 kV Switchgear (SWGR) for Halfmoon 115/13.8 kV Substation (SS). This PR covers 1st lot of mechanical bulk materials required for the SWGR SS, i
6100K031 | Aziziyah (Fast Track) : SWITCHGEAR - Aziziyah | SWGR | ROH | GCE8010097P0102 | MOUNTING PLATE S=310 W1000 | 7 | 5 | 2 | 6100KDP01 | PO-SEP-8402-[49] | PO | 2025-11-17 | Mechanical |  | - | 2026-02-15 | 2026-02-01 | 0 | First Telecom Industries | 6100K023 – PR for Supply of MV 13.8 kV Switchgear (SWGR) for Halfmoon 115/13.8 kV Substation (SS). This PR covers 1st lot of mechanical bulk materials required for the SWGR SS, i
6100K031 | Aziziyah (Fast Track) : SWITCHGEAR - Aziziyah | SWGR | ROH | GCE8010097P0102 | MOUNTING PLATE S=310 W1000 | 2 | 2 | 0 | 6100K023 | PO-SEP-8402-[11] | PO | 2025-11-17 | Mechanical |  | - | 2026-02-15 | 2026-02-01 | 0 | First Telecom Industries | 6100K023 – PR for Supply of MV 13.8 kV Switchgear (SWGR) for Halfmoon 115/13.8 kV Substation (SS). This PR covers 1st lot of mechanical bulk materials required for the SWGR SS, i
6100K031 | Aziziyah (Fast Track) : SWITCHGEAR - Aziziyah | SWGR | ROH | GCE8010104P0103P | BUSHING D60/49X25 | 18 | 18 | 0 | 6100K023 | PO-SEP-8385-[53] | PO | 2025-09-21 | Mechanical |  | - | 2026-02-15 | 2026-02-01 | 0 | Easy China (Xiamen) Trading Co, Ltd. | To update Promised Delivery Date
6100K031 | Aziziyah (Fast Track) : SWITCHGEAR - Aziziyah | SWGR | ROH | GCE8010104P0104P | BUSHING D58/47X25 | 24 | 18 | 6 | 6100KDP01 | PO-SEP-8387-[25] | PO | 2025-11-30 | Mechanical |  | - | 2026-02-15 | 2026-02-01 | 0 | Fujian Sanxing Electric Co., Ltd | 6100K023 – PR for Supply of MV 13.8 kV Switchgear (SWGR) for Halfmoon 115/13.8 kV Substation (SS). This PR covers 1st lot of mechanical bulk materials required for the SWGR SS, i
6100K031 | Aziziyah (Fast Track) : SWITCHGEAR - Aziziyah | SWGR | ROH | GCE8010104P0104P | BUSHING D58/47X25 | 6 | 6 | 0 | 6100K023 | PO-SEP-8387-[12] | PO | 2025-11-30 | Mechanical |  | - | 2026-02-15 | 2026-02-01 | 0 | Fujian Sanxing Electric Co., Ltd | 6100K023 – PR for Supply of MV 13.8 kV Switchgear (SWGR) for Halfmoon 115/13.8 kV Substation (SS). This PR covers 1st lot of mechanical bulk materials required for the SWGR SS, i
6100K031 | Aziziyah (Fast Track) : SWITCHGEAR - Aziziyah | SWGR | ROH | GCE8010178P0102 | SUPPORT ANGLE | 57 | 46 | 11 | 6100KDP01 | PO-SEP-8402-[55] | PO | 2025-11-17 | Mechanical |  | - | 2026-02-15 | 2026-02-01 | 0 | First Telecom Industries | 6100K023 – PR for Supply of MV 13.8 kV Switchgear (SWGR) for Halfmoon 115/13.8 kV Substation (SS). This PR covers 1st lot of mechanical bulk materials required for the SWGR SS, i
6100K031 | Aziziyah (Fast Track) : SWITCHGEAR - Aziziyah | SWGR | ROH | GCE8010178P0102 | SUPPORT ANGLE | 11 | 11 | 0 | 6100K023 | PO-SEP-8402-[26] | PO | 2025-11-17 | Mechanical |  | - | 2026-02-15 | 2026-02-01 | 0 | First Telecom Industries | 6100K023 – PR for Supply of MV 13.8 kV Switchgear (SWGR) for Halfmoon 115/13.8 kV Substation (SS). This PR covers 1st lot of mechanical bulk materials required for the SWGR SS, i
6100K031 | Aziziyah (Fast Track) : SWITCHGEAR - Aziziyah | SWGR | ROH | GCE8010178P0103 | SUPPORT ANGLE W1000 | 3 | 3 | 0 | 6100KDP01 | PO-SEP-8402-[50] | PO | 2025-11-17 | Mechanical |  | - | 2026-02-15 | 2026-02-01 | 0 | First Telecom Industries | 6100K023 – PR for Supply of MV 13.8 kV Switchgear (SWGR) for Halfmoon 115/13.8 kV Substation (SS). This PR covers 1st lot of mechanical bulk materials required for the SWGR SS, i
6100K031 | Aziziyah (Fast Track) : SWITCHGEAR - Aziziyah | SWGR | ROH | GCE8011408P0101 | MOUNTING PLATE W800, METERING | 1 | 1 | 0 | 6100KDP01 | PO-SEP-8402-[81] | PO | 2025-11-17 | Mechanical |  | - | 2026-02-15 | 2026-02-01 | 0 | First Telecom Industries | 6100K023 – PR for Supply of MV 13.8 kV Switchgear (SWGR) for Halfmoon 115/13.8 kV Substation (SS). This PR covers 1st lot of mechanical bulk materials required for the SWGR SS, i
6100K031 | Aziziyah (Fast Track) : SWITCHGEAR - Aziziyah | SWGR | ROH | GCE8011549P0101 | CT-COOLER(HEAT SINK) | 30 | 21 | 9 | 6100KDP01 | PO-SEP-5542-[56] | PO | 2025-08-30 | Mechanical |  | - | 2026-02-15 | 2026-02-01 | 0 | Abb Electrical Industriesco | MV Switchgear component ABB Supply
6100K031 | Aziziyah (Fast Track) : SWITCHGEAR - Aziziyah | SWGR | ROH | GCE8011549P0101 | CT-COOLER(HEAT SINK) | 9 | 9 | 0 | free_stock | PO-SEP-8340-[1] | PO | 2025-11-30 | Mechanical |  | - | 2026-02-15 | 2026-02-01 | 0 | AB KOMPONENTY s.r.o. | CT Cooler
6100K031 | Aziziyah (Fast Track) : SWITCHGEAR - Aziziyah | SWGR | ROH | GCE8011552P0102 | FLAT SCREEN FOR CB.MIDDLE PLATE W800 | 8 | 8 | 0 | 6100KDP01 | PO-SEP-8396-[43] | PO | 2025-11-30 | Mechanical |  | - | 2026-02-15 | 2026-02-01 | 0 | XIAMEN STARLIGHTS | 6100K023 – PR for Supply of MV 13.8 kV Switchgear (SWGR) for Halfmoon 115/13.8 kV Substation (SS). This PR covers 1st lot of mechanical bulk materials required for the SWGR SS, i
6100K031 | Aziziyah (Fast Track) : SWITCHGEAR - Aziziyah | SWGR | ROH | GCE8011642P0101 | SPACER | 148 | 148 | 0 | 6100K023 | PO-SEP-8385-[54] | PO | 2025-09-21 | Mechanical |  | - | 2026-02-15 | 2026-02-01 | 0 | Easy China (Xiamen) Trading Co, Ltd. | To update Promised Delivery Date
6100K031 | Aziziyah (Fast Track) : SWITCHGEAR - Aziziyah | SWGR | ROH | GCE8011650P0101 | SUPPORT REINFORCEMENT | 3 | 3 | 0 | 6100KDP01 | PO-SEP-8402-[46] | PO | 2025-11-17 | Mechanical |  | - | 2026-02-15 | 2026-02-01 | 0 | First Telecom Industries | 6100K023 – PR for Supply of MV 13.8 kV Switchgear (SWGR) for Halfmoon 115/13.8 kV Substation (SS). This PR covers 1st lot of mechanical bulk materials required for the SWGR SS, i
6100K031 | Aziziyah (Fast Track) : SWITCHGEAR - Aziziyah | SWGR | ROH | GCE8011673P0101 | PARTITION WALL W800 | 1 | 1 | 0 | 6100KDP01 | PO-SEP-8402-[82] | PO | 2025-11-17 | Mechanical |  | - | 2026-02-15 | 2026-02-01 | 0 | First Telecom Industries | 6100K023 – PR for Supply of MV 13.8 kV Switchgear (SWGR) for Halfmoon 115/13.8 kV Substation (SS). This PR covers 1st lot of mechanical bulk materials required for the SWGR SS, i
6100K031 | Aziziyah (Fast Track) : SWITCHGEAR - Aziziyah | SWGR | ROH | GCE8011679R0101P | REIFORCING ANGLE COMPLETE LEFT | 9 | 4 | 5 | 6100K023 | PO-SEP-8385-[79] | PO | 2025-09-21 | Mechanical |  | - | 2026-02-15 | 2026-02-01 | 0 | Easy China (Xiamen) Trading Co, Ltd. | To update Promised Delivery Date
6100K031 | Aziziyah (Fast Track) : SWITCHGEAR - Aziziyah | SWGR | ROH | GCE8011679R0101P | REIFORCING ANGLE COMPLETE LEFT | 5 | 5 | 0 | 6100KDP01 | PO-SEP-8385-[222] | PO | 2025-10-05 | Mechanical |  | - | 2026-02-15 | 2026-02-01 | 0 | Easy China (Xiamen) Trading Co, Ltd. | To update Promised Delivery Date
6100K031 | Aziziyah (Fast Track) : SWITCHGEAR - Aziziyah | SWGR | ROH | GCE8011710P0103 | RIB | 120 | 48 | 72 | 6100KDP01 | PO-SEP-8402-[62] | PO | 2025-11-17 | Mechanical |  | - | 2026-02-15 | 2026-02-01 | 0 | First Telecom Industries | 6100K023 – PR for Supply of MV 13.8 kV Switchgear (SWGR) for Halfmoon 115/13.8 kV Substation (SS). This PR covers 1st lot of mechanical bulk materials required for the SWGR SS, i
6100K031 | Aziziyah (Fast Track) : SWITCHGEAR - Aziziyah | SWGR | ROH | GCE8011710P0103 | RIB | 72 | 24 | 48 | 6100K023 | PO-SEP-8402-[27] | PO | 2025-11-17 | Mechanical |  | - | 2026-02-15 | 2026-02-01 | 0 | First Telecom Industries | 6100K023 – PR for Supply of MV 13.8 kV Switchgear (SWGR) for Halfmoon 115/13.8 kV Substation (SS). This PR covers 1st lot of mechanical bulk materials required for the SWGR SS, i
6100K031 | Aziziyah (Fast Track) : SWITCHGEAR - Aziziyah | SWGR | ROH | GCE8011710P0103 | RIB | 48 | 48 | 0 | 6100KDP01 | PO-SEP-5654-[37] | PO | 2025-12-31 | Mechanical |  | - | 2026-02-15 | 2026-02-01 | 0 | AL RAZIQIYAH COMPANY FOR METAL INDUSTRIES | 6100KDP01 // MV SWGR (New Batha & United Cement SS) Category "LAX, LV, Outsource" Material (Supplier-First Telecom Industries)
6100K031 | Aziziyah (Fast Track) : SWITCHGEAR - Aziziyah | SWGR | ROH | GCE8012119P0101 | STRENGTHENING STRIP (5mmx30x2005mm) W800 | 12 | 6 | 6 | 6100KDP01 | PO-SEP-8402-[65] | PO | 2025-11-17 | Mechanical |  | - | 2026-02-15 | 2026-02-01 | 0 | First Telecom Industries | 6100K023 – PR for Supply of MV 13.8 kV Switchgear (SWGR) for Halfmoon 115/13.8 kV Substation (SS). This PR covers 1st lot of mechanical bulk materials required for the SWGR SS, i
6100K031 | Aziziyah (Fast Track) : SWITCHGEAR - Aziziyah | SWGR | ROH | GCE8012119P0101 | STRENGTHENING STRIP (5mmx30x2005mm) W800 | 6 | 4 | 2 | 6100K023 | PO-SEP-8402-[28] | PO | 2025-11-17 | Mechanical |  | - | 2026-02-15 | 2026-02-01 | 0 | First Telecom Industries | 6100K023 – PR for Supply of MV 13.8 kV Switchgear (SWGR) for Halfmoon 115/13.8 kV Substation (SS). This PR covers 1st lot of mechanical bulk materials required for the SWGR SS, i
6100K031 | Aziziyah (Fast Track) : SWITCHGEAR - Aziziyah | SWGR | ROH | GCE8012119P0101 | STRENGTHENING STRIP (5mmx30x2005mm) W800 | 2 | 2 | 0 | 6100KDP01 | PO-SEP-5654-[38] | PO | 2025-12-31 | Mechanical |  | - | 2026-02-15 | 2026-02-01 | 0 | AL RAZIQIYAH COMPANY FOR METAL INDUSTRIES | 6100KDP01 // MV SWGR (New Batha & United Cement SS) Category "LAX, LV, Outsource" Material (Supplier-First Telecom Industries)
6100K031 | Aziziyah (Fast Track) : SWITCHGEAR - Aziziyah | SWGR | ROH | GCE8012119P0102 | STRENGTHENING STRIP (5mmx30x710mm)W800 | 6 | 3 | 3 | 6100KDP01 | PO-SEP-8402-[68] | PO | 2025-11-17 | Mechanical |  | - | 2026-02-15 | 2026-02-01 | 0 | First Telecom Industries | 6100K023 – PR for Supply of MV 13.8 kV Switchgear (SWGR) for Halfmoon 115/13.8 kV Substation (SS). This PR covers 1st lot of mechanical bulk materials required for the SWGR SS, i
6100K031 | Aziziyah (Fast Track) : SWITCHGEAR - Aziziyah | SWGR | ROH | GCE8012119P0102 | STRENGTHENING STRIP (5mmx30x710mm)W800 | 3 | 2 | 1 | 6100K023 | PO-SEP-8402-[29] | PO | 2025-11-17 | Mechanical |  | - | 2026-02-15 | 2026-02-01 | 0 | First Telecom Industries | 6100K023 – PR for Supply of MV 13.8 kV Switchgear (SWGR) for Halfmoon 115/13.8 kV Substation (SS). This PR covers 1st lot of mechanical bulk materials required for the SWGR SS, i
6100K031 | Aziziyah (Fast Track) : SWITCHGEAR - Aziziyah | SWGR | ROH | GCE8012119P0102 | STRENGTHENING STRIP (5mmx30x710mm)W800 | 1 | 1 | 0 | 6100KDP01 | PO-SEP-5654-[39] | PO | 2025-12-31 | Mechanical |  | - | 2026-02-15 | 2026-02-01 | 0 | AL RAZIQIYAH COMPANY FOR METAL INDUSTRIES | 6100KDP01 // MV SWGR (New Batha & United Cement SS) Category "LAX, LV, Outsource" Material (Supplier-First Telecom Industries)
6100K031 | Aziziyah (Fast Track) : SWITCHGEAR - Aziziyah | SWGR | ROH | GCE8012228P0101 | SUPPORTING SHEET | 18 | 18 | 0 | 6100KDP01 | PO-SEP-8402-[44] | PO | 2025-11-17 | Mechanical |  | - | 2026-02-15 | 2026-02-01 | 0 | First Telecom Industries | 6100K023 – PR for Supply of MV 13.8 kV Switchgear (SWGR) for Halfmoon 115/13.8 kV Substation (SS). This PR covers 1st lot of mechanical bulk materials required for the SWGR SS, i
6100K031 | Aziziyah (Fast Track) : SWITCHGEAR - Aziziyah | SWGR | ROH | GCE8013214P0101 | PARTITION WALL BOTTOM W800 (SS STL)BARE | 53 | 43 | 10 | 6100KDP01 | PO-SEP-8402-[57] | PO | 2025-11-17 | Mechanical |  | - | 2026-02-15 | 2026-02-01 | 0 | First Telecom Industries | 6100K023 – PR for Supply of MV 13.8 kV Switchgear (SWGR) for Halfmoon 115/13.8 kV Substation (SS). This PR covers 1st lot of mechanical bulk materials required for the SWGR SS, i
6100K031 | Aziziyah (Fast Track) : SWITCHGEAR - Aziziyah | SWGR | ROH | GCE8013214P0101 | PARTITION WALL BOTTOM W800 (SS STL)BARE | 10 | 10 | 0 | 6100K023 | PO-SEP-8402-[30] | PO | 2025-11-17 | Mechanical |  | - | 2026-02-15 | 2026-02-01 | 0 | First Telecom Industries | 6100K023 – PR for Supply of MV 13.8 kV Switchgear (SWGR) for Halfmoon 115/13.8 kV Substation (SS). This PR covers 1st lot of mechanical bulk materials required for the SWGR SS, i
6100K031 | Aziziyah (Fast Track) : SWITCHGEAR - Aziziyah | SWGR | ROH | GCE8013244P0101 | TRANSFORMER PLATE W800mm | 53 | 43 | 10 | 6100KDP01 | PO-SEP-8402-[60] | PO | 2025-11-17 | Mechanical |  | - | 2026-02-15 | 2026-02-01 | 0 | First Telecom Industries | 6100K023 – PR for Supply of MV 13.8 kV Switchgear (SWGR) for Halfmoon 115/13.8 kV Substation (SS). This PR covers 1st lot of mechanical bulk materials required for the SWGR SS, i
6100K031 | Aziziyah (Fast Track) : SWITCHGEAR - Aziziyah | SWGR | ROH | GCE8013244P0101 | TRANSFORMER PLATE W800mm | 10 | 10 | 0 | 6100K023 | PO-SEP-8402-[31] | PO | 2025-11-17 | Mechanical |  | - | 2026-02-15 | 2026-02-01 | 0 | First Telecom Industries | 6100K023 – PR for Supply of MV 13.8 kV Switchgear (SWGR) for Halfmoon 115/13.8 kV Substation (SS). This PR covers 1st lot of mechanical bulk materials required for the SWGR SS, i
6100K031 | Aziziyah (Fast Track) : SWITCHGEAR - Aziziyah | SWGR | ROH | GCE8013412R0101 | PRESSURE RELIEF FLAP FOR W1000 | 3 | 3 | 0 | 6100KDP01 | PO-SEP-8396-[28] | PO | 2025-11-30 | Mechanical |  | - | 2026-02-15 | 2026-02-01 | 0 | XIAMEN STARLIGHTS | 6100K023 – PR for Supply of MV 13.8 kV Switchgear (SWGR) for Halfmoon 115/13.8 kV Substation (SS). This PR covers 1st lot of mechanical bulk materials required for the SWGR SS, i
6100K031 | Aziziyah (Fast Track) : SWITCHGEAR - Aziziyah | SWGR | ROH | GCE8013414P0101 | FIXING PLATE FOR DUCT | 3 | 3 | 0 | 6100KDP01 | PO-SEP-8402-[52] | PO | 2025-11-17 | Mechanical |  | - | 2026-02-15 | 2026-02-01 | 0 | First Telecom Industries | 6100K023 – PR for Supply of MV 13.8 kV Switchgear (SWGR) for Halfmoon 115/13.8 kV Substation (SS). This PR covers 1st lot of mechanical bulk materials required for the SWGR SS, i
6100K031 | Aziziyah (Fast Track) : SWITCHGEAR - Aziziyah | SWGR | ROH | GCE8013419R0101 | FRAME FOR FLAT SCREEN COMPLETE | 1 | 1 | 0 | 6100KDP01 | PO-SEP-8396-[30] | PO | 2025-11-30 | Mechanical |  | - | 2026-02-15 | 2026-02-01 | 0 | XIAMEN STARLIGHTS | 6100K023 – PR for Supply of MV 13.8 kV Switchgear (SWGR) for Halfmoon 115/13.8 kV Substation (SS). This PR covers 1st lot of mechanical bulk materials required for the SWGR SS, i
6100K031 | Aziziyah (Fast Track) : SWITCHGEAR - Aziziyah | SWGR | ROH | GCE8013423P0101 | PARTITION WALL W1000 (PAINTED RAL7035) | 3 | 3 | 0 | 6100KDP01 | PO-SEP-8402-[53] | PO | 2025-11-17 | Mechanical |  | - | 2026-02-15 | 2026-02-01 | 0 | First Telecom Industries | 6100K023 – PR for Supply of MV 13.8 kV Switchgear (SWGR) for Halfmoon 115/13.8 kV Substation (SS). This PR covers 1st lot of mechanical bulk materials required for the SWGR SS, i
6100K031 | Aziziyah (Fast Track) : SWITCHGEAR - Aziziyah | SWGR | ROH | GCE8013427P0101 | GAIN CT PLATE | 3 | 3 | 0 | 6100KDP01 | PO-SEP-8402-[54] | PO | 2025-11-17 | Mechanical |  | - | 2026-02-15 | 2026-02-01 | 0 | First Telecom Industries | 6100K023 – PR for Supply of MV 13.8 kV Switchgear (SWGR) for Halfmoon 115/13.8 kV Substation (SS). This PR covers 1st lot of mechanical bulk materials required for the SWGR SS, i
6100K031 | Aziziyah (Fast Track) : SWITCHGEAR - Aziziyah | SWGR | ROH | GCE8013430P0101 | COOLING PLATE 1 ( small ) | 9 | 9 | 0 | 6100K023 | PO-SEP-8385-[55] | PO | 2025-09-21 | Mechanical |  | - | 2026-02-15 | 2026-02-01 | 0 | Easy China (Xiamen) Trading Co, Ltd. | To update Promised Delivery Date
6100K031 | Aziziyah (Fast Track) : SWITCHGEAR - Aziziyah | SWGR | ROH | GCE8013431P0101 | COOLING PLATE 2 ( Big ) | 9 | 9 | 0 | 6100K023 | PO-SEP-8385-[117] | PO | 2025-09-21 | Mechanical |  | - | 2026-02-15 | 2026-02-01 | 0 | Easy China (Xiamen) Trading Co, Ltd. | To update Promised Delivery Date
6100K031 | Aziziyah (Fast Track) : SWITCHGEAR - Aziziyah | SWGR | ROH | GCE8013433P0101P | SHROUD (DWG NO. GCE8013433P0101) | 6 | 6 | 0 | 6100K023 | PO-SEP-8385-[56] | PO | 2025-09-21 | Mechanical |  | - | 2026-02-15 | 2026-02-01 | 0 | Easy China (Xiamen) Trading Co, Ltd. | To update Promised Delivery Date
6100K031 | Aziziyah (Fast Track) : SWITCHGEAR - Aziziyah | SWGR | ROH | GCE8013434P0101P | SHROUD (DWG NO. GCE8013434P0101) | 6 | 6 | 0 | 6100K023 | PO-SEP-8385-[57] | PO | 2025-09-21 | Mechanical |  | - | 2026-02-15 | 2026-02-01 | 0 | Easy China (Xiamen) Trading Co, Ltd. | To update Promised Delivery Date
6100K031 | Aziziyah (Fast Track) : SWITCHGEAR - Aziziyah | SWGR | ROH | GCE8013434P0102P | SHROUD (DWG NO. GCE8013434P0102) | 6 | 6 | 0 | 6100K023 | PO-SEP-8385-[58] | PO | 2025-09-21 | Mechanical |  | - | 2026-02-15 | 2026-02-01 | 0 | Easy China (Xiamen) Trading Co, Ltd. | To update Promised Delivery Date
6100K031 | Aziziyah (Fast Track) : SWITCHGEAR - Aziziyah | SWGR | ROH | GCE8013435P0101P | SPACER DISC (GCE8013435P0101) | 48 | 48 | 0 | 6100KDP01 | PO-SEP-8483-[5] | PO | 2025-12-31 | Mechanical |  | - | 2026-02-15 | 2026-02-01 | 0 | AB KOMPONENTY s.r.o. | 6100K023 – PR for Supply of
6100K031 | Aziziyah (Fast Track) : SWITCHGEAR - Aziziyah | SWGR | ROH | GCE8013444R0101 | PRESSURE RELIEF FLAP(W1000) | 3 | 3 | 0 | 6100KDP01 | PO-SEP-8396-[24] | PO | 2025-11-30 | Mechanical |  | - | 2026-02-15 | 2026-02-01 | 0 | XIAMEN STARLIGHTS | 6100K023 – PR for Supply of MV 13.8 kV Switchgear (SWGR) for Halfmoon 115/13.8 kV Substation (SS). This PR covers 1st lot of mechanical bulk materials required for the SWGR SS, i
6100K031 | Aziziyah (Fast Track) : SWITCHGEAR - Aziziyah | SWGR | ROH | GCE8487370R0100 | EARTHING CONTACT | 1 | 1 | 0 | 6100KDP01 | PO-SEP-8387-[38] | PO | 2025-11-30 | Mechanical |  | - | 2026-02-15 | 2026-02-01 | 0 | Fujian Sanxing Electric Co., Ltd | 6100K023 – PR for Supply of MV 13.8 kV Switchgear (SWGR) for Halfmoon 115/13.8 kV Substation (SS). This PR covers 1st lot of mechanical bulk materials required for the SWGR SS, i
6100K031 | Aziziyah (Fast Track) : SWITCHGEAR - Aziziyah | SWGR | ROH | GCE8585496P0100 | LABEL RACK OUT / IN ( ZS3.2 / ZS1 ) | 56 | 56 | 0 | 6100KDP01 | PO-SEP-8379-[38] | PO | 2025-10-30 | Mechanical |  | - | 2026-02-15 | 2026-02-01 | 0 | Azm and Tumooh Trading Establishment | 6100K023 – PR for Supply of MV 13.8 kV Switchgear (SWGR) for Halfmoon 115/13.8 kV Substation (SS). This PR covers 1st lot of mechanical bulk materials required for the SWGR SS, i
6100K031 | Aziziyah (Fast Track) : SWITCHGEAR - Aziziyah | SWGR | ROH | GCE8684080P0101 | EARTHING STRIP | 1 | 1 | 0 | 6100KDP01 | PO-SEP-8403-[9] | PO | 2025-10-05 | Mechanical |  | - | 2026-02-15 | 2026-02-01 | 0 | AL NAKHEEL GREEN STEEL WORKS | 6100K023Halfmoon SWGR Project, All Electrical Components (ABB, Hitachi & Bulk) to Supply of MV 13.8 kV SWGR For Halfmoon 115/13.8kv SS
6100K031 | Aziziyah (Fast Track) : SWITCHGEAR - Aziziyah | SWGR | ROH | GCE8685778P0121P | CONTACT PIN 800/1200A SIL.COAT = 72L | 3 | 3 | 0 | 6100K023 | PO-SEP-8385-[121] | PO | 2025-09-21 | Mechanical |  | - | 2026-02-15 | 2026-02-01 | 0 | Easy China (Xiamen) Trading Co, Ltd. | To update Promised Delivery Date
6100K031 | Aziziyah (Fast Track) : SWITCHGEAR - Aziziyah | SWGR | ROH | GCE9401556P0100 | STOP WASHER | 126 | 98 | 28 | 6100KDP01 | PO-SEP-8378-[327] | PO | 2025-11-17 | Mechanical |  | - | 2026-02-15 | 2026-02-01 | 0 | China Star (Dalian) Industry Co., Ltd. | 6100K023 – PR for Supply of MV 13.8 kV Switchgear (SWGR) for Halfmoon 115/13.8 kV Substation (SS). This PR covers 1st lot of mechanical bulk materials required for the SWGR SS, i
6100K031 | Aziziyah (Fast Track) : SWITCHGEAR - Aziziyah | SWGR | ROH | GCE9401556P0100 | STOP WASHER | 28 | 28 | 0 | 6100K023 | PO-SEP-8378-[326] | PO | 2025-11-17 | Mechanical |  | - | 2026-02-15 | 2026-02-01 | 0 | China Star (Dalian) Industry Co., Ltd. | 6100K023 – PR for Supply of MV 13.8 kV Switchgear (SWGR) for Halfmoon 115/13.8 kV Substation (SS). This PR covers 1st lot of mechanical bulk materials required for the SWGR SS, i
6100K031 | Aziziyah (Fast Track) : SWITCHGEAR - Aziziyah | SWGR | ROH | GCE9401766P0107 | LOCKING MAGNET DC125 V | 33 | 33 | 0 | 6100KDP01 | PO-SEP-8501-[3] | PO | 2025-11-30 | Mechanical |  | - | 2026-02-15 | 2026-02-01 | 0 | Xiamen Leelen High Voltage Electric Co. Ltd | 6100K023 – PR for Supply of
6100K031 | Aziziyah (Fast Track) : SWITCHGEAR - Aziziyah | SWGR | ROH | GCE9476775R0100 | IND.CONTACT/ VAN FLOW SWITCH | 6 | 4 | 2 | 6100K023 | PO-SEP-8385-[62] | PO | 2025-09-21 | Mechanical |  | - | 2026-02-15 | 2026-02-01 | 0 | Easy China (Xiamen) Trading Co, Ltd. | To update Promised Delivery Date
6100K031 | Aziziyah (Fast Track) : SWITCHGEAR - Aziziyah | SWGR | ROH | GCE9476775R0100 | IND.CONTACT/ VAN FLOW SWITCH | 2 | 2 | 0 | 6100KDP01 | PO-SEP-8385-[209] | PO | 2025-10-05 | Mechanical |  | - | 2026-02-15 | 2026-02-01 | 0 | Easy China (Xiamen) Trading Co, Ltd. | To update Promised Delivery Date
6100K031 | Aziziyah (Fast Track) : SWITCHGEAR - Aziziyah | SWGR | ROH | GCE9477367P0102 | FORK D11x20 | 11 | 11 | 0 | 6100KDP01 | PO-SEP-8523-[8] | PO | 2025-10-23 | Mechanical |  | - | 2026-02-15 | 2026-02-01 | 0 | Laser Company for Metal Industries Ltd | 6100K023 – PR for Supply of
6100K031 | Aziziyah (Fast Track) : SWITCHGEAR - Aziziyah | SWGR | ROH | K031-BS3600-13.8-LCT | Bus-Tie Lower CTs ¦ K031-BS3600-13.8-LCT ¦ ABB | 6 | 6 | 0 | 6100KDP01 | PO-SEP-8580-[10] | PO | 2025-12-31 | Mechanical |  | - | 2026-02-15 | 2026-02-01 | 0 | Abb Electrical Industriesco | AL Aziyziyah Project SWGR KDP01 CTs
6100K031 | Aziziyah (Fast Track) : SWITCHGEAR - Aziziyah | SWGR | ROH | K031-BS3600-13.8-UCT | Bus-Tie Upper CTs ¦ K031-BS3600-13.8-UCT ¦ ABB | 6 | 6 | 0 | 6100KDP01 | PO-SEP-8580-[9] | PO | 2025-12-31 | Mechanical |  | - | 2026-02-15 | 2026-02-01 | 0 | Abb Electrical Industriesco | AL Aziyziyah Project SWGR KDP01 CTs
6100K031 | Aziziyah (Fast Track) : SWITCHGEAR - Aziziyah | SWGR | ROH | K031-CAP1250-13.8-LCT | Capacitor O/G Feeder Lower CTs ¦ K031-CAP1250-13.8-LCT ¦ ABB | 9 | 9 | 0 | 6100KDP01 | PO-SEP-8580-[4] | PO | 2025-12-31 | Mechanical |  | - | 2026-02-15 | 2026-02-01 | 0 | Abb Electrical Industriesco | AL Aziyziyah Project SWGR KDP01 CTs
6100K031 | Aziziyah (Fast Track) : SWITCHGEAR - Aziziyah | SWGR | ROH | K031-CAP1250-13.8-UCT | Capacitor O/G Feeder Upper CTs ¦ K031-CAP1250-13.8-UCT ¦ ABB | 9 | 9 | 0 | 6100KDP01 | PO-SEP-8580-[3] | PO | 2025-12-31 | Mechanical |  | - | 2026-02-15 | 2026-02-01 | 0 | Abb Electrical Industriesco | AL Aziyziyah Project SWGR KDP01 CTs
6100K031 | Aziziyah (Fast Track) : SWITCHGEAR - Aziziyah | SWGR | ROH | K031-INC3600-13.8-LCT | Incomer Lower CTs ¦ K031-INC3600-13.8-LCT ¦ ABB | 9 | 9 | 0 | 6100KDP01 | PO-SEP-8580-[2] | PO | 2025-12-31 | Mechanical |  | - | 2026-02-15 | 2026-02-01 | 0 | Abb Electrical Industriesco | AL Aziyziyah Project SWGR KDP01 CTs
6100K031 | Aziziyah (Fast Track) : SWITCHGEAR - Aziziyah | SWGR | ROH | K031-OG1250-13.8-LCT | OUTGOING PLAIN Lower CT ¦ K031-OG1250-13.8-LCT ¦ ABB | 114 | 114 | 0 | 6100KDP01 | PO-SEP-8580-[8] | PO | 2025-12-31 | Mechanical |  | - | 2026-02-15 | 2026-02-01 | 0 | Abb Electrical Industriesco | AL Aziyziyah Project SWGR KDP01 CTs
6100K031 | Aziziyah (Fast Track) : SWITCHGEAR - Aziziyah | SWGR | ROH | K031-OG1250-13.8-UCT | OUTGOING PLAIN Upper CTs ¦ K031-OG1250-13.8-UCT ¦ ABB | 114 | 114 | 0 | 6100KDP01 | PO-SEP-8580-[7] | PO | 2025-12-31 | Mechanical |  | - | 2026-02-15 | 2026-02-01 | 0 | Abb Electrical Industriesco | AL Aziyziyah Project SWGR KDP01 CTs
6100K031 | Aziziyah (Fast Track) : SWITCHGEAR - Aziziyah | SWGR | ROH | K031-SST630-13.8-LCT | Station AUX Lower CTs ¦ K031-SST630-13.8-LCT ¦ ABB | 6 | 6 | 0 | 6100KDP01 | PO-SEP-8580-[6] | PO | 2025-12-31 | Mechanical |  | - | 2026-02-15 | 2026-02-01 | 0 | Abb Electrical Industriesco | AL Aziyziyah Project SWGR KDP01 CTs
6100K031 | Aziziyah (Fast Track) : SWITCHGEAR - Aziziyah | SWGR | ROH | K031-SST630-13.8-UCT | Station Aux. Upper CTs ¦ K031-SST630-13.8-UCT ¦ ABB | 6 | 6 | 0 | 6100KDP01 | PO-SEP-8580-[5] | PO | 2025-12-31 | Mechanical |  | - | 2026-02-15 | 2026-02-01 | 0 | Abb Electrical Industriesco | AL Aziyziyah Project SWGR KDP01 CTs
6100K031 | Aziziyah (Fast Track) : SWITCHGEAR - Aziziyah | SWGR | ROH | MV-1VCR002091G0001 | HANDLE (MANIGLIA) | 102 | 102 | 0 | 6100KDP01 | PO-SEP-8446-[4] | PO | 2025-11-30 | Mechanical |  | - | 2026-02-15 | 2026-02-01 | 0 | Ningbo Shengjiu Technology CO., LTD. | 6100K023 – PR for Supply of MV 13.8 kV Switchgear (SWGR) for Halfmoon 115/13.8 kV Substation (SS). This PR covers 1st lot of mechanical bulk materials required for the SWGR SS, i
6100K031 | Aziziyah (Fast Track) : SWITCHGEAR - Aziziyah | SWGR | ROH | MV-TR272-22KOHM5W | RESISTOR TR272- 110V TRIP COIL | 96 | 96 | 0 | 6100K025 | PO-SEP-8836-[2] | PO | 2025-10-23 | Mechanical |  | - | 2026-02-15 | 2026-02-01 | 0 | Saeed Aziz Alsomali Trading Est
6100K031 | Aziziyah (Fast Track) : SWITCHGEAR - Aziziyah | SWGR | ROH | MV2000-1685-06-W | WHITE TUBE,INNER DIA. 3.5 MM (1.5 WIRE) | 1190 | 1190 | 0 | free_stock | PO-SEP-7852-[1] | PO | 2025-08-20 | LV |  | - | 2026-02-15 | 2026-02-01 | 0 | Raja Procuremnet Local Purchases | Tube, Ferrule, White, Inner Diameter 3.5 mm, 1.5 Wire
6100K031 | Aziziyah (Fast Track) : SWITCHGEAR - Aziziyah | SWGR | ROH | MV2000-1685-06-W | WHITE TUBE,INNER DIA. 3.5 MM (1.5 WIRE) | 12750 | 810 | 11940 | free_stock | PO-SEP-7852-[1] | PO | 2025-08-20 | Mechanical |  | - | 2026-02-15 | 2026-02-01 | 0 | Raja Procuremnet Local Purchases | Tube, Ferrule, White, Inner Diameter 3.5 mm, 1.5 Wire
6100K031 | Aziziyah (Fast Track) : SWITCHGEAR - Aziziyah | SWGR | ROH | MV2000-1685-06-W | WHITE TUBE,INNER DIA. 3.5 MM (1.5 WIRE) | 11940 | 11940 | 0 | 6100KDP01 | PO-SEP-8667-[6] | PO | 2025-11-03 | Mechanical |  | - | 2026-02-15 | 2026-02-01 | 0 | Sana For Electric And Telephone Co
6100K031 | Aziziyah (Fast Track) : SWITCHGEAR - Aziziyah | SWGR | ROH | RMU000000339 | PLATE -FOR PANEL FIXING | 176 | 176 | 0 | 6100KDP01 | PO-SEP-8402-[75] | PO | 2025-11-17 | Mechanical |  | - | 2026-02-15 | 2026-02-01 | 0 | First Telecom Industries | 6100K023 – PR for Supply of MV 13.8 kV Switchgear (SWGR) for Halfmoon 115/13.8 kV Substation (SS). This PR covers 1st lot of mechanical bulk materials required for the SWGR SS, i
6100K031 | Aziziyah (Fast Track) : SWITCHGEAR - Aziziyah | SWGR | ROH | SCB1000022P0001 | K-SLIDING PART | 96 | 29 | 67 | free_stock | PO-SEP-6816-[7] | PO | 2025-09-18 | Mechanical |  | - | 2026-02-15 | 2026-02-01 | 0 | First Telecom Industries
6100K031 | Aziziyah (Fast Track) : SWITCHGEAR - Aziziyah | SWGR | ROH | SCB1000022P0001 | K-SLIDING PART | 67 | 48 | 19 | 6100KDP01 | PO-SEP-8509-[3] | PO | 2025-10-30 | Mechanical |  | - | 2026-02-15 | 2026-02-01 | 0 | First Telecom Industries
6100K031 | Aziziyah (Fast Track) : SWITCHGEAR - Aziziyah | SWGR | ROH | SCB1000022P0001 | K-SLIDING PART | 19 | 19 | 0 | 6100K023 | PO-SEP-8509-[4] | PO | 2025-10-30 | Mechanical |  | - | 2026-02-15 | 2026-02-01 | 0 | First Telecom Industries
6100K031 | Aziziyah (Fast Track) : SWITCHGEAR - Aziziyah | SWGR | ROH | SCB1000024P0001P | BUSHING (LOCAL PUR) | 57 | 49 | 8 | 6100KDP01 | PO-SEP-8484-[7] | PO | 2025-11-30 | Mechanical |  | - | 2026-02-15 | 2026-02-01 | 0 | AL NAKHEEL GREEN STEEL WORKS | 6100K023 – PR for Supply of
6100K031 | Aziziyah (Fast Track) : SWITCHGEAR - Aziziyah | SWGR | ROH | SCB1000024P0001P | BUSHING (LOCAL PUR) | 8 | 8 | 0 | 6100K023 | PO-SEP-8484-[8] | PO | 2025-11-30 | Mechanical |  | - | 2026-02-15 | 2026-02-01 | 0 | AL NAKHEEL GREEN STEEL WORKS | 6100K023 – PR for Supply of
6100K031 | Aziziyah (Fast Track) : SWITCHGEAR - Aziziyah | SWGR | ROH | SCB1000025P0001P | BUSHING (LOCAL PUR) | 24 | 24 | 0 | 6100K023 | PO-SEP-8489-[2] | QC | 2025-11-30 | Mechanical |  | - | 2026-02-15 | 2026-02-01 | 0 | Laser Company for Metal Industries Ltd | 6100K023 – PR for Supply of | 120 | 22-10-2025
6100K031 | Aziziyah (Fast Track) : SWITCHGEAR - Aziziyah | SWGR | ROH | SCB1000026P0001P | BUSHING (LOCAL PUR) | 180 | 153 | 27 | 6100KDP01 | PO-SEP-8403-[6] | PO | 2025-10-05 | Mechanical |  | - | 2026-02-15 | 2026-02-01 | 0 | AL NAKHEEL GREEN STEEL WORKS | 6100K023Halfmoon SWGR Project, All Electrical Components (ABB, Hitachi & Bulk) to Supply of MV 13.8 kV SWGR For Halfmoon 115/13.8kv SS
6100K031 | Aziziyah (Fast Track) : SWITCHGEAR - Aziziyah | SWGR | ROH | SCB1000026P0001P | BUSHING (LOCAL PUR) | 27 | 27 | 0 | 6100K023 | PO-SEP-8484-[2] | PO | 2025-11-30 | Mechanical |  | - | 2026-02-15 | 2026-02-01 | 0 | AL NAKHEEL GREEN STEEL WORKS | 6100K023 – PR for Supply of
6100K031 | Aziziyah (Fast Track) : SWITCHGEAR - Aziziyah | SWGR | ROH | SCB1000037P0001 | K-LEVER | 100 | 50 | 50 | 6100KDP01 | PO-SEP-8523-[12] | PO | 2025-10-23 | Mechanical |  | - | 2026-02-15 | 2026-02-01 | 0 | Laser Company for Metal Industries Ltd | 6100K023 – PR for Supply of
6100K031 | Aziziyah (Fast Track) : SWITCHGEAR - Aziziyah | SWGR | ROH | SCB1000037P0001 | K-LEVER | 50 | 41 | 9 | 6100K023 | PO-SEP-8523-[10] | PO | 2025-10-23 | Mechanical |  | - | 2026-02-15 | 2026-02-01 | 0 | Laser Company for Metal Industries Ltd | 6100K023 – PR for Supply of
6100K031 | Aziziyah (Fast Track) : SWITCHGEAR - Aziziyah | SWGR | ROH | SCB1000037P0001 | K-LEVER | 9 | 9 | 0 | free_stock | PO-SEP-8659-[1] | PO | 2025-10-30 | Mechanical |  | - | 2026-02-15 | 2026-02-01 | 0 | Laser Company for Metal Industries Ltd | K-Lever ¦ SCB1000037P0001 ¦ ABB
6100K031 | Aziziyah (Fast Track) : SWITCHGEAR - Aziziyah | SWGR | ROH | SCB1000047P0001 | INTERLOCKING SCOTCH | 60 | 51 | 9 | 6100KDP01 | PO-SEP-8523-[6] | PO | 2025-10-23 | Mechanical |  | - | 2026-02-15 | 2026-02-01 | 0 | Laser Company for Metal Industries Ltd | 6100K023 – PR for Supply of
6100K031 | Aziziyah (Fast Track) : SWITCHGEAR - Aziziyah | SWGR | ROH | SCB1000047P0001 | INTERLOCKING SCOTCH | 9 | 9 | 0 | 6100K023 | PO-SEP-8523-[2] | PO | 2025-10-23 | Mechanical |  | - | 2026-02-15 | 2026-02-01 | 0 | Laser Company for Metal Industries Ltd | 6100K023 – PR for Supply of
6100K031 | Aziziyah (Fast Track) : SWITCHGEAR - Aziziyah | SWGR | ROH | SCB1001476P0001 | PROTECTION NET/ T11180 / 2.5T4 | 107 | 107 | 0 | 6100KDP01 | PO-SEP-8385-[303] | PO | 2025-10-12 | Mechanical |  | - | 2026-02-15 | 2026-02-01 | 0 | Easy China (Xiamen) Trading Co, Ltd. | To update Promised Delivery Date
6100K031 | Aziziyah (Fast Track) : SWITCHGEAR - Aziziyah | SWGR | ROH | SCB1001678P0001 | HOOKING LEVER (ZINC PLATED) | 1 | 1 | 0 | 6100K023 | PO-SEP-8402-[39] | PO | 2025-11-17 | Mechanical |  | - | 2026-02-15 | 2026-02-01 | 0 | First Telecom Industries | 6100K023 – PR for Supply of MV 13.8 kV Switchgear (SWGR) for Halfmoon 115/13.8 kV Substation (SS). This PR covers 1st lot of mechanical bulk materials required for the SWGR SS, i
6100K031 | Aziziyah (Fast Track) : SWITCHGEAR - Aziziyah | SWGR | ROH | SCB1001813R0802P | MECHANICAL OFF BUTTON FOR VD4 - HOR | 11 | 11 | 0 | 6100K023 | PO-SEP-8385-[67] | PO | 2025-09-21 | Mechanical |  | - | 2026-02-15 | 2026-02-01 | 0 | Easy China (Xiamen) Trading Co, Ltd. | To update Promised Delivery Date
6100K031 | Aziziyah (Fast Track) : SWITCHGEAR - Aziziyah | SWGR | ROH | SCB1001915P0001P | PIN | 8 | 8 | 0 | 6100KDP01 | PO-SEP-8484-[6] | PO | 2025-11-30 | Mechanical |  | - | 2026-02-15 | 2026-02-01 | 0 | AL NAKHEEL GREEN STEEL WORKS | 6100K023 – PR for Supply of
6100K031 | Aziziyah (Fast Track) : SWITCHGEAR - Aziziyah | SWGR | ROH | SCB1001916P0001P | INTERLOCK LEVER (LOCAL PUR) | 8 | 8 | 0 | 6100KDP01 | PO-SEP-8484-[5] | PO | 2025-11-30 | Mechanical |  | - | 2026-02-15 | 2026-02-01 | 0 | AL NAKHEEL GREEN STEEL WORKS | 6100K023 – PR for Supply of
6100K031 | Aziziyah (Fast Track) : SWITCHGEAR - Aziziyah | SWGR | ROH | SCB1001982P0001 | ROLLER | 8 | 6 | 2 | 6100K023 | PO-SEP-8385-[68] | PO | 2025-09-21 | Mechanical |  | - | 2026-02-15 | 2026-02-01 | 0 | Easy China (Xiamen) Trading Co, Ltd. | To update Promised Delivery Date
6100K031 | Aziziyah (Fast Track) : SWITCHGEAR - Aziziyah | SWGR | ROH | SCB1001982P0001 | ROLLER | 2 | 2 | 0 | 6100KDP01 | PO-SEP-8385-[198] | PO | 2025-10-05 | Mechanical |  | - | 2026-02-15 | 2026-02-01 | 0 | Easy China (Xiamen) Trading Co, Ltd. | To update Promised Delivery Date
6100K031 | Aziziyah (Fast Track) : SWITCHGEAR - Aziziyah | SWGR | ROH | SEP10038 | Humidistat, 250V, AC, MFR 012 ¦ 01220.0-00 | 51 | 50 | 1 | free_stock | PO-SEP-7749-[2] | PO | 2025-09-30 | LV |  | - | 2026-02-15 | 2026-02-01 | 0 | STEGO Elektrotechnik GmbH | CY-BULK/ NEW PROJECTS/ HEATER, 120/240V AC, 100W/14007.0-00/HG 140
6100K031 | Aziziyah (Fast Track) : SWITCHGEAR - Aziziyah | SWGR | ROH | SEP10038 | Humidistat, 250V, AC, MFR 012 ¦ 01220.0-00 | 1 | 1 | 0 | 6100KDP01 | PO-SEP-8198-[3] | PO | 2025-10-05 | LV |  | - | 2026-02-15 | 2026-02-01 | 0 | STEGO Elektrotechnik GmbH | PP-12 additional components
6100K031 | Aziziyah (Fast Track) : SWITCHGEAR - Aziziyah | SWGR | ROH | SEP10038 | Humidistat, 250V, AC, MFR 012 ¦ 01220.0-00 | 51 | 50 | 1 | 6100KDP01 | PO-SEP-8198-[3] | PO | 2025-10-05 | Mechanical |  | - | 2026-02-15 | 2026-02-01 | 0 | STEGO Elektrotechnik GmbH | PP-12 additional components
6100K031 | Aziziyah (Fast Track) : SWITCHGEAR - Aziziyah | SWGR | ROH | SEP10038 | Humidistat, 250V, AC, MFR 012 ¦ 01220.0-00 | 1 | 1 | 0 | 6100KDP02 | PO-SEP-8198-[1] | PO | 2025-10-09 | Mechanical |  | - | 2026-02-15 | 2026-02-01 | 0 | STEGO Elektrotechnik GmbH | PP-12 additional components
6100K031 | Aziziyah (Fast Track) : SWITCHGEAR - Aziziyah | SWGR | ROH | SEP11257 | FLEX. CABLE,70MM.SQ, PVC 85 YEL/GRN,85°C | 0.86313 | 0.86313 | 0 | free_stock | PR-SEP-0023556-[73] | PR |  | Mechanical |  | - | 2026-02-15 | 2026-02-01 | 0
6100K031 | Aziziyah (Fast Track) : SWITCHGEAR - Aziziyah | SWGR | ROH | SEP11258 | Cable, Control, 1 Core,CU/PVC, 1.5 Sq.mm, Blue, ATC, 105°, 600/1000V , 1 x 100 m | 1.116 | 1.116 | 0 | 6100KDP01 | PO-SEP-8622-[19] | PO | 2026-01-30 | Mechanical |  | - | 2026-02-15 | 2026-02-01 | 0 | Al-Fanar Company Limited | Cable Items - KDP01 & K023
6100K031 | Aziziyah (Fast Track) : SWITCHGEAR - Aziziyah | SWGR | ROH | SEP11258 | FLEX.CABLE,1/C,1.5MM BLUE ATC,105 Deg C | 111.5974 | 99.884 | 11.7133 | 6100KDP01 | PO-SEP-8622-[19] | PO | 2026-01-30 | LV |  | - | 2026-02-15 | 2026-02-01 | 0 | Al-Fanar Company Limited | Cable Items - KDP01 & K023
6100K031 | Aziziyah (Fast Track) : SWITCHGEAR - Aziziyah | SWGR | ROH | SEP11258 | FLEX.CABLE,1/C,1.5MM BLUE ATC,105 Deg C | 11.7133 | 11.7133 | 0 | 6100K023 | PO-SEP-8622-[1] | PO | 2026-01-30 | LV |  | - | 2026-02-15 | 2026-02-01 | 0 | Al-Fanar Company Limited | Cable Items - KDP01 & K023
6100K031 | Aziziyah (Fast Track) : SWITCHGEAR - Aziziyah | SWGR | ROH | SEP11259 | Cable, Control, 1 Core, CU/PVC, 1.5 Sq.mm, Black, ATC, 105°, 600/1000V , 1 x 100 m | 0.36105 | 0.36105 | 0 | 6100KDP01 | PO-SEP-8622-[20] | PO | 2026-01-30 | Mechanical |  | - | 2026-02-15 | 2026-02-01 | 0 | Al-Fanar Company Limited | Cable Items - KDP01 & K023
6100K031 | Aziziyah (Fast Track) : SWITCHGEAR - Aziziyah | SWGR | ROH | SEP11259 | FLEX.CABLE,1/C,1.5MM BLACK ATC,105 Deg C | 36.2691 | 34.6389 | 1.6302 | 6100KDP01 | PO-SEP-8622-[20] | PO | 2026-01-30 | LV |  | - | 2026-02-15 | 2026-02-01 | 0 | Al-Fanar Company Limited | Cable Items - KDP01 & K023
6100K031 | Aziziyah (Fast Track) : SWITCHGEAR - Aziziyah | SWGR | ROH | SEP11259 | FLEX.CABLE,1/C,1.5MM BLACK ATC,105 Deg C | 1.6302 | 1.6302 | 0 | 6100K023 | PO-SEP-8622-[2] | PO | 2026-01-30 | LV |  | - | 2026-02-15 | 2026-02-01 | 0 | Al-Fanar Company Limited | Cable Items - KDP01 & K023
6100K031 | Aziziyah (Fast Track) : SWITCHGEAR - Aziziyah | SWGR | ROH | SEP11260 | FLEX.CABLE,1/C,1.5MM GREY ATC,105 Deg C | 0.010941 | 0.010941 | 0 | 6100KDP01 | PO-SEP-8622-[21] | PO | 2026-01-30 | Mechanical |  | - | 2026-02-15 | 2026-02-01 | 0 | Al-Fanar Company Limited | Cable Items - KDP01 & K023
6100K031 | Aziziyah (Fast Track) : SWITCHGEAR - Aziziyah | SWGR | ROH | SEP11260 | Cable, Control, 1 Core, CU/PVC, 1.5 Sq.mm, Grey, ATC, 105°, 600/1000V , 1 x 100 m | 8.3807 | 8.3807 | 0 | 6100KDP01 | PO-SEP-8622-[21] | PO | 2026-01-30 | Mechanical |  | - | 2026-02-15 | 2026-02-01 | 0 | Al-Fanar Company Limited | Cable Items - KDP01 & K023
6100K031 | Aziziyah (Fast Track) : SWITCHGEAR - Aziziyah | SWGR | ROH | SEP11260 | FLEX.CABLE,1/C,1.5MM GREY ATC,105 Deg C | 838.0744 | 830.6083 | 7.4661 | 6100KDP01 | PO-SEP-8622-[21] | PO | 2026-01-30 | LV |  | - | 2026-02-15 | 2026-02-01 | 0 | Al-Fanar Company Limited | Cable Items - KDP01 & K023
6100K031 | Aziziyah (Fast Track) : SWITCHGEAR - Aziziyah | SWGR | ROH | SEP11260 | FLEX.CABLE,1/C,1.5MM GREY ATC,105 Deg C | 7.4661 | 7.4661 | 0 | 6100K023 | PO-SEP-8622-[3] | PO | 2026-01-30 | LV |  | - | 2026-02-15 | 2026-02-01 | 0 | Al-Fanar Company Limited | Cable Items - KDP01 & K023
6100K031 | Aziziyah (Fast Track) : SWITCHGEAR - Aziziyah | SWGR | ROH | SEP11261 | Cable, Control, 1 Core, CU/PVC, 1.5 Sq.mm, Red, ATC, 105°, 600/1000V , 1 x 100 m | 0.36105 | 0.36105 | 0 | 6100KDP01 | PO-SEP-8622-[22] | PO | 2026-01-30 | Mechanical |  | - | 2026-02-15 | 2026-02-01 | 0 | Al-Fanar Company Limited | Cable Items - KDP01 & K023
6100K031 | Aziziyah (Fast Track) : SWITCHGEAR - Aziziyah | SWGR | ROH | SEP11261 | FLEX.CABLE,1/C,1.5MM RED C,105 Deg C | 36.2691 | 32.6389 | 3.6302 | 6100KDP01 | PO-SEP-8622-[22] | PO | 2026-01-30 | LV |  | - | 2026-02-15 | 2026-02-01 | 0 | Al-Fanar Company Limited | Cable Items - KDP01 & K023
6100K031 | Aziziyah (Fast Track) : SWITCHGEAR - Aziziyah | SWGR | ROH | SEP11261 | FLEX.CABLE,1/C,1.5MM RED C,105 Deg C | 3.6302 | 3.6302 | 0 | 6100K023 | PO-SEP-8622-[4] | PO | 2026-01-30 | LV |  | - | 2026-02-15 | 2026-02-01 | 0 | Al-Fanar Company Limited | Cable Items - KDP01 & K023
6100K031 | Aziziyah (Fast Track) : SWITCHGEAR - Aziziyah | SWGR | ROH | SEP11262 | Cable, Control, 1 Core, CU/PVC, 2.5 Sq.mm, Blue, ATC, 105°, 600/1000V , 1 x 100 m | 1.5098 | 1.5098 | 0 | 6100KDP01 | PO-SEP-8622-[23] | PO | 2026-01-30 | Mechanical |  | - | 2026-02-15 | 2026-02-01 | 0 | Al-Fanar Company Limited | Cable Items - KDP01 & K023
6100K031 | Aziziyah (Fast Track) : SWITCHGEAR - Aziziyah | SWGR | ROH | SEP11262 | FLEX.CABLE,1/C,2.5MM BLUE ATC,105 Deg C | 150.6565 | 144.4902 | 6.1663 | 6100KDP01 | PO-SEP-8622-[23] | PO | 2026-01-30 | LV |  | - | 2026-02-15 | 2026-02-01 | 0 | Al-Fanar Company Limited | Cable Items - KDP01 & K023
6100K031 | Aziziyah (Fast Track) : SWITCHGEAR - Aziziyah | SWGR | ROH | SEP11262 | FLEX.CABLE,1/C,2.5MM BLUE ATC,105 Deg C | 6.1663 | 6.1663 | 0 | 6100K023 | PO-SEP-8622-[5] | PO | 2026-01-30 | LV |  | - | 2026-02-15 | 2026-02-01 | 0 | Al-Fanar Company Limited | Cable Items - KDP01 & K023
6100K031 | Aziziyah (Fast Track) : SWITCHGEAR - Aziziyah | SWGR | ROH | SEP11263 | Cable, Control, 1 Core, CU/PVC, 2.5 Sq.mm, Black, ATC, 105°, 600/1000V , 1 x 100 m | 0.95186 | 0.95186 | 0 | 6100KDP01 | PO-SEP-8622-[24] | PO | 2026-01-30 | Mechanical |  | - | 2026-02-15 | 2026-02-01 | 0 | Al-Fanar Company Limited | Cable Items - KDP01 & K023
6100K031 | Aziziyah (Fast Track) : SWITCHGEAR - Aziziyah | SWGR | ROH | SEP11263 | FLEX.CABLE,1/C,2.5MM BLACK ATC,105 Deg C | 94.8578 | 94.0481 | 0.80963 | 6100KDP01 | PO-SEP-8622-[24] | PO | 2026-01-30 | LV |  | - | 2026-02-15 | 2026-02-01 | 0 | Al-Fanar Company Limited | Cable Items - KDP01 & K023
6100K031 | Aziziyah (Fast Track) : SWITCHGEAR - Aziziyah | SWGR | ROH | SEP11263 | FLEX.CABLE,1/C,2.5MM BLACK ATC,105 Deg C | 0.80963 | 0.80963 | 0 | 6100K023 | PO-SEP-8622-[6] | PO | 2026-01-30 | LV |  | - | 2026-02-15 | 2026-02-01 | 0 | Al-Fanar Company Limited | Cable Items - KDP01 & K023
6100K031 | Aziziyah (Fast Track) : SWITCHGEAR - Aziziyah | SWGR | ROH | SEP11264 | Cable, Control, 1 Core, CU/PVC, 2.5 Sq.mm, Grey, ATC, 105°, 600/1000V , 1 x 100 m | 0.28446 | 0.28446 | 0 | 6100KDP01 | PO-SEP-8622-[25] | PO | 2026-01-30 | Mechanical |  | - | 2026-02-15 | 2026-02-01 | 0 | Al-Fanar Company Limited | Cable Items - KDP01 & K023
6100K031 | Aziziyah (Fast Track) : SWITCHGEAR - Aziziyah | SWGR | ROH | SEP11264 | FLEX.CABLE,1/C,2.5MM GREY ATC,105 Deg C | 27.8993 | 27.7155 | 0.18381 | 6100KDP01 | PO-SEP-8622-[25] | PO | 2026-01-30 | LV |  | - | 2026-02-15 | 2026-02-01 | 0 | Al-Fanar Company Limited | Cable Items - KDP01 & K023
6100K031 | Aziziyah (Fast Track) : SWITCHGEAR - Aziziyah | SWGR | ROH | SEP11264 | FLEX.CABLE,1/C,2.5MM GREY ATC,105 Deg C | 0.18381 | 0.18381 | 0 | 6100K023 | PO-SEP-8622-[7] | PO | 2026-01-30 | LV |  | - | 2026-02-15 | 2026-02-01 | 0 | Al-Fanar Company Limited | Cable Items - KDP01 & K023
6100K031 | Aziziyah (Fast Track) : SWITCHGEAR - Aziziyah | SWGR | ROH | SEP11265 | FLEX.CABLE,1/C,2.5MM YE/GN ATC,105 Deg C | 0.010941 | 0.010941 | 0 | 6100KDP01 | PO-SEP-8622-[26] | PO | 2026-01-30 | Mechanical |  | - | 2026-02-15 | 2026-02-01 | 0 | Al-Fanar Company Limited | Cable Items - KDP01 & K023
6100K031 | Aziziyah (Fast Track) : SWITCHGEAR - Aziziyah | SWGR | ROH | SEP11265 | Cable, Control, 1 Core, CU/PVC, 2.5 Sq.mm Yellow/Green, ATC, 105°, 600/1000V , 1 x 100 m | 0.28446 | 0.28446 | 0 | 6100KDP01 | PO-SEP-8622-[26] | PO | 2026-01-30 | Mechanical |  | - | 2026-02-15 | 2026-02-01 | 0 | Al-Fanar Company Limited | Cable Items - KDP01 & K023
6100K031 | Aziziyah (Fast Track) : SWITCHGEAR - Aziziyah | SWGR | ROH | SEP11265 | FLEX.CABLE,1/C,2.5MM YE/GN ATC,105 Deg C | 28.0088 | 28.0088 | 0 | 6100KDP01 | PO-SEP-8622-[26] | PO | 2026-01-30 | LV |  | - | 2026-02-15 | 2026-02-01 | 0 | Al-Fanar Company Limited | Cable Items - KDP01 & K023
6100K031 | Aziziyah (Fast Track) : SWITCHGEAR - Aziziyah | SWGR | ROH | SEP11266 | Cable, Control, 1 Core, CU/PVC, 2.5 Sq.mm, Red, ATC, 105°, 600/1000V , 1 x 100 m | 1.5098 | 1.5098 | 0 | 6100KDP01 | PO-SEP-8622-[27] | PO | 2026-01-30 | Mechanical |  | - | 2026-02-15 | 2026-02-01 | 0 | Al-Fanar Company Limited | Cable Items - KDP01 & K023
6100K031 | Aziziyah (Fast Track) : SWITCHGEAR - Aziziyah | SWGR | ROH | SEP11266 | FLEX.CABLE,1/C,2.5MM RED ATC,105 Deg C | 150.6565 | 149.4902 | 1.1663 | 6100KDP01 | PO-SEP-8622-[27] | PO | 2026-01-30 | LV |  | - | 2026-02-15 | 2026-02-01 | 0 | Al-Fanar Company Limited | Cable Items - KDP01 & K023
6100K031 | Aziziyah (Fast Track) : SWITCHGEAR - Aziziyah | SWGR | ROH | SEP11266 | FLEX.CABLE,1/C,2.5MM RED ATC,105 Deg C | 1.1663 | 1.1663 | 0 | 6100K023 | PO-SEP-8622-[9] | PO | 2026-01-30 | LV |  | - | 2026-02-15 | 2026-02-01 | 0 | Al-Fanar Company Limited | Cable Items - KDP01 & K023
6100K031 | Aziziyah (Fast Track) : SWITCHGEAR - Aziziyah | SWGR | ROH | SEP11267 | Cable, Control, 1 Core, CU/PVC, 2.5 Sq.mm, Yellow, ATC,105°, 600/1000V , 1 x 100 m | 1.5098 | 1.5098 | 0 | 6100KDP01 | PO-SEP-8622-[28] | PO | 2026-01-30 | Mechanical |  | - | 2026-02-15 | 2026-02-01 | 0 | Al-Fanar Company Limited | Cable Items - KDP01 & K023
6100K031 | Aziziyah (Fast Track) : SWITCHGEAR - Aziziyah | SWGR | ROH | SEP11267 | FLEX.CABLE,1/C,2.5MM YELLOW ATC,90 Deg C | 150.6565 | 144.4902 | 6.1663 | 6100KDP01 | PO-SEP-8622-[28] | PO | 2026-01-30 | LV |  | - | 2026-02-15 | 2026-02-01 | 0 | Al-Fanar Company Limited | Cable Items - KDP01 & K023
6100K031 | Aziziyah (Fast Track) : SWITCHGEAR - Aziziyah | SWGR | ROH | SEP11267 | FLEX.CABLE,1/C,2.5MM YELLOW ATC,90 Deg C | 6.1663 | 6.1663 | 0 | 6100K023 | PO-SEP-8622-[10] | PO | 2026-01-30 | LV |  | - | 2026-02-15 | 2026-02-01 | 0 | Al-Fanar Company Limited | Cable Items - KDP01 & K023
6100K031 | Aziziyah (Fast Track) : SWITCHGEAR - Aziziyah | SWGR | ROH | SEP11268 | Cable, Power, 1 Core, CU/PVC, 4.0 Sq.mm, Blue, ATC, 105°, 600/1000V , 1 x 100 m | 0.087527 | 0.087527 | 0 | 6100K023 | PO-SEP-8622-[11] | PO | 2026-01-30 | Mechanical |  | - | 2026-02-15 | 2026-02-01 | 0 | Al-Fanar Company Limited | Cable Items - KDP01 & K023
6100K031 | Aziziyah (Fast Track) : SWITCHGEAR - Aziziyah | SWGR | ROH | SEP11268 | FLEX.CABLE,1/C,4MM BLUE ATC,105 Deg C | 8.3698 | 8.3698 | 0 | 6100KDP01 | PO-SEP-8622-[29] | PO | 2026-01-30 | LV |  | - | 2026-02-15 | 2026-02-01 | 0 | Al-Fanar Company Limited | Cable Items - KDP01 & K023
6100K031 | Aziziyah (Fast Track) : SWITCHGEAR - Aziziyah | SWGR | ROH | SEP11269 | Cable, Power, 1 Core, CU/PVC, 4.0 Sq.mm, Black, ATC, 105°, 600/1000V , 1 x 100 m | 0.10941 | 0.10941 | 0 | 6100K023 | PO-SEP-8622-[12] | PO | 2026-01-30 | Mechanical |  | - | 2026-02-15 | 2026-02-01 | 0 | Al-Fanar Company Limited | Cable Items - KDP01 & K023
6100K031 | Aziziyah (Fast Track) : SWITCHGEAR - Aziziyah | SWGR | ROH | SEP11269 | FLEX.CABLE,1/C,4MM BLACK ATC,105 Deg C | 11.1597 | 11.1597 | 0 | 6100KDP01 | PO-SEP-8622-[30] | PO | 2026-01-30 | LV |  | - | 2026-02-15 | 2026-02-01 | 0 | Al-Fanar Company Limited | Cable Items - KDP01 & K023
6100K031 | Aziziyah (Fast Track) : SWITCHGEAR - Aziziyah | SWGR | ROH | SEP11270 | Cable, Power, 1 Core, CU/PVC, 4.0 Sq.mm, Red, ATC, 105°, 600/1000V , 1 x 100 m | 0.087527 | 0.087527 | 0 | 6100K023 | PO-SEP-8622-[13] | PO | 2026-01-30 | Mechanical |  | - | 2026-02-15 | 2026-02-01 | 0 | Al-Fanar Company Limited | Cable Items - KDP01 & K023
6100K031 | Aziziyah (Fast Track) : SWITCHGEAR - Aziziyah | SWGR |  | SEP11270 | FLEX.CABLE,1/C,4MM RED ATC,105 Deg C | 8.3698 | 8.3698 | 0 | 6100KDP01 | PO-SEP-8622-[32] | PO | 2026-01-30 | LV |  | - | 2026-02-15 | 2026-02-01 | 0 | Al-Fanar Company Limited | Cable Items - KDP01 & K023
6100K031 | Aziziyah (Fast Track) : SWITCHGEAR - Aziziyah | SWGR | ROH | SEP11271 | Cable, Power, 1 Core, CU/PVC, 4.0 Sq.mm, Yellow, ATC, 105°, 600/1000V , 1 x 100 m | 0.087527 | 0.087527 | 0 | 6100K023 | PO-SEP-8622-[14] | PO | 2026-01-30 | Mechanical |  | - | 2026-02-15 | 2026-02-01 | 0 | Al-Fanar Company Limited | Cable Items - KDP01 & K023
6100K031 | Aziziyah (Fast Track) : SWITCHGEAR - Aziziyah | SWGR | ROH | SEP11271 | FLEX.CABLE,1/C,4MM YELLOW ATC,105 Deg C | 8.3698 | 8.3698 | 0 | 6100KDP01 | PO-SEP-8622-[33] | PO | 2026-01-30 | LV |  | - | 2026-02-15 | 2026-02-01 | 0 | Al-Fanar Company Limited | Cable Items - KDP01 & K023
6100K031 | Aziziyah (Fast Track) : SWITCHGEAR - Aziziyah | SWGR | ROH | SEP11272 | Cable, Power, 1 Core, CU/PVC, 4.0 Sq.mm, Grey, ATC, 105°, 600/1000V, 1 x 100 m | 0.10941 | 0.10941 | 0 | 6100K023 | PO-SEP-8622-[15] | PO | 2026-01-30 | Mechanical |  | - | 2026-02-15 | 2026-02-01 | 0 | Al-Fanar Company Limited | Cable Items - KDP01 & K023
6100K031 | Aziziyah (Fast Track) : SWITCHGEAR - Aziziyah | SWGR | ROH | SEP11272 | FLEX.CABLE,1/C,4MM GREY ATC,105 Deg C | 11.1597 | 11.1597 | 0 | 6100KDP01 | PO-SEP-8622-[31] | PO | 2026-01-30 | LV |  | - | 2026-02-15 | 2026-02-01 | 0 | Al-Fanar Company Limited | Cable Items - KDP01 & K023
6100K031 | Aziziyah (Fast Track) : SWITCHGEAR - Aziziyah | SWGR | ROH | SEP12004 | TERM.LUGS BLADE RF-PP 12/23 | 15300 | 15300 | 0 | 6100KDP01 | PO-SEP-8541-[5] | PO | 2025-10-30 | LV |  | - | 2026-02-15 | 2026-02-01 | 0 | Sana For Electric And Telephone Co | AL Azyziyah 6100KDP01, Supply of Electrical Components – 1st Lot for SWGR under Dummy Project 6100KDP01 – Al Azyziyah Project (SEC Scope).
6100K031 | Aziziyah (Fast Track) : SWITCHGEAR - Aziziyah | SWGR | ROH | SEP12012 | TERM.LUGS SPADE RF-U4 1.5/M4 | 6375 | 6375 | 0 | 6100KDP01 | PO-SEP-8541-[17] | PO | 2025-10-30 | LV |  | - | 2026-02-15 | 2026-02-01 | 0 | Sana For Electric And Telephone Co | AL Azyziyah 6100KDP01, Supply of Electrical Components – 1st Lot for SWGR under Dummy Project 6100KDP01 – Al Azyziyah Project (SEC Scope).
6100K031 | Aziziyah (Fast Track) : SWITCHGEAR - Aziziyah | SWGR | ROH | SEP12016 | TERM.LUGS RING RF-M4 1.5/M4 | 5100 | 5100 | 0 | 6100KDP01 | PO-SEP-8541-[7] | PO | 2025-10-30 | LV |  | - | 2026-02-15 | 2026-02-01 | 0 | Sana For Electric And Telephone Co | AL Azyziyah 6100KDP01, Supply of Electrical Components – 1st Lot for SWGR under Dummy Project 6100KDP01 – Al Azyziyah Project (SEC Scope).
6100K031 | Aziziyah (Fast Track) : SWITCHGEAR - Aziziyah | SWGR | ROH | SEP12026 | BENT LUGS TYPE RF-PPL30 | 35700 | 35700 | 0 | 6100KDP01 | PO-SEP-8541-[19] | PO | 2025-10-30 | LV |  | - | 2026-02-15 | 2026-02-01 | 0 | Sana For Electric And Telephone Co | AL Azyziyah 6100KDP01, Supply of Electrical Components – 1st Lot for SWGR under Dummy Project 6100KDP01 – Al Azyziyah Project (SEC Scope).
6100K031 | Aziziyah (Fast Track) : SWITCHGEAR - Aziziyah | SWGR | ROH | SEP12048 | END SLEEVES PKE 1508 (1x1.5sqmm , Black) | 765 | 765 | 0 | 6100KDP01 | PO-SEP-8541-[13] | PO | 2025-10-30 | LV |  | - | 2026-02-15 | 2026-02-01 | 0 | Sana For Electric And Telephone Co | AL Azyziyah 6100KDP01, Supply of Electrical Components – 1st Lot for SWGR under Dummy Project 6100KDP01 – Al Azyziyah Project (SEC Scope).
6100K031 | Aziziyah (Fast Track) : SWITCHGEAR - Aziziyah | SWGR | ROH | SEP12050 | UN-INSUL SLeve Lugs KE1510ST (1.5mm) | 1020 | 1020 | 0 | 6100KDP01 | PO-SEP-8541-[1] | PO | 2025-10-29 | LV |  | - | 2026-02-15 | 2026-02-01 | 0 | Sana For Electric And Telephone Co | AL Azyziyah 6100KDP01, Supply of Electrical Components – 1st Lot for SWGR under Dummy Project 6100KDP01 – Al Azyziyah Project (SEC Scope).
6100K031 | Aziziyah (Fast Track) : SWITCHGEAR - Aziziyah | SWGR | ROH | SEP12052 | END SLEEVES PKT 1508 (2x1.5sqmm , Black) | 765 | 765 | 0 | 6100KDP01 | PO-SEP-8541-[10] | PO | 2025-10-30 | LV |  | - | 2026-02-15 | 2026-02-01 | 0 | Sana For Electric And Telephone Co | AL Azyziyah 6100KDP01, Supply of Electrical Components – 1st Lot for SWGR under Dummy Project 6100KDP01 – Al Azyziyah Project (SEC Scope).
6100K031 | Aziziyah (Fast Track) : SWITCHGEAR - Aziziyah | SWGR | ROH | SEP12063 | TERM.LUGS BLADE BF-PP12/25 2.5MM | 5100 | 5100 | 0 | 6100KDP01 | PO-SEP-8541-[4] | PO | 2025-10-30 | LV |  | - | 2026-02-15 | 2026-02-01 | 0 | Sana For Electric And Telephone Co | AL Azyziyah 6100KDP01, Supply of Electrical Components – 1st Lot for SWGR under Dummy Project 6100KDP01 – Al Azyziyah Project (SEC Scope).
6100K031 | Aziziyah (Fast Track) : SWITCHGEAR - Aziziyah | SWGR | ROH | SEP12083 | TERM.LUGS BF-M5 (RING) | 6120 | 6120 | 0 | 6100KDP01 | PO-SEP-8541-[18] | PO | 2025-10-30 | LV |  | - | 2026-02-15 | 2026-02-01 | 0 | Sana For Electric And Telephone Co | AL Azyziyah 6100KDP01, Supply of Electrical Components – 1st Lot for SWGR under Dummy Project 6100KDP01 – Al Azyziyah Project (SEC Scope).
6100K031 | Aziziyah (Fast Track) : SWITCHGEAR - Aziziyah | SWGR | ROH | SEP12085 | WIRE LUGS RING TYPE BF-M6 2.5/M6 | 408 | 408 | 0 | 6100KDP01 | PO-SEP-8541-[12] | PO | 2025-10-30 | LV |  | - | 2026-02-15 | 2026-02-01 | 0 | Sana For Electric And Telephone Co | AL Azyziyah 6100KDP01, Supply of Electrical Components – 1st Lot for SWGR under Dummy Project 6100KDP01 – Al Azyziyah Project (SEC Scope).
6100K031 | Aziziyah (Fast Track) : SWITCHGEAR - Aziziyah | SWGR | ROH | SEP12087 | RING TYPE LUGS BF-M 8 | 408 | 408 | 0 | 6100KDP01 | PO-SEP-8541-[9] | PO | 2025-10-30 | LV |  | - | 2026-02-15 | 2026-02-01 | 0 | Sana For Electric And Telephone Co | AL Azyziyah 6100KDP01, Supply of Electrical Components – 1st Lot for SWGR under Dummy Project 6100KDP01 – Al Azyziyah Project (SEC Scope).
6100K031 | Aziziyah (Fast Track) : SWITCHGEAR - Aziziyah | SWGR | ROH | SEP12091 | BENT LUGS TYPE BF-PPL30 | 15300 | 15300 | 0 | 6100KDP01 | PO-SEP-8541-[16] | PO | 2025-10-30 | LV |  | - | 2026-02-15 | 2026-02-01 | 0 | Sana For Electric And Telephone Co | AL Azyziyah 6100KDP01, Supply of Electrical Components – 1st Lot for SWGR under Dummy Project 6100KDP01 – Al Azyziyah Project (SEC Scope).
6100K031 | Aziziyah (Fast Track) : SWITCHGEAR - Aziziyah | SWGR | ROH | SEP12103 | UN-INSUL SLEEVE Lugs for 2.5mm KE2510ST | 2550 | 2550 | 0 | 6100KDP01 | PO-SEP-8541-[2] | PO | 2025-10-30 | LV |  | - | 2026-02-15 | 2026-02-01 | 0 | Sana For Electric And Telephone Co | AL Azyziyah 6100KDP01, Supply of Electrical Components – 1st Lot for SWGR under Dummy Project 6100KDP01 – Al Azyziyah Project (SEC Scope).
6100K031 | Aziziyah (Fast Track) : SWITCHGEAR - Aziziyah | SWGR | ROH | SEP12105 | END SLEEVES PKT 2512 (2x2.5sqmm , Blue) | 1020 | 1020 | 0 | 6100KDP01 | PO-SEP-8541-[11] | PO | 2025-10-30 | LV |  | - | 2026-02-15 | 2026-02-01 | 0 | Sana For Electric And Telephone Co | AL Azyziyah 6100KDP01, Supply of Electrical Components – 1st Lot for SWGR under Dummy Project 6100KDP01 – Al Azyziyah Project (SEC Scope).
6100K031 | Aziziyah (Fast Track) : SWITCHGEAR - Aziziyah | SWGR | ROH | SEP12117 | TERM.LUGS RING BF-M4 | 10200 | 10200 | 0 | 6100KDP01 | PO-SEP-8541-[8] | PO | 2025-10-30 | LV |  | - | 2026-02-15 | 2026-02-01 | 0 | Sana For Electric And Telephone Co | AL Azyziyah 6100KDP01, Supply of Electrical Components – 1st Lot for SWGR under Dummy Project 6100KDP01 – Al Azyziyah Project (SEC Scope).
6100K031 | Aziziyah (Fast Track) : SWITCHGEAR - Aziziyah | SWGR | ROH | SEP12119 | RING TYPE LUGS GF-M 5 | 1020 | 1020 | 0 | 6100KDP01 | PO-SEP-8541-[6] | PO | 2025-10-30 | LV |  | - | 2026-02-15 | 2026-02-01 | 0 | Sana For Electric And Telephone Co | AL Azyziyah 6100KDP01, Supply of Electrical Components – 1st Lot for SWGR under Dummy Project 6100KDP01 – Al Azyziyah Project (SEC Scope).
6100K031 | Aziziyah (Fast Track) : SWITCHGEAR - Aziziyah | SWGR | ROH | SEP12127 | BENT LUGS TYPE BF-PPL46 | 7650 | 7650 | 0 | 6100KDP01 | PO-SEP-8541-[15] | PO | 2025-10-30 | LV |  | - | 2026-02-15 | 2026-02-01 | 0 | Sana For Electric And Telephone Co | AL Azyziyah 6100KDP01, Supply of Electrical Components – 1st Lot for SWGR under Dummy Project 6100KDP01 – Al Azyziyah Project (SEC Scope).
6100K031 | Aziziyah (Fast Track) : SWITCHGEAR - Aziziyah | SWGR | ROH | SEP12129 | Un-Insul Sleeve Lugs 4.0 mm KE410ST | 2550 | 2550 | 0 | 6100KDP01 | PO-SEP-8541-[3] | PO | 2025-10-30 | LV |  | - | 2026-02-15 | 2026-02-01 | 0 | Sana For Electric And Telephone Co | AL Azyziyah 6100KDP01, Supply of Electrical Components – 1st Lot for SWGR under Dummy Project 6100KDP01 – Al Azyziyah Project (SEC Scope).
6100K031 | Aziziyah (Fast Track) : SWITCHGEAR - Aziziyah | SWGR | ROH | SEP12131 | Lugs, Sleeve 4.0/9mm ( W/O Ins.) 3200302 | 2550 | 2550 | 0 | 6100KDP01 | PO-SEP-8541-[14] | PO | 2025-10-30 | LV |  | - | 2026-02-15 | 2026-02-01 | 0 | Sana For Electric And Telephone Co | AL Azyziyah 6100KDP01, Supply of Electrical Components – 1st Lot for SWGR under Dummy Project 6100KDP01 – Al Azyziyah Project (SEC Scope).
6100K031 | Aziziyah (Fast Track) : SWITCHGEAR - Aziziyah | SWGR | ROH | SEP40173 | Busbar, Copper, 30 x 5 mm, R=1, 5.5m | 31.124 | 31.124 | 0 | free_stock | PO-SEP-7505-[4] | PO | 2025-09-30 | Mechanical |  | - | 2026-02-15 | 2026-02-01 | 0 | Al Shatara Electricals
6100K031 | Aziziyah (Fast Track) : SWITCHGEAR - Aziziyah | SWGR | ROH | SEP40181 | Busbar, Copper, 32 x 8 mm, R=1, 5.5m | 103.69 | 103.69 | 0 | 6100KDP01 | PO-SEP-8566-[4] | PO | 2025-11-27 | Mechanical |  | - | 2026-02-15 | 2026-02-01 | 0 | Innovation Solutions Factory
6100K031 | Aziziyah (Fast Track) : SWITCHGEAR - Aziziyah | SWGR | ROH | SEP40202 | Busbar, Copper, 80 x 10 mm, R=5, 5.5m | 8603.712 | 4317.8 | 4285.912 | 6100KDP01 | PO-SEP-8566-[2] | PO | 2025-11-27 | Mechanical |  | - | 2026-02-15 | 2026-02-01 | 0 | Innovation Solutions Factory
6100K031 | Aziziyah (Fast Track) : SWITCHGEAR - Aziziyah | SWGR | ROH | SEP40202 | Busbar, Copper, 80 x 10 mm, R=5, 5.5m | 4285.912 | 2420.52 | 1865.392 | 6100K023 | PO-SEP-8566-[10] | PO | 2025-11-27 | Mechanical |  | - | 2026-02-15 | 2026-02-01 | 0 | Innovation Solutions Factory
6100K031 | Aziziyah (Fast Track) : SWITCHGEAR - Aziziyah | SWGR | ROH | SEP40202 | Busbar, Copper, 80 x 10 mm, R=5, 5.5m | 1865.392 | 1865.392 | 0 | 6100KDP01 | PO-SEP-7485-[1] | PO | 2025-11-30 | Mechanical |  | - | 2026-02-15 | 2026-02-01 | 0 | Innovation Solutions Factory
6100K031 | Aziziyah (Fast Track) : SWITCHGEAR - Aziziyah | SWGR | ROH | SEP40210 | Busbar, Copper, 120 x 10 mm, R=5, 5.5m | 1147.706 | 1147.706 | 0 | 6100KDP01 | PO-SEP-8566-[14] | PO | 2025-11-27 | Mechanical |  | - | 2026-02-15 | 2026-02-01 | 0 | Innovation Solutions Factory
6100K031 | Aziziyah (Fast Track) : SWITCHGEAR - Aziziyah | SWGR | ROH | SEP40223 | Copper earthing bar 12.5 x 4.0 mm | 51 | 0 | 51 | PR Required | - | PR |  | Mechanical |  | - | 2026-02-15 | 2026-02-01 | 0
6100K031 | Aziziyah (Fast Track) : SWITCHGEAR - Aziziyah | SWGR | ROH | XM 2000 1000-22 | POLYCARBONATE 2000X1000X2.0 MM | 40 | 0 | 40 | PR Required | - | PR |  | Mechanical |  | - | 2026-02-15 | 2026-02-01 | 0
6100K031 | Aziziyah (Fast Track) : SWITCHGEAR - Aziziyah | SWGR | ROH | XM 2050 1500-30 | POLYCARBONATE 2050X1500X3.0 MM | 374.52 | 0 | 374.52 | PR Required | - | PR |  | Mechanical |  | - | 2026-02-15 | 2026-02-01 | 0
6100K031 | Aziziyah (Fast Track) : SWITCHGEAR - Aziziyah | SWGR | ROH | 1SNA234000R0200 | Marker, RC810, 1 ¦ 10/1SNA234041R2600 ¦ ENTRELEC | 90 | 90 | 0 | 6100K025 | PO-SEP-8833-[37] | PO | 2025-10-23 | LV | Automated: Replaced 1SNA234000R0200 by SEP20333. | - | 2026-02-15 | 2026-02-01 | 0 | Al Suhaili Trading And Development
6100K031 | Aziziyah (Fast Track) : SWITCHGEAR - Aziziyah | SWGR | ROH | 1YAB5340XIAXXN01 | Relay, Auxiliary, 2 Coils, Self Reset Contacts, Hand Reset Flag, 110-125V, DC, 2NO, 1NC, Coil ¦ RXSF1 RK 271 007-AN | 51 | 51 | 0 | 6100K021 | PO-SEP-8751-[1] | PO | 2025-12-31 | LV | Automated: Replaced 1YAB5340XIAXXN01 by DM0000000058. | - | 2026-02-15 | 2026-02-01 | 0 | Hitachi Energy Ltd | 6100K021 AL RAYAN SS SWGR Electrical Componentes Order.
6100K031 | Aziziyah (Fast Track) : SWITCHGEAR - Aziziyah | SWGR | ROH | 1YAB5355CAB0000 | Parition, Terminal, Current, D-OTTA6-T ¦ 0790459 ¦ PHOENIX | 428 | 100 | 328 | 6100KDP01 | PO-SEP-6702-[3] | QC | 2025-06-30 | LV | Automated: Replaced 1YAB5355CAB0000 by RMU000000260. | - | 2026-02-15 | 2026-02-01 | 0 | Phoenix Contact Middle East Fzllc | 13.8KV SWGR PP-12 SS#9077 ELEC COMPONENTS (2x I/C, 2xSST, 1xBRM, 1xBS & 1x BME) | 100 | 11-06-2025 | 11-06-2025 |  |  | PO-6050/6702/347252
6100K031 | Aziziyah (Fast Track) : SWITCHGEAR - Aziziyah | SWGR | ROH | 1YAB5355CAB0000 | Parition, Terminal, Current, D-OTTA6-T ¦ 0790459 ¦ PHOENIX | 328 | 328 | 0 | 6100KDP01 | PO-SEP-8572-[3] | PO | 2025-12-15 | LV | Automated: Replaced 1YAB5355CAB0000 by RMU000000260. | - | 2026-02-15 | 2026-02-01 | 0 | Phoenix Contact Trading LLC | AL Azyziyah 6100KDP01, Supply of Electrical Components – 1st Lot for SWGR under Dummy Project 6100KDP01 – Al Azyziyah Project (SEC Scope).
6100K031 | Aziziyah (Fast Track) : SWITCHGEAR - Aziziyah | SWGR | ROH | MARWI60236 | Marker, Numbering, Blank, UCT-TM 10 ¦ 0829142 ¦ PHOENIX | 14 | 14 | 0 | 6100K020 | PO-SEP-8792-[26] | PO | 2025-12-20 | LV | Automated: Replaced 1YAB5355HAB0000 by MARWI60236. Automated: Replaced 1YAB5355HAB0000 by MARWI60236. | - | 2026-02-15 | 2026-02-01 | 0 | Phoenix Contact Trading LLC | PHOENIX ITEMS FOR MV SWGR- 6100K025 DMM AZYZIYAH SWGR SS / 6100K021 AL RAYAN SS SWGR /6100K020 Mahar SS SWGR
6100K031 | Aziziyah (Fast Track) : SWITCHGEAR - Aziziyah | SWGR | ROH | 25541 | HEX.RIVET NUT M10X24 ( 25541 ) | 98 | 98 | 0 | 6100KDP01 | PO-SEP-8645-[2] | PO | 2025-10-30 | Mechanical | Automated: Replaced 25541 by GCE0369214P0100. | - | 2026-02-15 | 2026-02-01 | 0 | Saeed Aziz Alsomali Trading Est
6100K031 | Aziziyah (Fast Track) : SWITCHGEAR - Aziziyah | SWGR | ROH | SEP10163 | 1.5 Red Wire Gauge Tube 1.5mm² | 510 | 53 | 457 | 6100K024 | PO-SEP-8830-[10] | PO | 2025-12-31 | LV | Automated: Replaced AE2000-1865-14 by SEP10163. Automated: Replaced AE2000-1865-14 by SEP10163. | - | 2026-02-15 | 2026-02-01 | 0 | Sana For Electric And Telephone Co | 6100K020 Mahar SS SWGR Electrical components order.
6100K031 | Aziziyah (Fast Track) : SWITCHGEAR - Aziziyah | SWGR | ROH | SEP10163 | 1.5 Red Wire Gauge Tube 1.5mm² | 457 | 1 | 456 | free_stock | PO-SEP-8502-[30] | PO | 2025-12-31 | LV | Automated: Replaced AE2000-1865-14 by SEP10163. Automated: Replaced AE2000-1865-14 by SEP10163. | - | 2026-02-15 | 2026-02-01 | 0 | Sana For Electric And Telephone Co | Tube, White, Inner Diameter 4 mm, 2.5 Wire ¦ ¦ KSS
6100K031 | Aziziyah (Fast Track) : SWITCHGEAR - Aziziyah | SWGR | ROH | SEP10163 | 1.5 Red Wire Gauge Tube 1.5mm² | 456 | 0 | 456 | PR Required | - | PR |  | LV | Automated: Replaced AE2000-1865-14 by SEP10163. Automated: Replaced AE2000-1865-14 by SEP10163. | - | 2026-02-15 | 2026-02-01 | 0
6100K031 | Aziziyah (Fast Track) : SWITCHGEAR - Aziziyah | SWGR | ROH | DMS 2126 2011-113 | Nut, Hexagonal Head, M4, Stainless Steel | 6 | 6 | 0 | 606PD013 | PO-SEP-6812-[156] | PO | 2025-08-31 | Mechanical | Automated: Replaced DMS 2126 2011-113 by DF240510018. Automated: Replaced DF240510018 by SEP10896. | - | 2026-02-15 | 2026-02-01 | 0 | China Star (Dalian) Industry Co., Ltd. | 6100KDP01 // PP-12 (Mechanical Parts) for 07 Panels with Accessories
6100K031 | Aziziyah (Fast Track) : SWITCHGEAR - Aziziyah | SWGR | ROH | DMS 2641 0087-19 | Lugs, Terminal Ring, 70 Sq.mm, Copper Tube Crimping ¦ China star | 16 | 12 | 4 | 6100KDP01 | PO-SEP-6812-[136] | PO | 2025-08-31 | Mechanical | Automated: Replaced DMS 2641 0087-19 by SEP12186. | - | 2026-02-15 | 2026-02-01 | 0 | China Star (Dalian) Industry Co., Ltd. | 6100KDP01 // PP-12 (Mechanical Parts) for 07 Panels with Accessories
6100K031 | Aziziyah (Fast Track) : SWITCHGEAR - Aziziyah | SWGR | ROH | SEP12186 | Lugs, Terminal Ring, 70 Sq.mm, Copper Tube Crimping ¦ China star | 4 | 4 | 0 | 6100KDP01 | PO-SEP-8834-[17] | PO | 2025-10-05 | Mechanical | Automated: Replaced DMS 2641 0087-19 by SEP12186. Automated: Replaced DMS 2641 0087-19 by SEP12186. | - | 2026-02-15 | 2026-02-01 | 0 | Dalian Jinda Industry Co.,Ltd
6100K031 | Aziziyah (Fast Track) : SWITCHGEAR - Aziziyah | SWGR | ROH | SEP10650 | WHITE TUBE, INNER DIA. 4.0MM (2.5 WIRE) | 2040 | 2040 | 0 | 6100K021 | PO-SEP-8830-[18] | PO | 2025-12-31 | LV | Automated: Replaced MV2000-1865-01-W by SEP10650. Automated: Replaced MV2000-1865-01-W by SEP10650. | - | 2026-02-15 | 2026-02-01 | 0 | Sana For Electric And Telephone Co | 6100K020 Mahar SS SWGR Electrical components order.
6100K031 | Aziziyah (Fast Track) : SWITCHGEAR - Aziziyah | SWGR | ROH | SEP10650 | WHITE TUBE, INNER DIA. 4.0MM (2.5 WIRE) | 2040 | 2040 | 0 | 6100K025 | PO-SEP-8830-[24] | PO | 2025-12-31 | Mechanical | Automated: Replaced MV2000-1865-01-W by SEP10650. Automated: Replaced MV2000-1865-01-W by SEP10650. | - | 2026-02-15 | 2026-02-01 | 0 | Sana For Electric And Telephone Co | 6100K020 Mahar SS SWGR Electrical components order.
4500592686-[40] | 908333007 : RECLOSER:CIRCUIT,33 KV,3 P,60 HZ,200 KV | OVR | ROH | 2REA051558A0003 | Single Pole Mounting Brackets for Auto Recloser (OVR 13.8kV & 33kV) | 96 | 47 | 49 | 6100K011A | PO-SEP-5881-[34] | PO | 2025-12-31 | Bracket |  | QS01-Al Qassim Central Warehouse | 2026-02-28 | 2026-02-14 | 0 | China Star (Dalian) Industry Co., Ltd. | LBS & OVR + Brackets | 49 | 09-07-2025 | 09-07-2025 |  |  | 5881-2ndlot
4500592686-[40] | 908333007 : RECLOSER:CIRCUIT,33 KV,3 P,60 HZ,200 KV | OVR | ROH | 2REA051558A0003 | Single Pole Mounting Brackets for Auto Recloser (OVR 13.8kV & 33kV) | 49 | 24 | 25 | 6100K011A | PO-SEP-5881-[23] | PO | 2025-12-31 | Bracket |  | QS01-Al Qassim Central Warehouse | 2026-02-28 | 2026-02-14 | 0 | China Star (Dalian) Industry Co., Ltd. | LBS & OVR + Brackets | 36 | 09-07-2025 | 09-07-2025 |  |  | 5881-1stlot
4500592686-[40] | 908333007 : RECLOSER:CIRCUIT,33 KV,3 P,60 HZ,200 KV | OVR | ROH | 2REA051558A0003 | Single Pole Mounting Brackets for Auto Recloser (OVR 13.8kV & 33kV) | 25 | 24 | 1 | 6100K006 | PO-SEP-5958-[6] | PO | 2025-12-31 | Bracket |  | QS01-Al Qassim Central Warehouse | 2026-02-28 | 2026-02-14 | 0 | AL RAZIQIYAH COMPANY FOR METAL INDUSTRIES | LBS & OVR + brackets | 25 | 17-07-2025
4500592686-[40] | 908333007 : RECLOSER:CIRCUIT,33 KV,3 P,60 HZ,200 KV | OVR | ROH | 2REA051558A0003 | Single Pole Mounting Brackets for Auto Recloser (OVR 13.8kV & 33kV) | 1 | 1 | 0 | 6100K012A | PO-SEP-5881-[20] | PO | 2025-12-31 | Bracket |  | QS01-Al Qassim Central Warehouse | 2026-02-28 | 2026-02-14 | 0 | China Star (Dalian) Industry Co., Ltd. | LBS & OVR + Brackets | 10 | 09-07-2025 | 09-07-2025 |  |  | 5881-1stlot
4500592686-[40] | 908333007 : RECLOSER:CIRCUIT,33 KV,3 P,60 HZ,200 KV | OVR | ROH | 2REA056449A0001 | Empty LV Box for Auto Recloser (OVR 13.8kV & 33kV) with bracket for single pole | 72 | 72 | 0 | 6100K012B | PO-SEP-5881-[35] | PO | 2025-12-31 | LV |  | QS01-Al Qassim Central Warehouse | 2026-02-28 | 2026-02-14 | 0 | China Star (Dalian) Industry Co., Ltd. | LBS & OVR + Brackets | 24 | 09-07-2025 | 09-07-2025 |  |  | 5881-2ndlot
4500592686-[40] | 908333007 : RECLOSER:CIRCUIT,33 KV,3 P,60 HZ,200 KV | OVR | ROH | 5XECD.086.093.1 | Single Pole Mounting Brackets for CPT for LBS/Sectionalizer/Auto Recloser (SECTOS / OVR 13.8kV & 33kV) | 96 | 96 | 0 | 6100K017 | PO-SEP-6466-[3] | PO | 2026-03-31 | Bracket |  | QS01-Al Qassim Central Warehouse | 2026-02-28 | 2026-02-14 | 45 | AL RAZIQIYAH COMPANY FOR METAL INDUSTRIES | LBS & OVR + brackets
4500592686-[40] | 908333007 : RECLOSER:CIRCUIT,33 KV,3 P,60 HZ,200 KV | OVR | ROH | CSB25A9PS2E- B L/R | 2 POSITION, LATCHING, SELECTOR SWITCH, 90DEGREES, 2 CONTACTS EACH, PAD LOCKABLE IN EACH POS (LOCAL/REMOTE) CSB25A9PS2E- B L/R | 96 | 91 | 5 | 6100K017 | PO-SEP-7065-[25] | PO | 2025-12-31 | LV |  | QS01-Al Qassim Central Warehouse | 2026-02-28 | 2026-02-14 | 0 | SHIRKE ELECTRO PRIVATE LIMITED | Outdoor units (LBS/SEC/RMU) Selector switches 6100K006/6100K007/6100K008/6100K010/6100K011A/ | 141 | 30-07-2025
4500592686-[40] | 908333007 : RECLOSER:CIRCUIT,33 KV,3 P,60 HZ,200 KV | OVR | ROH | CSB25A9PS2E- B L/R | 2 POSITION, LATCHING, SELECTOR SWITCH, 90DEGREES, 2 CONTACTS EACH, PAD LOCKABLE IN EACH POS (LOCAL/REMOTE) CSB25A9PS2E- B L/R | 5 | 5 | 0 | 6100K011A | PO-SEP-7065-[31] | PO | 2025-12-31 | LV |  | QS01-Al Qassim Central Warehouse | 2026-02-28 | 2026-02-14 | 0 | SHIRKE ELECTRO PRIVATE LIMITED | Outdoor units (LBS/SEC/RMU) Selector switches 6100K006/6100K007/6100K008/6100K010/6100K011A/
4500592686-[40] | 908333007 : RECLOSER:CIRCUIT,33 KV,3 P,60 HZ,200 KV | OVR | ROH | CSB25A9PS2E- B P/B | 2 POSITION, LATCHING, SELECTOR SWITCH, 90DEGREES, 2 CONTACTS EACH, PAD LOCKABLE IN EACH POS (POWER SUPPLY/BATTERY) CSB25A9PS2E- B P/B | 92 | 15 | 77 | 6100K012A | PO-SEP-7065-[36] | PO | 2025-09-30 | LV |  | QS01-Al Qassim Central Warehouse | 2026-02-28 | 2026-02-14 | 0 | SHIRKE ELECTRO PRIVATE LIMITED | Outdoor units (LBS/SEC/RMU) Selector switches 6100K006/6100K007/6100K008/6100K010/6100K011A/
4500592686-[40] | 908333007 : RECLOSER:CIRCUIT,33 KV,3 P,60 HZ,200 KV | OVR | ROH | CSB25A9PS2E- B P/B | 2 POSITION, LATCHING, SELECTOR SWITCH, 90DEGREES, 2 CONTACTS EACH, PAD LOCKABLE IN EACH POS (POWER SUPPLY/BATTERY) CSB25A9PS2E- B P/B | 77 | 8 | 69 | 6100K006 | PO-SEP-7065-[30] | PO | 2025-09-30 | LV |  | QS01-Al Qassim Central Warehouse | 2026-02-28 | 2026-02-14 | 0 | SHIRKE ELECTRO PRIVATE LIMITED | Outdoor units (LBS/SEC/RMU) Selector switches 6100K006/6100K007/6100K008/6100K010/6100K011A/ | 59 | 30-07-2025
4500592686-[40] | 908333007 : RECLOSER:CIRCUIT,33 KV,3 P,60 HZ,200 KV | OVR | ROH | CSB25A9PS2E- B P/B | 2 POSITION, LATCHING, SELECTOR SWITCH, 90DEGREES, 2 CONTACTS EACH, PAD LOCKABLE IN EACH POS (POWER SUPPLY/BATTERY) CSB25A9PS2E- B P/B | 69 | 36 | 33 | 6100K011A | PO-SEP-7065-[33] | PO | 2025-12-31 | LV |  | QS01-Al Qassim Central Warehouse | 2026-02-28 | 2026-02-14 | 0 | SHIRKE ELECTRO PRIVATE LIMITED | Outdoor units (LBS/SEC/RMU) Selector switches 6100K006/6100K007/6100K008/6100K010/6100K011A/ | 120 | 24-06-2025 | 24-06-2025 |  |  | 7065-1
4500592686-[40] | 908333007 : RECLOSER:CIRCUIT,33 KV,3 P,60 HZ,200 KV | OVR | ROH | CSB25A9PS2E- B P/B | 2 POSITION, LATCHING, SELECTOR SWITCH, 90DEGREES, 2 CONTACTS EACH, PAD LOCKABLE IN EACH POS (POWER SUPPLY/BATTERY) CSB25A9PS2E- B P/B | 33 | 0 | 33 | PR Required | - | PR |  | LV |  | QS01-Al Qassim Central Warehouse | 2026-02-28 | 2026-02-14 | 0
4500592686-[40] | 908333007 : RECLOSER:CIRCUIT,33 KV,3 P,60 HZ,200 KV | OVR | ROH | CSB25A9PS2E- B L/U | 2 POSITION, LATCHING, SELECTOR SWITCH, 90DEGREES, 2 CONTACTS EACH, PAD LOCKABLE IN EACH POS (LOCK/UNLOCK) CSB25A9PS2E- B L/U | 96 | 0 | 96 | PR Required | - | PR |  | LV |  | QS01-Al Qassim Central Warehouse | 2026-02-28 | 2026-02-14 | 0
4500592686-[40] | 908333007 : RECLOSER:CIRCUIT,33 KV,3 P,60 HZ,200 KV | OVR | ROH | DCMC303T250DG2B | ABB_250V 30000UF CAPACITOR PART NO. DCMC303T250DG2B | 187 | 100 | 87 | 6100K011A | PO-SEP-6574-[3] | PO | 2025-11-20 | LV |  | QS01-Al Qassim Central Warehouse | 2026-02-28 | 2026-02-14 | 0 | China Star (Dalian) Industry Co., Ltd. | Capacitor | 20 | 07-07-2025 | 07-07-2025 |  |  | 6574-1
4500592686-[40] | 908333007 : RECLOSER:CIRCUIT,33 KV,3 P,60 HZ,200 KV | OVR | ROH | DCMC303T250DG2B | ABB_250V 30000UF CAPACITOR PART NO. DCMC303T250DG2B | 87 | 87 | 0 | 6100K011A | PO-SEP-6574-[4] | PO | 2025-11-20 | LV |  | QS01-Al Qassim Central Warehouse | 2026-02-28 | 2026-02-14 | 0 | China Star (Dalian) Industry Co., Ltd. | Capacitor | 5 | 06-09-2025
4500592686-[40] | 908333007 : RECLOSER:CIRCUIT,33 KV,3 P,60 HZ,200 KV | OVR | ROH | MV-OVR38-0001 | Smart Outdoor RECLOSER: CIRCUIT,33kV,3P,60Hz,170kV SEC MV-OHL-Recloser (ABB OVR38kV) SEC Item # 908333007 for 200KV & 908333011 for 170kV HV Unit & 10 Meter Control cable for recloser with 3 Voltage Sensors: 33kV,3P,50/60 Hz, 170kV Recloser, Circuit: Nominal Voltage: 33kV, Phase: 3; Ferquency: 50/60Hz;Bil Rating: 170KVp | 96 | 96 | 0 | 6100K011A | PO-SEP-6043-[6] | PO | 2025-12-21 | Gas Tank |  | QS01-Al Qassim Central Warehouse | 2026-02-28 | 2026-02-14 | 0 | Abb Electrical Industriesco | LBS & OVR
4500592686-[40] | 908333007 : RECLOSER:CIRCUIT,33 KV,3 P,60 HZ,200 KV | OVR | ROH | MV2000-1685-06-W | WHITE TUBE, INNER DIA 3.5MM (1.5 WIRE) | 1920 | 1920 | 0 | 6100K023 | PO-SEP-8667-[12] | PO | 2025-11-03 | LV |  | QS01-Al Qassim Central Warehouse | 2026-02-28 | 2026-02-14 | 0 | Sana For Electric And Telephone Co
4500592686-[40] | 908333007 : RECLOSER:CIRCUIT,33 KV,3 P,60 HZ,200 KV | OVR | ROH | PXC-0311171 | FB 10- RTK/S - Screw bridge, pitch: 8.2 mm, number of positions: 10, color: silver | 480 | 0 | 480 | PR Required | - | PR |  | LV |  | QS01-Al Qassim Central Warehouse | 2026-02-28 | 2026-02-14 | 0
4500592686-[40] | 908333007 : RECLOSER:CIRCUIT,33 KV,3 P,60 HZ,200 KV | OVR | ROH | PXC-3000834 | SCBI 10-6 W - Screw bridge, with spring washer and insulating collar, pitch: 6.2 mm, number of positions: 10, color: silver | 864 | 0 | 864 | PR Required | - | PR |  | LV |  | QS01-Al Qassim Central Warehouse | 2026-02-28 | 2026-02-14 | 0
4500592686-[40] | 908333007 : RECLOSER:CIRCUIT,33 KV,3 P,60 HZ,200 KV | OVR | ROH | PXC-3022218 | CLIPFIX 35 - End bracket, Quick mounting end clamp for NS 35/7,5 DIN rail or NS 35/15 DIN rail, with marking option, width: 9.5 mm, color: gray | 480 | 0 | 480 | PR Required | - | PR |  | LV |  | QS01-Al Qassim Central Warehouse | 2026-02-28 | 2026-02-14 | 0
4500592686-[40] | 908333007 : RECLOSER:CIRCUIT,33 KV,3 P,60 HZ,200 KV | OVR | ROH | PXC-3059809 | D-TB 4/10 - Cover, depth: 35.9 mm, width: 1.8 mm, height: 42.5 mm, color: dark gray | 960 | 0 | 960 | PR Required | - | PR |  | LV |  | QS01-Al Qassim Central Warehouse | 2026-02-28 | 2026-02-14 | 0
4500592686-[40] | 908333007 : RECLOSER:CIRCUIT,33 KV,3 P,60 HZ,200 KV | OVR | ROH | PXC-3246966 | E/TB - End bracket, for assembly on NS 32 or NS 35/7.5 DIN rail | 864 | 0 | 864 | PR Required | - | PR |  | LV |  | QS01-Al Qassim Central Warehouse | 2026-02-28 | 2026-02-14 | 0
4500592686-[40] | 908333007 : RECLOSER:CIRCUIT,33 KV,3 P,60 HZ,200 KV | OVR | ROH | RMU000000234 | Limit Switch ¦ YBLX-ME/8112 | 96 | 67 | 29 | 6100K011A | PO-SEP-7830-[2] | PO | 2025-10-30 | LV |  | QS01-Al Qassim Central Warehouse | 2026-02-28 | 2026-02-14 | 0 | CHINT ELECTRIC SAUDI ARABIA CO LTD | OVR // K006/K011A/K012A (DOOR LIMIT SWITCHES)
4500592686-[40] | 908333007 : RECLOSER:CIRCUIT,33 KV,3 P,60 HZ,200 KV | OVR | ROH | RMU000000234 | Limit Switch ¦ YBLX-ME/8112 | 29 | 15 | 14 | 6100K012A | PO-SEP-7830-[3] | PO | 2025-10-30 | LV |  | QS01-Al Qassim Central Warehouse | 2026-02-28 | 2026-02-14 | 0 | CHINT ELECTRIC SAUDI ARABIA CO LTD | OVR // K006/K011A/K012A (DOOR LIMIT SWITCHES)
4500592686-[40] | 908333007 : RECLOSER:CIRCUIT,33 KV,3 P,60 HZ,200 KV | OVR | ROH | RMU000000234 | Limit Switch ¦ YBLX-ME/8112 | 14 | 14 | 0 | 6100K006 | PO-SEP-7830-[1] | PO | 2025-10-30 | LV |  | QS01-Al Qassim Central Warehouse | 2026-02-28 | 2026-02-14 | 0 | CHINT ELECTRIC SAUDI ARABIA CO LTD | OVR // K006/K011A/K012A (DOOR LIMIT SWITCHES)
4500592686-[40] | 908333007 : RECLOSER:CIRCUIT,33 KV,3 P,60 HZ,200 KV | OVR | ROH | SEP10160 | TRAFFOLYTE, BLACK/WHITE/WHITE - BLACK/TRAFFOLYTE | 48 | 0 | 48 | PR Required | - | PR |  | LV |  | QS01-Al Qassim Central Warehouse | 2026-02-28 | 2026-02-14 | 0
4500592686-[40] | 908333007 : RECLOSER:CIRCUIT,33 KV,3 P,60 HZ,200 KV | OVR | ROH | SEP10164 | ‭FERRULE INK RIBBON CASSETTE/RC03B-BLACK/FERRULE‬ | 96 | 0 | 96 | PR Required | - | PR |  | LV |  | QS01-Al Qassim Central Warehouse | 2026-02-28 | 2026-02-14 | 0
4500592686-[40] | 908333007 : RECLOSER:CIRCUIT,33 KV,3 P,60 HZ,200 KV | OVR | ROH | SEP10555 | TB NUMBERING MARKER (BLANK), UCT-TM 6 / 0828736 | 400 | 350 | 50 | 6100K013 | PO-SEP-8795-[3] | PO | 2025-11-30 | LV |  | QS01-Al Qassim Central Warehouse | 2026-02-28 | 2026-02-14 | 0 | Phoenix Contact Trading LLC | SRMU 3L (350) & 2L1T (200) BLANK terminal markers
4500592686-[40] | 908333007 : RECLOSER:CIRCUIT,33 KV,3 P,60 HZ,200 KV | OVR | ROH | SEP10555 | TB NUMBERING MARKER (BLANK), UCT-TM 6 / 0828736 | 50 | 50 | 0 | 6100K013 | PO-SEP-8795-[1] | PO | 2025-11-30 | LV |  | QS01-Al Qassim Central Warehouse | 2026-02-28 | 2026-02-14 | 0 | Phoenix Contact Trading LLC | SRMU 3L (350) & 2L1T (200) BLANK terminal markers
4500592686-[40] | 908333007 : RECLOSER:CIRCUIT,33 KV,3 P,60 HZ,200 KV | OVR | ROH | SEP11131 | Cable, Control, 1 CORE CU/PVC, 1.0 Sq.mm, Black, 105°, 600/1000V , 1 x 91.4 m | 48 | 48 | 0 | 6100K008 | PO-SEP-8622-[34] | PO | 2026-12-30 | LV |  | QS01-Al Qassim Central Warehouse | 2026-02-28 | 2026-02-14 | 319 | Al-Fanar Company Limited | Cable Items - KDP01 & K023
4500592686-[40] | 908333007 : RECLOSER:CIRCUIT,33 KV,3 P,60 HZ,200 KV | OVR | ROH | SEP11138 | Cable, Control, 1 CORE CU/PVC, 1.5 Sq.mm, Black, 105°, 600/1000V , 1 x 91.4 m | 192 | 181 | 11 | 6100K011A | PO-SEP-7860-[29] | PO | 2025-10-30 | LV |  | QS01-Al Qassim Central Warehouse | 2026-02-28 | 2026-02-14 | 0 | Al-Fanar Company Limited | MV- BULK LBS/OVR (Cables and Lugs)
4500592686-[40] | 908333007 : RECLOSER:CIRCUIT,33 KV,3 P,60 HZ,200 KV | OVR | ROH | SEP11138 | Cable, Control, 1 CORE CU/PVC, 1.5 Sq.mm, Black, 105°, 600/1000V , 1 x 91.4 m | 11 | 11 | 0 | 6100K008 | PO-SEP-7860-[21] | PO | 2025-10-30 | LV |  | QS01-Al Qassim Central Warehouse | 2026-02-28 | 2026-02-14 | 0 | Al-Fanar Company Limited | MV- BULK LBS/OVR (Cables and Lugs)
4500592686-[40] | 908333007 : RECLOSER:CIRCUIT,33 KV,3 P,60 HZ,200 KV | OVR | ROH | SEP11151 | Cable, Control, 1 CORE CU/PVC, 2.5 Sq.mm Yellow/Green, 105°, 600/1000V , 1 x 91.4 m | 28.8 | 28.8 | 0 | 6100K012B | PO-SEP-7860-[43] | PO | 2025-10-30 | LV |  | QS01-Al Qassim Central Warehouse | 2026-02-28 | 2026-02-14 | 0 | Al-Fanar Company Limited | MV- BULK LBS/OVR (Cables and Lugs)
4500592686-[40] | 908333007 : RECLOSER:CIRCUIT,33 KV,3 P,60 HZ,200 KV | OVR | ROH | SEP12013 | Lugs, Terminal Fork, 1.5 Sq.mm ¦ S1-4A ¦ Jeesoon | 3840 | 3840 | 0 | 6100K011B | PO-SEP-7847-[36] | PO | 2025-11-20 | LV |  | QS01-Al Qassim Central Warehouse | 2026-02-28 | 2026-02-14 | 0 | Jeesoon Terminals Co., Ltd. | LBS/OVR (Cables and Lugs)
4500592686-[40] | 908333007 : RECLOSER:CIRCUIT,33 KV,3 P,60 HZ,200 KV | OVR | ROH | SEP12045 | Lugs, Terminal PIN, 1.5 Sq.mm ¦ PT1-12A ¦ Jeesoon | 24960 | 22000 | 2960 | 6100K006 | PO-SEP-7847-[1] | PO | 2025-11-20 | LV |  | QS01-Al Qassim Central Warehouse | 2026-02-28 | 2026-02-14 | 0 | Jeesoon Terminals Co., Ltd. | LBS/OVR (Cables and Lugs)
4500592686-[40] | 908333007 : RECLOSER:CIRCUIT,33 KV,3 P,60 HZ,200 KV | OVR | ROH | SEP12045 | Lugs, Terminal PIN, 1.5 Sq.mm ¦ PT1-12A ¦ Jeesoon | 2960 | 2960 | 0 | 6100K011B | PO-SEP-7847-[33] | PO | 2025-11-20 | LV |  | QS01-Al Qassim Central Warehouse | 2026-02-28 | 2026-02-14 | 0 | Jeesoon Terminals Co., Ltd. | LBS/OVR (Cables and Lugs)
4500592686-[40] | 908333007 : RECLOSER:CIRCUIT,33 KV,3 P,60 HZ,200 KV | OVR | ROH | SEP12070 | Lugs, Terminal PIN, 2.5 Sq.mm ¦ PT2-12A ¦ Jeesoon | 4800 | 4800 | 0 | 6100K006 | PO-SEP-7847-[6] | PO | 2025-11-20 | LV |  | QS01-Al Qassim Central Warehouse | 2026-02-28 | 2026-02-14 | 0 | Jeesoon Terminals Co., Ltd. | LBS/OVR (Cables and Lugs)
4500592686-[40] | 908333007 : RECLOSER:CIRCUIT,33 KV,3 P,60 HZ,200 KV | OVR | ROH | SEP12082 | Lugs, Terminal Ring, 2.5 Sq.mm ¦ R2-4SA ¦ Jeesoon | 960 | 960 | 0 | free_stock | PO-SEP-7631-[10] | PO | 2025-09-20 | LV |  | QS01-Al Qassim Central Warehouse | 2026-02-28 | 2026-02-14 | 0 | Jeesoon Terminals Co., Ltd. | LV-BULK MATERIAL-JEESOON LUGS
4500592686-[40] | 908333007 : RECLOSER:CIRCUIT,33 KV,3 P,60 HZ,200 KV | OVR | ROH | SEP30736 | Bolt M5x70 | 384 | 384 | 0 | 6100K006 | PO-SEP-7994-[1] | PO | 2025-08-21 | LV |  | QS01-Al Qassim Central Warehouse | 2026-02-28 | 2026-02-14 | 0 | Raja Procuremnet Local Purchases | Outdoor Apparatus (OVR & LBS)
4500592686-[40] | 908333007 : RECLOSER:CIRCUIT,33 KV,3 P,60 HZ,200 KV | OVR | ROH | XF9J | MCB Alarm Auxiliary Contact 1N/O+1N/C | 96 | 0 | 96 | PR Required | - | PR |  | LV |  | QS01-Al Qassim Central Warehouse | 2026-02-28 | 2026-02-14 | 0
4500592686-[40] | 908333007 : RECLOSER:CIRCUIT,33 KV,3 P,60 HZ,200 KV | OVR | ROH | 1YAB5355CAB0000 | Parition, Terminal, Current, D-OTTA6-T ¦ 0790459 ¦ PHOENIX | 96 | 96 | 0 | 6100KDP01 | PO-SEP-8572-[3] | PO | 2025-12-15 | LV | Automated: Replaced 1YAB5355CAB0000 by RMU000000260. | QS01-Al Qassim Central Warehouse | 2026-02-28 | 2026-02-14 | 0 | Phoenix Contact Trading LLC | AL Azyziyah 6100KDP01, Supply of Electrical Components – 1st Lot for SWGR under Dummy Project 6100KDP01 – Al Azyziyah Project (SEC Scope).
4500592686-[40] | 908333007 : RECLOSER:CIRCUIT,33 KV,3 P,60 HZ,200 KV | OVR | ROH | SEP10163 | 1.5 Red Wire Gauge Tube 1.5mm² | 960 | 1 | 959 | free_stock | PO-SEP-8502-[30] | PO | 2025-12-31 | LV | Automated: Replaced AE2000-1865-14 by SEP10163. Automated: Replaced AE2000-1865-14 by SEP10163. | QS01-Al Qassim Central Warehouse | 2026-02-28 | 2026-02-14 | 0 | Sana For Electric And Telephone Co | Tube, White, Inner Diameter 4 mm, 2.5 Wire ¦ ¦ KSS
4500592686-[40] | 908333007 : RECLOSER:CIRCUIT,33 KV,3 P,60 HZ,200 KV | OVR | ROH | SEP10163 | 1.5 Red Wire Gauge Tube 1.5mm² | 959 | 0 | 959 | PR Required | - | PR |  | LV | Automated: Replaced AE2000-1865-14 by SEP10163. Automated: Replaced AE2000-1865-14 by SEP10163. | QS01-Al Qassim Central Warehouse | 2026-02-28 | 2026-02-14 | 0
4500592686-[40] | 908333007 : RECLOSER:CIRCUIT,33 KV,3 P,60 HZ,200 KV | OVR | ROH | SEP10956 | Wire Sleeve, Expandable, 25 mm | 96 | 0 | 96 | PR Required | - | PR |  | LV | Automated: Replaced DF240612004 by SEP10956. Automated: Replaced DF240612004 by SEP10956. | QS01-Al Qassim Central Warehouse | 2026-02-28 | 2026-02-14 | 0
4500592686-[40] | 908333007 : RECLOSER:CIRCUIT,33 KV,3 P,60 HZ,200 KV | OVR | ROH | SEP10526 | Spiral Wrapping Band, 8 mm ¦ KS-8 | 96 | 0 | 96 | PR Required | - | PR |  | LV | Automated: Replaced DF240612006 by SEP10526. Automated: Replaced DF240612006 by SEP10526. | QS01-Al Qassim Central Warehouse | 2026-02-28 | 2026-02-14 | 0
4500592686-[40] | 908333007 : RECLOSER:CIRCUIT,33 KV,3 P,60 HZ,200 KV | OVR | ROH | SEP10650 | WHITE TUBE, INNER DIA. 4.0MM (2.5 WIRE) | 960 | 960 | 0 | 6100K020 | PO-SEP-8830-[6] | PO | 2025-12-31 | LV | Automated: Replaced MV2000-1865-01-W by SEP10650. Automated: Replaced MV2000-1865-01-W by SEP10650. | QS01-Al Qassim Central Warehouse | 2026-02-28 | 2026-02-14 | 0 | Sana For Electric And Telephone Co | 6100K020 Mahar SS SWGR Electrical components order.
4500592686-[40] | 908333007 : RECLOSER:CIRCUIT,33 KV,3 P,60 HZ,200 KV | OVR | ROH | XF9J | MCB Alarm Auxiliary Contact 1N/O+1N/C | 288 | 0 | 288 | PR Required | - | PR |  | LV | Automated: Replaced XF9 by XF9J. Automated: Replaced XF9 by XF9J. | QS01-Al Qassim Central Warehouse | 2026-02-28 | 2026-02-14 | 0
6100K016 | United_Cement : SWITCHGEAR - UNITED CEMENT | SWGR | ROH | 00046 | SCREW TS ACC T21336/M5X16 | 14 | 10 | 4 | 6100KDP01 | PO-SEP-6812-[48] | PO | 2025-08-31 | C&D |  | - | 2026-03-07 | 2026-02-21 | 0 | China Star (Dalian) Industry Co., Ltd. | 6100KDP01 // PP-12 (Mechanical Parts) for 07 Panels with Accessories
6100K016 | United_Cement : SWITCHGEAR - UNITED CEMENT | SWGR | ROH | 00046 | SCREW TS ACC T21336/M5X16 | 4 | 4 | 0 | 6100KDP01 | PO-SEP-8378-[225] | PO | 2025-11-17 | C&D |  | - | 2026-03-07 | 2026-02-21 | 0 | China Star (Dalian) Industry Co., Ltd. | 6100K023 – PR for Supply of MV 13.8 kV Switchgear (SWGR) for Halfmoon 115/13.8 kV Substation (SS). This PR covers 1st lot of mechanical bulk materials required for the SWGR SS, i
6100K016 | United_Cement : SWITCHGEAR - UNITED CEMENT | SWGR | ROH | 03363 | STEEL RIVETS, ACC T 22205/6.4 TT(13.8kV) | 4096 | 4096 | 0 | 6100KDP01 | PO-SEP-8378-[227] | PO | 2025-11-17 | C&D |  | - | 2026-03-07 | 2026-02-21 | 0 | China Star (Dalian) Industry Co., Ltd. | 6100K023 – PR for Supply of MV 13.8 kV Switchgear (SWGR) for Halfmoon 115/13.8 kV Substation (SS). This PR covers 1st lot of mechanical bulk materials required for the SWGR SS, i
6100K016 | United_Cement : SWITCHGEAR - UNITED CEMENT | SWGR | ROH | 03366 | STEEL RIVETS T22205/4.8 TS | 705 | 705 | 0 | 6100KDP01 | PO-SEP-8378-[228] | PO | 2025-11-17 | C&D |  | - | 2026-03-07 | 2026-02-21 | 0 | China Star (Dalian) Industry Co., Ltd. | 6100K023 – PR for Supply of MV 13.8 kV Switchgear (SWGR) for Halfmoon 115/13.8 kV Substation (SS). This PR covers 1st lot of mechanical bulk materials required for the SWGR SS, i
6100K016 | United_Cement : SWITCHGEAR - UNITED CEMENT | SWGR | ROH | 04472 | RIVET STAINLESS STL T22206/4.8 | 356 | 40 | 316 | 6100KDP01 | PO-SEP-6812-[56] | PO | 2025-08-31 | C&D |  | - | 2026-03-07 | 2026-02-21 | 0 | China Star (Dalian) Industry Co., Ltd. | 6100KDP01 // PP-12 (Mechanical Parts) for 07 Panels with Accessories
6100K016 | United_Cement : SWITCHGEAR - UNITED CEMENT | SWGR | ROH | 04472 | RIVET STAINLESS STL T22206/4.8 | 316 | 316 | 0 | 6100KDP01 | PO-SEP-8378-[272] | PO | 2025-11-17 | C&D |  | - | 2026-03-07 | 2026-02-21 | 0 | China Star (Dalian) Industry Co., Ltd. | 6100K023 – PR for Supply of MV 13.8 kV Switchgear (SWGR) for Halfmoon 115/13.8 kV Substation (SS). This PR covers 1st lot of mechanical bulk materials required for the SWGR SS, i
6100K016 | United_Cement : SWITCHGEAR - UNITED CEMENT | SWGR | ROH | 07959 | TOMMY HEAD SCREW FULL THREAD T21010/4X25 | 238 | 238 | 0 | 6100KDP01 | PO-SEP-8680-[19] | PO | 2025-11-17 | C&D |  | - | 2026-03-07 | 2026-02-21 | 0 | ALAM AL NIMA TRADING EST
6100K016 | United_Cement : SWITCHGEAR - UNITED CEMENT | SWGR | ROH | 08017 | TOMMY HEAD SCREW ACC T21010/M4x22 | 104 | 104 | 0 | 6100KDP01 | PO-SEP-8647-[6] | PO | 2025-10-30 | C&D |  | - | 2026-03-07 | 2026-02-21 | 0 | Mattssons Fasteners AB
6100K016 | United_Cement : SWITCHGEAR - UNITED CEMENT | SWGR | ROH | 08448 | SQUARE FASTENING NUT TS ACC T21597/5 | 92 | 92 | 0 | 6100KDP01 | PO-SEP-8378-[338] | PO | 2025-11-17 | C&D |  | - | 2026-03-07 | 2026-02-21 | 0 | China Star (Dalian) Industry Co., Ltd. | 6100K023 – PR for Supply of MV 13.8 kV Switchgear (SWGR) for Halfmoon 115/13.8 kV Substation (SS). This PR covers 1st lot of mechanical bulk materials required for the SWGR SS, i
6100K016 | United_Cement : SWITCHGEAR - UNITED CEMENT | SWGR | ROH | 08852 | WASHER, SRING STEEL ACC T22100/3.2 | 134 | 134 | 0 | 6100KDP01 | PO-SEP-8629-[18] | PO | 2025-10-30 | C&D |  | - | 2026-03-07 | 2026-02-21 | 0 | FLY METALTECH TRADING CO.
6100K016 | United_Cement : SWITCHGEAR - UNITED CEMENT | SWGR | ROH | 08856 | WASHER STEEL T22100/ 6.4 | 92 | 92 | 0 | 6100KDP01 | PO-SEP-8378-[280] | PO | 2025-11-17 | C&D |  | - | 2026-03-07 | 2026-02-21 | 0 | China Star (Dalian) Industry Co., Ltd. | 6100K023 – PR for Supply of MV 13.8 kV Switchgear (SWGR) for Halfmoon 115/13.8 kV Substation (SS). This PR covers 1st lot of mechanical bulk materials required for the SWGR SS, i
6100K016 | United_Cement : SWITCHGEAR - UNITED CEMENT | SWGR | ROH | 09021 | SELF-LOCKING HEX. NUT,T21192/M10 (LOCAL) | 184 | 184 | 0 | 6100K023 | PO-SEP-8680-[32] | PO | 2025-11-17 | C&D |  | - | 2026-03-07 | 2026-02-21 | 0 | ALAM AL NIMA TRADING EST
6100K016 | United_Cement : SWITCHGEAR - UNITED CEMENT | SWGR | ROH | 09601 | WASHER, FLAT ACC T22000/3.2X7 | 132 | 132 | 0 | 6100KDP01 | PO-SEP-8378-[275] | PO | 2025-11-17 | C&D |  | - | 2026-03-07 | 2026-02-21 | 0 | China Star (Dalian) Industry Co., Ltd. | 6100K023 – PR for Supply of MV 13.8 kV Switchgear (SWGR) for Halfmoon 115/13.8 kV Substation (SS). This PR covers 1st lot of mechanical bulk materials required for the SWGR SS, i
6100K016 | United_Cement : SWITCHGEAR - UNITED CEMENT | SWGR | ROH | 09929 | STEEL SPRING WASHER ACC T22104/10 | 72 | 72 | 0 | 6100KDP01 | PO-SEP-8378-[278] | PO | 2025-11-17 | C&D |  | - | 2026-03-07 | 2026-02-21 | 0 | China Star (Dalian) Industry Co., Ltd. | 6100K023 – PR for Supply of MV 13.8 kV Switchgear (SWGR) for Halfmoon 115/13.8 kV Substation (SS). This PR covers 1st lot of mechanical bulk materials required for the SWGR SS, i
6100K016 | United_Cement : SWITCHGEAR - UNITED CEMENT | SWGR | ROH | 09947 | SPRING WASHER ACC T22104/6 | 10 | 10 | 0 | 6100K023 | PO-SEP-8378-[230] | PO | 2025-11-17 | C&D |  | - | 2026-03-07 | 2026-02-21 | 0 | China Star (Dalian) Industry Co., Ltd. | 6100K023 – PR for Supply of MV 13.8 kV Switchgear (SWGR) for Halfmoon 115/13.8 kV Substation (SS). This PR covers 1st lot of mechanical bulk materials required for the SWGR SS, i
6100K016 | United_Cement : SWITCHGEAR - UNITED CEMENT | SWGR | ROH | 1000057457 | WASHER CU AL M10 | 21 | 21 | 0 | 6100K023 | PO-SEP-8385-[290] | PO | 2025-09-21 | C&D |  | - | 2026-03-07 | 2026-02-21 | 0 | Easy China (Xiamen) Trading Co, Ltd. | To update Promised Delivery Date
6100K016 | United_Cement : SWITCHGEAR - UNITED CEMENT | SWGR | ROH | 1020178 | COMBINATION SPANNER SETS | 1 | 0 | 1 | PR Required | - | PR |  | LAX |  | - | 2026-03-07 | 2026-02-21 | 0
6100K016 | United_Cement : SWITCHGEAR - UNITED CEMENT | SWGR | ROH | 12980 | COUNTERSUNK STEEL SCREW T21065/M6X14 | 64 | 64 | 0 | 6100KDP01 | PO-SEP-8646-[2] | PO | 2025-10-20 | C&D |  | - | 2026-03-07 | 2026-02-21 | 0 | AL NAKHEEL GREEN STEEL WORKS
6100K016 | United_Cement : SWITCHGEAR - UNITED CEMENT | SWGR | ROH | 12989 | COUNTERSUNK STEEL SCREW T21065/M8X30 | 46 | 46 | 0 | 6100KDP01 | PO-SEP-8646-[1] | PO | 2025-10-20 | C&D |  | - | 2026-03-07 | 2026-02-21 | 0 | AL NAKHEEL GREEN STEEL WORKS
6100K016 | United_Cement : SWITCHGEAR - UNITED CEMENT | SWGR | ROH | 1366 1062-804 | 3/4"XSCHED.40X6M BI PIPE | 19.36 | 0 | 19.36 | PR Required | - | PR |  | C&D |  | - | 2026-03-07 | 2026-02-21 | 0
6100K016 | United_Cement : SWITCHGEAR - UNITED CEMENT | SWGR | ROH | 16301 | RIVET T22213/4 | 154 | 154 | 0 | 6100KDP01 | PO-SEP-8645-[4] | PO | 2025-10-30 | C&D |  | - | 2026-03-07 | 2026-02-21 | 0 | Saeed Aziz Alsomali Trading Est
6100K016 | United_Cement : SWITCHGEAR - UNITED CEMENT | SWGR | ROH | 16304 | RIVET TT ALUMINUM T22213/5 | 33 | 33 | 0 | 6100KDP01 | PO-SEP-8378-[288] | PO | 2025-11-17 | C&D |  | - | 2026-03-07 | 2026-02-21 | 0 | China Star (Dalian) Industry Co., Ltd. | 6100K023 – PR for Supply of MV 13.8 kV Switchgear (SWGR) for Halfmoon 115/13.8 kV Substation (SS). This PR covers 1st lot of mechanical bulk materials required for the SWGR SS, i
6100K016 | United_Cement : SWITCHGEAR - UNITED CEMENT | SWGR | ROH | 16742 | DANGER SIGN T27420/60 | 46 | 46 | 0 | 6100KDP01 | PO-SEP-8379-[52] | PO | 2025-10-30 | C&D |  | - | 2026-03-07 | 2026-02-21 | 0 | Azm and Tumooh Trading Establishment | 6100K023 – PR for Supply of MV 13.8 kV Switchgear (SWGR) for Halfmoon 115/13.8 kV Substation (SS). This PR covers 1st lot of mechanical bulk materials required for the SWGR SS, i
6100K016 | United_Cement : SWITCHGEAR - UNITED CEMENT | SWGR | ROH | 16743 | LABEL EARTHING (T27412/20) | 163 | 163 | 0 | 6100KDP01 | PO-SEP-8379-[43] | PO | 2025-10-30 | C&D |  | - | 2026-03-07 | 2026-02-21 | 0 | Azm and Tumooh Trading Establishment | 6100K023 – PR for Supply of MV 13.8 kV Switchgear (SWGR) for Halfmoon 115/13.8 kV Substation (SS). This PR covers 1st lot of mechanical bulk materials required for the SWGR SS, i
6100K016 | United_Cement : SWITCHGEAR - UNITED CEMENT | SWGR | ROH | 1SFA611400R1001 | PILOT LIGHT#ML1-100R | 13 | 13 | 0 | 6100K025 | PO-SEP-8753-[14] | PO | 2025-10-23 | LV |  | - | 2026-03-07 | 2026-02-21 | 0 | Abb Electrical Industriesco | To update Promised Delivery Date
6100K016 | United_Cement : SWITCHGEAR - UNITED CEMENT | SWGR | ROH | 1SFA611400R1002 | PILOT LIGHT#ML1-100G | 13 | 13 | 0 | 6100K025 | PO-SEP-8753-[15] | PO | 2025-10-23 | LV |  | - | 2026-03-07 | 2026-02-21 | 0 | Abb Electrical Industriesco | To update Promised Delivery Date
6100K016 | United_Cement : SWITCHGEAR - UNITED CEMENT | SWGR | ROH | 1SFA611400R1003 | PILOT LIGHT#ML1-100Y | 23 | 23 | 0 | 6100K025 | PO-SEP-8753-[16] | PO | 2025-10-23 | LV |  | - | 2026-03-07 | 2026-02-21 | 0 | Abb Electrical Industriesco | To update Promised Delivery Date
6100K016 | United_Cement : SWITCHGEAR - UNITED CEMENT | SWGR | ROH | 1SFA611400R1005 | PILOT LIGHT#ML1-100W | 42 | 42 | 0 | 6100K020 | PO-SEP-8753-[69] | PO | 2025-10-23 | LV |  | - | 2026-03-07 | 2026-02-21 | 0 | Abb Electrical Industriesco | To update Promised Delivery Date
6100K016 | United_Cement : SWITCHGEAR - UNITED CEMENT | SWGR | ROH | 1SFA611605R1100 | HOLDER#MCBH-00 | 108 | 108 | 0 | 6100K020 | PO-SEP-8753-[80] | PO | 2025-10-23 | LV |  | - | 2026-03-07 | 2026-02-21 | 0 | Abb Electrical Industriesco | To update Promised Delivery Date
6100K016 | United_Cement : SWITCHGEAR - UNITED CEMENT | SWGR | ROH | 1SFA611621R1051 | LAMP BLOCK#MLBL-05R | 11 | 11 | 0 | 6100K025 | PO-SEP-8753-[19] | PO | 2025-10-23 | LV |  | - | 2026-03-07 | 2026-02-21 | 0 | Abb Electrical Industriesco | To update Promised Delivery Date
6100K016 | United_Cement : SWITCHGEAR - UNITED CEMENT | SWGR | ROH | 1SFA611621R1052 | LAMP BLOCK#MLBL-05G | 13 | 13 | 0 | 6100K025 | PO-SEP-8753-[20] | PO | 2025-10-23 | LV |  | - | 2026-03-07 | 2026-02-21 | 0 | Abb Electrical Industriesco | To update Promised Delivery Date
6100K016 | United_Cement : SWITCHGEAR - UNITED CEMENT | SWGR | ROH | 1SFA611621R1053 | LAMP BLOCK#MLBL-05Y | 23 | 23 | 0 | 6100K025 | PO-SEP-8753-[21] | PO | 2025-10-23 | LV |  | - | 2026-03-07 | 2026-02-21 | 0 | Abb Electrical Industriesco | To update Promised Delivery Date
6100K016 | United_Cement : SWITCHGEAR - UNITED CEMENT | SWGR | ROH | 1SFA611621R1055 | LAMP BLOCK#MLBL-05W | 42 | 42 | 0 | 6100K020 | PO-SEP-8753-[73] | PO | 2025-10-23 | LV |  | - | 2026-03-07 | 2026-02-21 | 0 | Abb Electrical Industriesco | To update Promised Delivery Date
6100K016 | United_Cement : SWITCHGEAR - UNITED CEMENT | SWGR | ROH | 1SFA611630R1001 | DIODE BLOCK#MDB-1001 | 108 | 108 | 0 | 6100K020 | PO-SEP-8753-[74] | PO | 2025-10-23 | LV |  | - | 2026-03-07 | 2026-02-21 | 0 | Abb Electrical Industriesco | To update Promised Delivery Date
6100K016 | United_Cement : SWITCHGEAR - UNITED CEMENT | SWGR | ROH | 1SFA616920R8005 | KA1-8005 Lens | 108 | 108 | 0 | 6100K020 | PO-SEP-8753-[75] | PO | 2025-10-23 | LV |  | - | 2026-03-07 | 2026-02-21 | 0 | Abb Electrical Industriesco | To update Promised Delivery Date
6100K016 | United_Cement : SWITCHGEAR - UNITED CEMENT | SWGR | ROH | 1SNK900654R0000 | SC-JB8-4 Short circuit bridges - Yellow | 69 | 69 | 0 | 6100K025 | PO-SEP-8833-[42] | PO | 2025-10-23 | LV |  | - | 2026-03-07 | 2026-02-21 | 0 | Al Suhaili Trading And Development
6100K016 | United_Cement : SWITCHGEAR - UNITED CEMENT | SWGR | ROH | 1VCR002047G0001 | COMPLETE ASSEMBLY KIT FOR DIRAK LOCKUP | 23 | 23 | 0 | 6100KDP01 | PO-SEP-8446-[3] | PO | 2025-11-30 | C&D |  | - | 2026-03-07 | 2026-02-21 | 0 | Ningbo Shengjiu Technology CO., LTD. | 6100K023 – PR for Supply of MV 13.8 kV Switchgear (SWGR) for Halfmoon 115/13.8 kV Substation (SS). This PR covers 1st lot of mechanical bulk materials required for the SWGR SS, i
6100K016 | United_Cement : SWITCHGEAR - UNITED CEMENT | SWGR | ROH | 1VCR002416G0001 | LOCKUP ROD ASSEMBLY | 23 | 23 | 0 | 6100KDP01 | PO-SEP-8387-[23] | PO | 2025-11-30 | C&D |  | - | 2026-03-07 | 2026-02-21 | 0 | Fujian Sanxing Electric Co., Ltd | 6100K023 – PR for Supply of MV 13.8 kV Switchgear (SWGR) for Halfmoon 115/13.8 kV Substation (SS). This PR covers 1st lot of mechanical bulk materials required for the SWGR SS, i
6100K016 | United_Cement : SWITCHGEAR - UNITED CEMENT | SWGR | ROH | 1VCR002428G0001 | LOCKUP ROD ASSEMBLY | 23 | 23 | 0 | 6100KDP01 | PO-SEP-8387-[24] | PO | 2025-11-30 | LAX |  | - | 2026-03-07 | 2026-02-21 | 0 | Fujian Sanxing Electric Co., Ltd | 6100K023 – PR for Supply of MV 13.8 kV Switchgear (SWGR) for Halfmoon 115/13.8 kV Substation (SS). This PR covers 1st lot of mechanical bulk materials required for the SWGR SS, i
6100K016 | United_Cement : SWITCHGEAR - UNITED CEMENT | SWGR | ROH | 1VCR003760G0001 | CRANK FOR EARTHING SWITCH EK6 | 2 | 2 | 0 | 6100KDP01 | PO-SEP-8387-[39] | PO | 2025-11-30 | C&D |  | - | 2026-03-07 | 2026-02-21 | 0 | Fujian Sanxing Electric Co., Ltd | 6100K023 – PR for Supply of MV 13.8 kV Switchgear (SWGR) for Halfmoon 115/13.8 kV Substation (SS). This PR covers 1st lot of mechanical bulk materials required for the SWGR SS, i
6100K016 | United_Cement : SWITCHGEAR - UNITED CEMENT | SWGR | ROH | 1VCR008770F0001 | BLOCK PIN | 96 | 96 | 0 | 6100K023 | PO-SEP-8385-[31] | PO | 2025-09-21 | C&D |  | - | 2026-03-07 | 2026-02-21 | 0 | Easy China (Xiamen) Trading Co, Ltd. | To update Promised Delivery Date
6100K016 | United_Cement : SWITCHGEAR - UNITED CEMENT | SWGR | ROH | 1VL7600732P0101 | SPACER TUBE | 46 | 46 | 0 | 6100K023 | PO-SEP-8403-[2] | PO | 2025-09-21 | C&D |  | - | 2026-03-07 | 2026-02-21 | 0 | AL NAKHEEL GREEN STEEL WORKS | 6100K023Halfmoon SWGR Project, All Electrical Components (ABB, Hitachi & Bulk) to Supply of MV 13.8 kV SWGR For Halfmoon 115/13.8kv SS
6100K016 | United_Cement : SWITCHGEAR - UNITED CEMENT | SWGR | ROH | 1VL7602006R0101 | TIE ROD W800 CABLE COMPT. | 26 | 26 | 0 | 6100K023 | PO-SEP-8385-[34] | PO | 2025-09-21 | C&D |  | - | 2026-03-07 | 2026-02-21 | 0 | Easy China (Xiamen) Trading Co, Ltd. | To update Promised Delivery Date
6100K016 | United_Cement : SWITCHGEAR - UNITED CEMENT | SWGR | ROH | 1VL7605506P0101 | ABB LOGO UNIGEAR ZS1 | 6 | 2 | 4 | 6100K023 | PO-SEP-8379-[55] | PO | 2025-10-30 | C&D |  | - | 2026-03-07 | 2026-02-21 | 0 | Azm and Tumooh Trading Establishment | 6100K023 – PR for Supply of MV 13.8 kV Switchgear (SWGR) for Halfmoon 115/13.8 kV Substation (SS). This PR covers 1st lot of mechanical bulk materials required for the SWGR SS, i
6100K016 | United_Cement : SWITCHGEAR - UNITED CEMENT | SWGR | ROH | 1VL7605506P0101 | ABB LOGO UNIGEAR ZS1 | 4 | 4 | 0 | 6100KDP01 | PO-SEP-6543-[73] | PO | 2025-12-31 | C&D |  | - | 2026-03-07 | 2026-02-21 | 0 | Azm and Tumooh Trading Establishment | Labels for outdoor
6100K016 | United_Cement : SWITCHGEAR - UNITED CEMENT | SWGR | ROH | 1VL7605506P0102 | ABB LOGO UNIGEAR ZS1 | 18 | 18 | 0 | 6100KDP01 | PO-SEP-8379-[45] | PO | 2025-10-30 | C&D |  | - | 2026-03-07 | 2026-02-21 | 0 | Azm and Tumooh Trading Establishment | 6100K023 – PR for Supply of MV 13.8 kV Switchgear (SWGR) for Halfmoon 115/13.8 kV Substation (SS). This PR covers 1st lot of mechanical bulk materials required for the SWGR SS, i
6100K016 | United_Cement : SWITCHGEAR - UNITED CEMENT | SWGR | ROH | 1VL7607280R0101 | HINGE WITHOUT FASTENERS | 253 | 253 | 0 | 6100KDP01 | PO-SEP-8397-[4] | PO | 2025-11-30 | C&D |  | - | 2026-03-07 | 2026-02-21 | 0 | Xiamen Xingjitai Electrical Apparatus Co. Ltd | 6100K023 – PR for Supply of MV 13.8 kV Switchgear (SWGR) for Halfmoon 115/13.8 kV Substation (SS). This PR covers 1st lot of mechanical bulk materials required for the SWGR SS, i
6100K016 | United_Cement : SWITCHGEAR - UNITED CEMENT | SWGR | ROH | 1VL7608266P0101 | CONNECTION PIECE tublar GCE8005046R0101 | 18 | 18 | 0 | 6100K023 | PO-SEP-8385-[35] | PO | 2025-09-21 | B |  | - | 2026-03-07 | 2026-02-21 | 0 | Easy China (Xiamen) Trading Co, Ltd. | To update Promised Delivery Date
6100K016 | United_Cement : SWITCHGEAR - UNITED CEMENT | SWGR | ROH | 1VL7623184R0101 | COMPLETE HANDLE | 22 | 22 | 0 | 6100KDP01 | PO-SEP-8552-[1] | PO | 2025-11-15 | C&D |  | - | 2026-03-07 | 2026-02-21 | 0 | SHAMS ALRIYADH INDUSTRIAL FACTORY | AL Azyziyah DMM Project under Dummy 6100KDP01 2nd Lot of Mechanical Componentes for SEC a/c Dammam Aziziya Fast track project 13.8kV MV SWGR.
6100K016 | United_Cement : SWITCHGEAR - UNITED CEMENT | SWGR | ROH | 1YAB000003-FDX | MIMIC , OUTGOING WITH EARTHING | 18 | 18 | 0 | 6100K025 | PO-SEP-8724-[7] | PO | 2025-10-23 | LV |  | - | 2026-03-07 | 2026-02-21 | 0 | Azm and Tumooh Trading Establishment | Al Azizyah Project SS 6100KDP01 Mechanical Bulk Lot 5.
6100K016 | United_Cement : SWITCHGEAR - UNITED CEMENT | SWGR | ROH | 1YAB000004-BTE | MIMIC BUS SEC WITH EARTHG ON RIGHT SIDE | 1 | 1 | 0 | 6100K025 | PO-SEP-8724-[18] | PO | 2025-10-23 | LV |  | - | 2026-03-07 | 2026-02-21 | 0 | Azm and Tumooh Trading Establishment | Al Azizyah Project SS 6100KDP01 Mechanical Bulk Lot 5.
6100K016 | United_Cement : SWITCHGEAR - UNITED CEMENT | SWGR | ROH | 1YAB010005P0102 | SHROUD, LEFT W1000 | 3 | 3 | 0 | 6100K023 | PO-SEP-8385-[36] | PO | 2025-09-21 | C&D |  | - | 2026-03-07 | 2026-02-21 | 0 | Easy China (Xiamen) Trading Co, Ltd. | To update Promised Delivery Date
6100K016 | United_Cement : SWITCHGEAR - UNITED CEMENT | SWGR | ROH | 1YAB010005P0103 | SHROUD, LEFT W800 | 37 | 37 | 0 | 6100K023 | PO-SEP-8385-[69] | PO | 2025-09-21 | C&D |  | - | 2026-03-07 | 2026-02-21 | 0 | Easy China (Xiamen) Trading Co, Ltd. | To update Promised Delivery Date
6100K016 | United_Cement : SWITCHGEAR - UNITED CEMENT | SWGR | ROH | 1YAB010006P0102 | SHROUD, RIGHT W1000 | 3 | 3 | 0 | 6100K023 | PO-SEP-8385-[37] | PO | 2025-09-21 | C&D |  | - | 2026-03-07 | 2026-02-21 | 0 | Easy China (Xiamen) Trading Co, Ltd. | To update Promised Delivery Date
6100K016 | United_Cement : SWITCHGEAR - UNITED CEMENT | SWGR | ROH | 1YAB010006P0103 | SHROUD, RIGHT W800 | 37 | 37 | 0 | 6100K023 | PO-SEP-8385-[70] | PO | 2025-09-21 | C&D |  | - | 2026-03-07 | 2026-02-21 | 0 | Easy China (Xiamen) Trading Co, Ltd. | To update Promised Delivery Date
6100K016 | United_Cement : SWITCHGEAR - UNITED CEMENT | SWGR | ROH | 1YAB010024P0101 | HINGE BOLT COMPONENT #1 | 63 | 63 | 0 | 6100K023 | PO-SEP-8629-[13] | PO | 2025-10-30 | C&D |  | - | 2026-03-07 | 2026-02-21 | 0 | FLY METALTECH TRADING CO.
6100K016 | United_Cement : SWITCHGEAR - UNITED CEMENT | SWGR | ROH | 1YAB010025P0101 | HINGE COMPONENT #2 | 126 | 126 | 0 | 6100K023 | PO-SEP-8403-[3] | PO | 2025-09-21 | C&D |  | - | 2026-03-07 | 2026-02-21 | 0 | AL NAKHEEL GREEN STEEL WORKS | 6100K023Halfmoon SWGR Project, All Electrical Components (ABB, Hitachi & Bulk) to Supply of MV 13.8 kV SWGR For Halfmoon 115/13.8kv SS
6100K016 | United_Cement : SWITCHGEAR - UNITED CEMENT | SWGR | ROH | 1YAB010029P0122 | CVI DIVIDER, 12-17.5kV, Set 1B (11425) | 20 | 20 | 0 | 6100KDP01 | PO-SEP-8445-[2] | PO | 2025-12-31 | B |  | - | 2026-03-07 | 2026-02-21 | 0 | Ritz Instrument Transformers GMBH | 6100K023 – PR for Supply of MV 13.8 kV Switchgear (SWGR) for Halfmoon 115/13.8 kV Substation (SS). This PR covers 1st lot of mechanical bulk materials required for the SWGR SS, i
6100K016 | United_Cement : SWITCHGEAR - UNITED CEMENT | SWGR | ROH | 1YAB010138P0102 | PROTECTIVE COVER W800 | 16 | 16 | 0 | 6100KDP01 | PO-SEP-8396-[31] | PO | 2025-11-30 | C&D |  | - | 2026-03-07 | 2026-02-21 | 0 | XIAMEN STARLIGHTS | 6100K023 – PR for Supply of MV 13.8 kV Switchgear (SWGR) for Halfmoon 115/13.8 kV Substation (SS). This PR covers 1st lot of mechanical bulk materials required for the SWGR SS, i
6100K016 | United_Cement : SWITCHGEAR - UNITED CEMENT | SWGR | ROH | 1YAB010138P0103 | PROTECTIVE COVER W1000 | 3 | 3 | 0 | 6100K023 | PO-SEP-8385-[38] | PO | 2025-09-21 | C&D |  | - | 2026-03-07 | 2026-02-21 | 0 | Easy China (Xiamen) Trading Co, Ltd. | To update Promised Delivery Date
6100K016 | United_Cement : SWITCHGEAR - UNITED CEMENT | SWGR | ROH | 1YAB010145P0102 | DOOR STOPPER ROD 8 MM DIA. | 23 | 23 | 0 | 6100K023 | PO-SEP-8704-[1] | PO | 2025-09-21 | C&D |  | - | 2026-03-07 | 2026-02-21 | 0 | Laser Company for Metal Industries Ltd | 6100K023 – PR for Supply of MV 13.8 kV Switchgear (SWGR) for Halfmoon 115/13.8 kV Substation (SS). This PR covers 1st lot of mechanical bulk materials required for the SWGR SS, i
6100K016 | United_Cement : SWITCHGEAR - UNITED CEMENT | SWGR | ROH | 1YAB010241P0101 | HEX. BOLT M10X20 POLYAMIDE | 144 | 144 | 0 | 6100KDP01 | PO-SEP-8378-[208] | PO | 2025-11-17 | C&D |  | - | 2026-03-07 | 2026-02-21 | 0 | China Star (Dalian) Industry Co., Ltd. | 6100K023 – PR for Supply of MV 13.8 kV Switchgear (SWGR) for Halfmoon 115/13.8 kV Substation (SS). This PR covers 1st lot of mechanical bulk materials required for the SWGR SS, i
6100K016 | United_Cement : SWITCHGEAR - UNITED CEMENT | SWGR | ROH | 1YAB010241P0102 | HEX. BOLT M10X25 POLYAMIDE | 72 | 12 | 60 | 6100KDP01 | PO-SEP-6812-[80] | PO | 2025-08-31 | C&D |  | - | 2026-03-07 | 2026-02-21 | 0 | China Star (Dalian) Industry Co., Ltd. | 6100KDP01 // PP-12 (Mechanical Parts) for 07 Panels with Accessories
6100K016 | United_Cement : SWITCHGEAR - UNITED CEMENT | SWGR | ROH | 1YAB010241P0102 | HEX. BOLT M10X25 POLYAMIDE | 60 | 60 | 0 | 6100K023 | PO-SEP-8629-[21] | PO | 2025-10-30 | C&D |  | - | 2026-03-07 | 2026-02-21 | 0 | FLY METALTECH TRADING CO.
6100K016 | United_Cement : SWITCHGEAR - UNITED CEMENT | SWGR | ROH | 1YAB010241P0103 | HEX. BOLT M10X30 POLYAMIDE | 72 | 72 | 0 | 6100KDP01 | PO-SEP-8378-[160] | PO | 2025-11-17 | C&D |  | - | 2026-03-07 | 2026-02-21 | 0 | China Star (Dalian) Industry Co., Ltd. | 6100K023 – PR for Supply of MV 13.8 kV Switchgear (SWGR) for Halfmoon 115/13.8 kV Substation (SS). This PR covers 1st lot of mechanical bulk materials required for the SWGR SS, i
6100K016 | United_Cement : SWITCHGEAR - UNITED CEMENT | SWGR | ROH | 1YAB010241P0104 | HEX. BOLT M10X40 POLYAMIDE | 18 | 18 | 0 | 6100KDP01 | PO-SEP-8378-[300] | PO | 2025-11-17 | C&D |  | - | 2026-03-07 | 2026-02-21 | 0 | China Star (Dalian) Industry Co., Ltd. | 6100K023 – PR for Supply of MV 13.8 kV Switchgear (SWGR) for Halfmoon 115/13.8 kV Substation (SS). This PR covers 1st lot of mechanical bulk materials required for the SWGR SS, i
6100K016 | United_Cement : SWITCHGEAR - UNITED CEMENT | SWGR | ROH | 1YAB010301P0101 | Instruction label for Pres Flap Opening | 20 | 20 | 0 | 6100KDP01 | PO-SEP-8379-[40] | PO | 2025-10-30 | C&D |  | - | 2026-03-07 | 2026-02-21 | 0 | Azm and Tumooh Trading Establishment | 6100K023 – PR for Supply of MV 13.8 kV Switchgear (SWGR) for Halfmoon 115/13.8 kV Substation (SS). This PR covers 1st lot of mechanical bulk materials required for the SWGR SS, i
6100K016 | United_Cement : SWITCHGEAR - UNITED CEMENT | SWGR | ROH | 1YAB010301P0111 | Label printed in Trafolite 200 x 100 | 23 | 23 | 0 | 6100KDP01 | PO-SEP-8379-[39] | PO | 2025-10-30 | C&D |  | - | 2026-03-07 | 2026-02-21 | 0 | Azm and Tumooh Trading Establishment | 6100K023 – PR for Supply of MV 13.8 kV Switchgear (SWGR) for Halfmoon 115/13.8 kV Substation (SS). This PR covers 1st lot of mechanical bulk materials required for the SWGR SS, i
6100K016 | United_Cement : SWITCHGEAR - UNITED CEMENT | SWGR | ROH | 1YAB010378P0110 | SEC.FEMALE CONTACTS 1.5,W.SLEEVES 50X | 950 | 950 | 0 | 6100K023 | PO-SEP-8385-[40] | PO | 2025-09-21 | C&D |  | - | 2026-03-07 | 2026-02-21 | 0 | Easy China (Xiamen) Trading Co, Ltd. | To update Promised Delivery Date
6100K016 | United_Cement : SWITCHGEAR - UNITED CEMENT | SWGR | ROH | 1YAB010378P0112 | SEC. FEMALE CONTACT PIN 2.5MM | 800 | 800 | 0 | 6100K023 | PO-SEP-8385-[71] | PO | 2025-09-21 | C&D |  | - | 2026-03-07 | 2026-02-21 | 0 | Easy China (Xiamen) Trading Co, Ltd. | To update Promised Delivery Date
6100K016 | United_Cement : SWITCHGEAR - UNITED CEMENT | SWGR | ROH | 1YAB010402P0101 | STICKER "operating Instruction manual" | 44 | 44 | 0 | 6100KDP01 | PO-SEP-8379-[29] | PO | 2025-10-30 | C&D |  | - | 2026-03-07 | 2026-02-21 | 0 | Azm and Tumooh Trading Establishment | 6100K023 – PR for Supply of MV 13.8 kV Switchgear (SWGR) for Halfmoon 115/13.8 kV Substation (SS). This PR covers 1st lot of mechanical bulk materials required for the SWGR SS, i
6100K016 | United_Cement : SWITCHGEAR - UNITED CEMENT | SWGR | ROH | 1YAB010402R0103 | LABELS FOR SHUTTERS BUSBAR-CABLE -FEEDER | 21 | 21 | 0 | 6100K023 | PO-SEP-8379-[22] | PO | 2025-10-30 | C&D |  | - | 2026-03-07 | 2026-02-21 | 0 | Azm and Tumooh Trading Establishment | 6100K023 – PR for Supply of MV 13.8 kV Switchgear (SWGR) for Halfmoon 115/13.8 kV Substation (SS). This PR covers 1st lot of mechanical bulk materials required for the SWGR SS, i
6100K016 | United_Cement : SWITCHGEAR - UNITED CEMENT | SWGR | ROH | 1YAB010489P0101 | FLAT BRAIDED, 16SQMM. TIN(13.8kV)6mmdia | 73 | 73 | 0 | 6100K023 | PO-SEP-8378-[111] | PO | 2025-11-17 | C&D |  | - | 2026-03-07 | 2026-02-21 | 0 | China Star (Dalian) Industry Co., Ltd. | 6100K023 – PR for Supply of MV 13.8 kV Switchgear (SWGR) for Halfmoon 115/13.8 kV Substation (SS). This PR covers 1st lot of mechanical bulk materials required for the SWGR SS, i
6100K016 | United_Cement : SWITCHGEAR - UNITED CEMENT | SWGR | ROH | 1YAB010489P0102 | FLAT BRAIDED CONNECTOR, 16 SQMM. TINNED | 21 | 21 | 0 | 6100K023 | PO-SEP-8403-[4] | PO | 2025-09-21 | C&D |  | - | 2026-03-07 | 2026-02-21 | 0 | AL NAKHEEL GREEN STEEL WORKS | 6100K023Halfmoon SWGR Project, All Electrical Components (ABB, Hitachi & Bulk) to Supply of MV 13.8 kV SWGR For Halfmoon 115/13.8kv SS
6100K016 | United_Cement : SWITCHGEAR - UNITED CEMENT | SWGR | ROH | 1YAB51342VA6T1XX | Voltage Transformer (RITZ / VES 17,5-14) | 18 | 0 | 18 | PR Required | - | PR |  | C |  | - | 2026-03-07 | 2026-02-21 | 0
6100K016 | United_Cement : SWITCHGEAR - UNITED CEMENT | SWGR | ROH | 1YAB52321VW6CN00 | VD4/PW 170625-p210-125VDC (1VCD400222) | 2 | 2 | 0 | 6100K020 | PO-SEP-8776-[1] | PO | 2025-10-23 | A |  | - | 2026-03-07 | 2026-02-21 | 0 | Abb Electrical Industriesco | 6100K020 Mahar SS SWGR Electrical components order.
6100K016 | United_Cement : SWITCHGEAR - UNITED CEMENT | SWGR | ROH | 1YAB52333VW6CN00 | VD4/P 171240-p210-125VDC (1VCD400222) | 2 | 2 | 0 | 6100K020 | PO-SEP-8776-[3] | PO | 2025-10-23 | A |  | - | 2026-03-07 | 2026-02-21 | 0 | Abb Electrical Industriesco | 6100K020 Mahar SS SWGR Electrical components order.
6100K016 | United_Cement : SWITCHGEAR - UNITED CEMENT | SWGR | ROH | 1YAB52371V06CN00 | VD4/P 173225-p275-125VDC (1VCD400222) | 2 | 1 | 1 | 6100K019 | PO-SEP-7386-[2] | PO | 2025-09-30 | A |  | - | 2026-03-07 | 2026-02-21 | 0 | Abb Electrical Industriesco | PP-12 / CB
6100K016 | United_Cement : SWITCHGEAR - UNITED CEMENT | SWGR | ROH | 1YAB52371V06CN00 | VD4/P 173225-p275-125VDC (1VCD400222) | 1 | 1 | 0 | 6100K025 | PO-SEP-8773-[4] | PO | 2025-10-23 | A |  | - | 2026-03-07 | 2026-02-21 | 0 | Abb Electrical Industriesco | 6100K025 DMM AZYZIYAH SWGR SS Electrical Componentes
6100K016 | United_Cement : SWITCHGEAR - UNITED CEMENT | SWGR | ROH | 1YAB5310XFAXXN28 | REF 620_NBFNAAAANEA1BNN11G | 22 | 22 | 0 | 6100K025 | PO-SEP-8775-[1] | PO | 2025-10-23 | A |  | - | 2026-03-07 | 2026-02-21 | 0 | Abb Electrical Industriesco
6100K016 | United_Cement : SWITCHGEAR - UNITED CEMENT | SWGR | ROH | 1YAB5320XDB1XN01 | CEWE Elite 440-448 | 14 | 0 | 14 | PR Required | - | PR |  | LV |  | - | 2026-03-07 | 2026-02-21 | 0
6100K016 | United_Cement : SWITCHGEAR - UNITED CEMENT | SWGR | ROH | 1YAB53303XRX0000 | THERMOSTAT 24,48,60,115 & 230V,SK 3110 | 3 | 3 | 0 | 6100K025 | PO-SEP-8829-[2] | PO | 2025-10-23 | LV |  | - | 2026-03-07 | 2026-02-21 | 0 | Abdullah AbuNayyan Trading Corp
6100K016 | United_Cement : SWITCHGEAR - UNITED CEMENT | SWGR | ROH | 1YAB5331XXCX0000 | CAPACITOR PARKING KEY_COMELECTRIC ITALY | 2 | 0 | 2 | PR Required | - | PR |  | LV |  | - | 2026-03-07 | 2026-02-21 | 0
6100K016 | United_Cement : SWITCHGEAR - UNITED CEMENT | SWGR | ROH | 1YAB5331XXCX0100 | BREAKER CONTROL SWITCH (Comelectric) | 21 | 21 | 0 | 6100K020 | PO-SEP-8785-[13] | PO | 2025-12-31 | LV |  | - | 2026-03-07 | 2026-02-21 | 0 | Aman Engineering FZC
6100K016 | United_Cement : SWITCHGEAR - UNITED CEMENT | SWGR | ROH | 1YAB5331XXCX0210 | CBMODE6P,4Pos.Off-Emer-Local-Rem-Padlock | 5 | 5 | 0 | 6100K020 | PO-SEP-8785-[14] | PO | 2025-12-31 | LV |  | - | 2026-03-07 | 2026-02-21 | 0 | Aman Engineering FZC
6100K016 | United_Cement : SWITCHGEAR - UNITED CEMENT | SWGR | ROH | 1YAB5331XXCX0220 | OFF-EMER-LOCAL-REMOTE 4P4P, PADLCK (COM) | 12 | 12 | 0 | 6100KDP01 | PO-SEP-8398-[15] | PO | 2025-12-31 | LV |  | - | 2026-03-07 | 2026-02-21 | 0 | Aman Engineering FZC | 6100K023Halfmoon SWGR Project, All Electrical Components (ABB, Hitachi & Bulk) to Supply of MV 13.8 kV SWGR For Halfmoon 115/13.8kv SS
6100K016 | United_Cement : SWITCHGEAR - UNITED CEMENT | SWGR | ROH | 1YAB5331XXCX0300 | SPACE HEATER SEL. SWITCH ( COMELECTRIC ) | 23 | 23 | 0 | 6100K021 | PO-SEP-8785-[10] | PO | 2025-12-31 | LV |  | - | 2026-03-07 | 2026-02-21 | 0 | Aman Engineering FZC
6100K016 | United_Cement : SWITCHGEAR - UNITED CEMENT | SWGR | ROH | 1YAB5331XXCX0400 | LAMP TEST SWITCH ( COMELECTRIC ) | 23 | 23 | 0 | 6100K020 | PO-SEP-8785-[17] | PO | 2025-10-23 | LV |  | - | 2026-03-07 | 2026-02-21 | 0 | Aman Engineering FZC
6100K016 | United_Cement : SWITCHGEAR - UNITED CEMENT | SWGR | ROH | 1YAB5331XXKX0700 | Auto Re-close IN-OUT Selector Switch(K&N | 16 | 16 | 0 | 6100K021 | PO-SEP-8785-[12] | PO | 2025-12-31 | LV |  | - | 2026-03-07 | 2026-02-21 | 0 | Aman Engineering FZC
6100K016 | United_Cement : SWITCHGEAR - UNITED CEMENT | SWGR | ROH | 1YAB5332XXAXB000 | PB Black 1NO+1NC-22 dia-1SFA611100R4076 | 8 | 8 | 0 | 6100K020 | PO-SEP-8753-[79] | PO | 2025-10-23 | LV |  | - | 2026-03-07 | 2026-02-21 | 0 | Abb Electrical Industriesco | To update Promised Delivery Date
6100K016 | United_Cement : SWITCHGEAR - UNITED CEMENT | SWGR | ROH | 1YAB5335XXAX1100 | COMBIFLEX TERMINAL BASE RX 2H -5619625-A | 50 | 50 | 0 | 6100KDP01 | PO-SEP-8366-[14] | PO | 2025-12-31 | LV |  | - | 2026-03-07 | 2026-02-21 | 0 | Hitachi Energy Ltd | 6100K023Halfmoon SWGR Project, All Electrical Components (ABB, Hitachi & Bulk) to Supply of MV 13.8 kV SWGR For Halfmoon 115/13.8kv SS
6100K016 | United_Cement : SWITCHGEAR - UNITED CEMENT | SWGR | ROH | 1YAB5336XXAA2E00 | MCB 3A AC -2P,2CDS252001R0317 | 2 | 2 | 0 | 6100K020 | PO-SEP-8753-[59] | PO | 2025-10-23 | LV |  | - | 2026-03-07 | 2026-02-21 | 0 | Abb Electrical Industriesco | To update Promised Delivery Date
6100K016 | United_Cement : SWITCHGEAR - UNITED CEMENT | SWGR | ROH | 1YAB5336XXAA2G00 | MCB S 202-K6 6A AC -2P - 2CDS252001R0377 | 43 | 43 | 0 | 6100K025 | PO-SEP-8753-[8] | PO | 2025-10-23 | LV |  | - | 2026-03-07 | 2026-02-21 | 0 | Abb Electrical Industriesco | To update Promised Delivery Date
6100K016 | United_Cement : SWITCHGEAR - UNITED CEMENT | SWGR | ROH | 1YAB5336XXAA2L00 | MCB 16A AC -2P - 2CDS252001R0467 | 3 | 3 | 0 | 6100K020 | PO-SEP-8753-[61] | PO | 2025-10-23 | LV |  | - | 2026-03-07 | 2026-02-21 | 0 | Abb Electrical Industriesco | To update Promised Delivery Date
6100K016 | United_Cement : SWITCHGEAR - UNITED CEMENT | SWGR | ROH | 1YAB5336XXAB2G00 | MCB 6A DC 2P S202M-K6UC -2CDS272061R0377 | 134 | 134 | 0 | 6100K020 | PO-SEP-8753-[62] | PO | 2025-10-23 | LV |  | - | 2026-03-07 | 2026-02-21 | 0 | Abb Electrical Industriesco | To update Promised Delivery Date
6100K016 | United_Cement : SWITCHGEAR - UNITED CEMENT | SWGR | ROH | 1YAB5336XXACG000 | Aux contact 2NC, S2C-HO2L-for MCB Order # 2CDS200936R0003 | 109 | 109 | 0 | 6100K020 | PO-SEP-8753-[63] | PO | 2025-10-23 | LV |  | - | 2026-03-07 | 2026-02-21 | 0 | Abb Electrical Industriesco | To update Promised Delivery Date
6100K016 | United_Cement : SWITCHGEAR - UNITED CEMENT | SWGR | ROH | 1YAB5336XXACH000 | Aux contact 1NO+1NC MCB -2CDS200936R0001 | 128 | 128 | 0 | 6100K025 | PO-SEP-8753-[12] | PO | 2025-10-23 | LV |  | - | 2026-03-07 | 2026-02-21 | 0 | Abb Electrical Industriesco | To update Promised Delivery Date
6100K016 | United_Cement : SWITCHGEAR - UNITED CEMENT | SWGR | ROH | 1YAB5336XXACJ000 | S2C-H01 - 1NC- Bottom Auxiliary Contact 2CDS200970R0031 | 10 | 10 | 0 | 6100K025 | PO-SEP-8753-[13] | PO | 2025-10-23 | LV |  | - | 2026-03-07 | 2026-02-21 | 0 | Abb Electrical Industriesco | To update Promised Delivery Date
6100K016 | United_Cement : SWITCHGEAR - UNITED CEMENT | SWGR | ROH | 1YAB5340XAJXXN00 | RF-4R_125Vdc_4 C/O_LED | 35 | 35 | 0 | 6100K023 | PO-SEP-8407-[1] | PO | 2025-09-18 | LV |  | - | 2026-03-07 | 2026-02-21 | 0 | Innovative Systems Co. Ltd | 6100K023Halfmoon SWGR Project, All Electrical Components (ABB, Hitachi & Bulk) to Supply of MV 13.8 kV SWGR For Halfmoon 115/13.8kv SS
6100K016 | United_Cement : SWITCHGEAR - UNITED CEMENT | SWGR | ROH | 1YAB5340XAJXXN01 | BJ-8RP_Bistable_125Vdc_8 C/O | 16 | 16 | 0 | 6100K023 | PO-SEP-8407-[2] | PO | 2025-09-18 | LV |  | - | 2026-03-07 | 2026-02-21 | 0 | Innovative Systems Co. Ltd | 6100K023Halfmoon SWGR Project, All Electrical Components (ABB, Hitachi & Bulk) to Supply of MV 13.8 kV SWGR For Halfmoon 115/13.8kv SS
6100K016 | United_Cement : SWITCHGEAR - UNITED CEMENT | SWGR | ROH | 1YAB5340XCLXXN00 | MVAJ105 RA 0802_125VDC (8 NO + 2 NC) | 1 | 1 | 0 | 6100KDP01 | PO-SEP-8376-[6] | PO | 2026-01-30 | LV |  | - | 2026-03-07 | 2026-02-21 | 0 | Grid Solution Middle-East Fze | MV
6100K016 | United_Cement : SWITCHGEAR - UNITED CEMENT | SWGR | ROH | 1YAB5340XDAXXN00 | RXMVB 4, RK 251 401-AP | 4 | 2 | 2 | 6100K019 | PO-SEP-8140-[6] | PO | 2025-11-26 | LV |  | - | 2026-03-07 | 2026-02-21 | 0 | Hitachi Energy Ltd | PP-12 additional components
6100K016 | United_Cement : SWITCHGEAR - UNITED CEMENT | SWGR | ROH | 1YAB5340XDAXXN00 | RXMVB 4, RK 251 401-AP | 2 | 2 | 0 | 6100KDP01 | PO-SEP-8366-[6] | PO | 2025-12-31 | LV |  | - | 2026-03-07 | 2026-02-21 | 0 | Hitachi Energy Ltd | 6100K023Halfmoon SWGR Project, All Electrical Components (ABB, Hitachi & Bulk) to Supply of MV 13.8 kV SWGR For Halfmoon 115/13.8kv SS
6100K016 | United_Cement : SWITCHGEAR - UNITED CEMENT | SWGR | ROH | 1YAB5340XEAXXN00 | RXMB1 6NO_110-125VDC-1MRK 000 863-AN | 8 | 8 | 0 | 6100K020 | PO-SEP-8751-[37] | PO | 2025-10-23 | LV |  | - | 2026-03-07 | 2026-02-21 | 0 | Hitachi Energy Ltd | 6100K021 AL RAYAN SS SWGR Electrical Componentes Order.
6100K016 | United_Cement : SWITCHGEAR - UNITED CEMENT | SWGR | ROH | 1YAB5340XFAXXN00 | DIN Timer (RXKL1, TYPE: 1MRK 000 066-AB) | 2 | 2 | 0 | 6100KDP01 | PO-SEP-8366-[9] | PO | 2025-12-31 | LV |  | - | 2026-03-07 | 2026-02-21 | 0 | Hitachi Energy Ltd | 6100K023Halfmoon SWGR Project, All Electrical Components (ABB, Hitachi & Bulk) to Supply of MV 13.8 kV SWGR For Halfmoon 115/13.8kv SS
6100K016 | United_Cement : SWITCHGEAR - UNITED CEMENT | SWGR | ROH | 1YAB5340XIAXXN00 | RXSF1_DC110-125V-MV RK 271 019-AN | 21 | 21 | 0 | 6100K020 | PO-SEP-8751-[39] | PO | 2025-10-23 | LV |  | - | 2026-03-07 | 2026-02-21 | 0 | Hitachi Energy Ltd | 6100K021 AL RAYAN SS SWGR Electrical Componentes Order.
6100K016 | United_Cement : SWITCHGEAR - UNITED CEMENT | SWGR | ROH | 1YAB5340XNHXXN00 | TRIP LOR/ER 7840FD 20NO+20NC, 125VDC | 6 | 6 | 0 | 6100K025 | PO-SEP-8786-[1] | PO | 2025-10-23 | LV |  | - | 2026-03-07 | 2026-02-21 | 0 | Electroswitch
6100K016 | United_Cement : SWITCHGEAR - UNITED CEMENT | SWGR | ROH | 1YAB5355AAB0002 | TERMINAL BLOCK OTTA 6 - 0790433 | 2760 | 2760 | 0 | 6100K023 | PO-SEP-8417-[2] | PO | 2025-11-30 | LV |  | - | 2026-03-07 | 2026-02-21 | 0 | Phoenix Contact Trading LLC | 6100K023Halfmoon SWGR Project, All Electrical Components (ABB, Hitachi & Bulk) to Supply of MV 13.8 kV SWGR For Halfmoon 115/13.8kv SS
6100K016 | United_Cement : SWITCHGEAR - UNITED CEMENT | SWGR | ROH | 1YAB5355ABA0001 | Terminal Block,6SWG, :Lugs,D-6/8.ST1.RS | 618 | 618 | 0 | 6100K020 | PO-SEP-8833-[2] | PO | 2025-10-23 | LV |  | - | 2026-03-07 | 2026-02-21 | 0 | Al Suhaili Trading And Development
6100K016 | United_Cement : SWITCHGEAR - UNITED CEMENT | SWGR | ROH | 1YAB5355AEA0001 | M 6/8.RS (SpringLoaded) 1SNA115685R1200 | 869 | 869 | 0 | 6100K025 | PO-SEP-8833-[4] | PO | 2025-10-23 | LV |  | - | 2026-03-07 | 2026-02-21 | 0 | Al Suhaili Trading And Development
6100K016 | United_Cement : SWITCHGEAR - UNITED CEMENT | SWGR | ROH | 1YAB5355AFA0001 | M4/6.SNTS Spring Loaded 1SNA115229R2000 | 790 | 790 | 0 | 6100K020 | PO-SEP-8833-[10] | PO | 2025-10-23 | LV |  | - | 2026-03-07 | 2026-02-21 | 0 | Al Suhaili Trading And Development
6100K016 | United_Cement : SWITCHGEAR - UNITED CEMENT | SWGR | ROH | 1YAB5355AMC0001 | Feed-through terminal block,ZT 4/4AN/2 .Base Terminal Plug AC-DC-4mm 1848350000 | 690 | 690 | 0 | 6100K025 | PO-SEP-8750-[12] | PO | 2025-12-31 | LV |  | - | 2026-03-07 | 2026-02-21 | 0 | WEIDMULLER MIDDLE EAST (FZE) | To update Promised Delivery Date
6100K016 | United_Cement : SWITCHGEAR - UNITED CEMENT | SWGR | ROH | 1YAB5355APC0001 | Base Terminal 2Deck- Plug In E-Sw-2.5mm | 236 | 236 | 0 | 6100K025 | PO-SEP-8750-[13] | PO | 2025-12-31 | LV |  | - | 2026-03-07 | 2026-02-21 | 0 | WEIDMULLER MIDDLE EAST (FZE) | To update Promised Delivery Date
6100K016 | United_Cement : SWITCHGEAR - UNITED CEMENT | SWGR | ROH | 1YAB5355ATC0001 | Base Terminal Plug for Alrm & VT 2.5mm | 298 | 298 | 0 | 6100KDP01 | PO-SEP-8518-[3] | PO | 2025-12-31 | LV |  | - | 2026-03-07 | 2026-02-21 | 0 | WEIDMULLER MIDDLE EAST (FZE) | To update Promised Delivery Date
6100K016 | United_Cement : SWITCHGEAR - UNITED CEMENT | SWGR | ROH | 1YAB5355CBA0000 | FEM8T6 End Sections Grey 1SNA215266R0100 | 180 | 180 | 0 | 6100K025 | PO-SEP-8833-[16] | PO | 2025-10-23 | LV |  | - | 2026-03-07 | 2026-02-21 | 0 | Al Suhaili Trading And Development
6100K016 | United_Cement : SWITCHGEAR - UNITED CEMENT | SWGR | ROH | 1YAB5355CEA0000 | FEMR8 End Sections Grey 1SNA116987R0200 | 340 | 340 | 0 | 6100K020 | PO-SEP-8833-[19] | PO | 2025-10-23 | LV |  | - | 2026-03-07 | 2026-02-21 | 0 | Al Suhaili Trading And Development
6100K016 | United_Cement : SWITCHGEAR - UNITED CEMENT | SWGR | ROH | 1YAB5355CFA0000 | FEM6 End Sections Grey - 1SNA118368R1600 | 110 | 110 | 0 | 6100K025 | PO-SEP-8833-[22] | PO | 2025-10-23 | LV |  | - | 2026-03-07 | 2026-02-21 | 0 | Al Suhaili Trading And Development
6100K016 | United_Cement : SWITCHGEAR - UNITED CEMENT | SWGR | ROH | 1YAB5355CMC0000 | Terminal End Plate 1848360000-Wiedmuller | 70 | 70 | 0 | 6100KDP01 | PO-SEP-8518-[4] | PO | 2025-12-31 | LV |  | - | 2026-03-07 | 2026-02-21 | 0 | WEIDMULLER MIDDLE EAST (FZE) | To update Promised Delivery Date
6100K016 | United_Cement : SWITCHGEAR - UNITED CEMENT | SWGR | ROH | 1YAB5355DFA0000 | RC610-VerticalMarking 1SNA233060R0400 | 158 | 158 | 0 | 6100K025 | PO-SEP-8833-[25] | PO | 2025-10-23 | LV |  | - | 2026-03-07 | 2026-02-21 | 0 | Al Suhaili Trading And Development
6100K016 | United_Cement : SWITCHGEAR - UNITED CEMENT | SWGR | ROH | 1YAB5355DXC0000 | 460660001 DEK 5 FSZ 1-10 Z-Terminal 1-10 | 9300 | 9300 | 0 | 6100K025 | PO-SEP-8750-[10] | PO | 2025-12-31 | LV |  | - | 2026-03-07 | 2026-02-21 | 0 | WEIDMULLER MIDDLE EAST (FZE) | To update Promised Delivery Date
6100K016 | United_Cement : SWITCHGEAR - UNITED CEMENT | SWGR | ROH | 1YAB5355EEA0000 | JUMPER BAR "BJS8" 20 Poles | 34 | 34 | 0 | 6100K020 | PO-SEP-8833-[28] | PO | 2025-10-23 | LV |  | - | 2026-03-07 | 2026-02-21 | 0 | Al Suhaili Trading And Development
6100K016 | United_Cement : SWITCHGEAR - UNITED CEMENT | SWGR | ROH | 1YAB5355EFA0000 | PC61-CombTypeJumprBar10 1SNA163311R2200 | 68 | 68 | 0 | 6100K020 | PO-SEP-8833-[32] | PO | 2025-10-23 | LV |  | - | 2026-03-07 | 2026-02-21 | 0 | Al Suhaili Trading And Development
6100K016 | United_Cement : SWITCHGEAR - UNITED CEMENT | SWGR | ROH | 1YAB5355GPC0000 | 2Pole cross connectn.plugable-1693800000 | 124 | 124 | 0 | 6100KDP01 | PO-SEP-8518-[8] | PO | 2025-12-31 | LV |  | - | 2026-03-07 | 2026-02-21 | 0 | WEIDMULLER MIDDLE EAST (FZE) | To update Promised Delivery Date
6100K016 | United_Cement : SWITCHGEAR - UNITED CEMENT | SWGR | ROH | 1YAB60050819P0103 | Braided HARNESS TUBE (D40) | 200 | 200 | 0 | 6100K020 | PO-SEP-8834-[12] | PO | 2025-10-23 | LV |  | - | 2026-03-07 | 2026-02-21 | 0 | Dalian Jinda Industry Co.,Ltd
6100K016 | United_Cement : SWITCHGEAR - UNITED CEMENT | SWGR | ROH | 1YAB60050819P0106 | Braided HARNESS TUBE (D30) | 400 | 400 | 0 | 6100K020 | PO-SEP-8834-[2] | PO | 2025-10-23 | LV |  | - | 2026-03-07 | 2026-02-21 | 0 | Dalian Jinda Industry Co.,Ltd
6100K016 | United_Cement : SWITCHGEAR - UNITED CEMENT | SWGR | ROH | 1YAB60050819P0107 | Braided HARNESS TUBE (D20) | 200 | 200 | 0 | 6100K025 | PO-SEP-8834-[11] | PO | 2025-10-23 | LV |  | - | 2026-03-07 | 2026-02-21 | 0 | Dalian Jinda Industry Co.,Ltd
6100K016 | United_Cement : SWITCHGEAR - UNITED CEMENT | SWGR | ROH | 1YAZ21500101 | SILICON SEALANT GE1200 CLEAR MADE IN USA | 23 | 23 | 0 | 6100KDP01 | PO-SEP-8388-[35] | PO | 2025-10-30 | C&D |  | - | 2026-03-07 | 2026-02-21 | 0 | Saeed Aziz Alsomali Trading Est | 6100K023Halfmoon SWGR Project, All Electrical Components (ABB, Hitachi & Bulk) to Supply of MV 13.8 kV SWGR For Halfmoon 115/13.8kv SS
6100K016 | United_Cement : SWITCHGEAR - UNITED CEMENT | SWGR | ROH | 28192 | SCREW NYLON (POLIAM T21900 / 8X25) | 210 | 210 | 0 | 6100K023 | PO-SEP-8378-[1] | PO | 2025-11-17 | C&D |  | - | 2026-03-07 | 2026-02-21 | 0 | China Star (Dalian) Industry Co., Ltd. | 6100K023 – PR for Supply of MV 13.8 kV Switchgear (SWGR) for Halfmoon 115/13.8 kV Substation (SS). This PR covers 1st lot of mechanical bulk materials required for the SWGR SS, i
6100K016 | United_Cement : SWITCHGEAR - UNITED CEMENT | SWGR | ROH | 28452 | FLEXIBLE SPIROID PINS T22513/3X26 | 8 | 6 | 2 | 6100K023 | PO-SEP-8385-[224] | PO | 2025-09-21 | C&D |  | - | 2026-03-07 | 2026-02-21 | 0 | Easy China (Xiamen) Trading Co, Ltd. | To update Promised Delivery Date
6100K016 | United_Cement : SWITCHGEAR - UNITED CEMENT | SWGR | ROH | 28452 | FLEXIBLE SPIROID PINS T22513/3X26 | 2 | 2 | 0 | 6100KDP01 | PO-SEP-8385-[223] | PO | 2025-10-05 | C&D |  | - | 2026-03-07 | 2026-02-21 | 0 | Easy China (Xiamen) Trading Co, Ltd. | To update Promised Delivery Date
6100K016 | United_Cement : SWITCHGEAR - UNITED CEMENT | SWGR | ROH | 28627 | Rivet NUT ACC T21098/M6 (countersunk) | 318 | 318 | 0 | 6100KDP01 | PO-SEP-8645-[3] | PO | 2025-10-30 | C&D |  | - | 2026-03-07 | 2026-02-21 | 0 | Saeed Aziz Alsomali Trading Est
6100K016 | United_Cement : SWITCHGEAR - UNITED CEMENT | SWGR | ROH | 2CSM258163R0721 | M1363-L | 1 | 1 | 0 | 6100K023 | PO-SEP-8388-[3] | PO | 2025-10-30 | LV |  | - | 2026-03-07 | 2026-02-21 | 0 | Saeed Aziz Alsomali Trading Est | 6100K023Halfmoon SWGR Project, All Electrical Components (ABB, Hitachi & Bulk) to Supply of MV 13.8 kV SWGR For Halfmoon 115/13.8kv SS
6100K016 | United_Cement : SWITCHGEAR - UNITED CEMENT | SWGR | ROH | 2TRE123451P0001 | 3 PIN SOCKET SWITCH,13A,250V,BSRDP-I | 1 | 1 | 0 | 6100K025 | PO-SEP-8836-[5] | PO | 2025-10-23 | LV |  | - | 2026-03-07 | 2026-02-21 | 0 | Saeed Aziz Alsomali Trading Est
6100K016 | United_Cement : SWITCHGEAR - UNITED CEMENT | SWGR | ROH | 3WKA014480P0004 | RETAINING_WASHER_DIN6799_6-SPST/A3K | 36 | 6 | 30 | 6100KDP01 | PO-SEP-6812-[58] | PO | 2025-08-31 | C&D |  | - | 2026-03-07 | 2026-02-21 | 0 | China Star (Dalian) Industry Co., Ltd. | 6100KDP01 // PP-12 (Mechanical Parts) for 07 Panels with Accessories
6100K016 | United_Cement : SWITCHGEAR - UNITED CEMENT | SWGR | ROH | 3WKA014480P0004 | RETAINING_WASHER_DIN6799_6-SPST/A3K | 30 | 30 | 0 | 6100K023 | PO-SEP-8385-[291] | PO | 2025-09-21 | C&D |  | - | 2026-03-07 | 2026-02-21 | 0 | Easy China (Xiamen) Trading Co, Ltd. | To update Promised Delivery Date
6100K016 | United_Cement : SWITCHGEAR - UNITED CEMENT | SWGR | ROH | 3WKA014480P0007 | RETAINING_WASHER_DIN6799_9-SPST/A3K | 56 | 56 | 0 | 6100KDP01 | PO-SEP-8378-[355] | PO | 2025-11-17 | C&D |  | - | 2026-03-07 | 2026-02-21 | 0 | China Star (Dalian) Industry Co., Ltd. | 6100K023 – PR for Supply of MV 13.8 kV Switchgear (SWGR) for Halfmoon 115/13.8 kV Substation (SS). This PR covers 1st lot of mechanical bulk materials required for the SWGR SS, i
6100K016 | United_Cement : SWITCHGEAR - UNITED CEMENT | SWGR | ROH | 4CE7000583P0101 | PIN | 32 | 32 | 0 | 6100K023 | PO-SEP-8680-[33] | PO | 2025-11-17 | C&D |  | - | 2026-03-07 | 2026-02-21 | 0 | ALAM AL NIMA TRADING EST
6100K016 | United_Cement : SWITCHGEAR - UNITED CEMENT | SWGR | ROH | 500214111 | WASHER T22001/6.8X18 | 39 | 39 | 0 | 6100KDP01 | PO-SEP-8378-[277] | PO | 2025-11-17 | C&D |  | - | 2026-03-07 | 2026-02-21 | 0 | China Star (Dalian) Industry Co., Ltd. | 6100K023 – PR for Supply of MV 13.8 kV Switchgear (SWGR) for Halfmoon 115/13.8 kV Substation (SS). This PR covers 1st lot of mechanical bulk materials required for the SWGR SS, i
6100K016 | United_Cement : SWITCHGEAR - UNITED CEMENT | SWGR | ROH | 500673075 | PIN T22681/8X54,5-5 | 72 | 72 | 0 | 6100K023 | PO-SEP-8387-[18] | PO | 2025-11-30 | C&D |  | - | 2026-03-07 | 2026-02-21 | 0 | Fujian Sanxing Electric Co., Ltd | 6100K023 – PR for Supply of MV 13.8 kV Switchgear (SWGR) for Halfmoon 115/13.8 kV Substation (SS). This PR covers 1st lot of mechanical bulk materials required for the SWGR SS, i
6100K016 | United_Cement : SWITCHGEAR - UNITED CEMENT | SWGR | ROH | 5022 643 | COVER PROFILE, AP3 | 30 | 30 | 0 | 6100K023 | PO-SEP-8417-[9] | PO | 2025-11-30 | LV |  | - | 2026-03-07 | 2026-02-21 | 0 | Phoenix Contact Trading LLC | 6100K023Halfmoon SWGR Project, All Electrical Components (ABB, Hitachi & Bulk) to Supply of MV 13.8 kV SWGR For Halfmoon 115/13.8kv SS
6100K016 | United_Cement : SWITCHGEAR - UNITED CEMENT | SWGR | ROH | 5022 656 | COVER PROFILE SUPPORT, AP3-TU | 550 | 550 | 0 | 6100K023 | PO-SEP-8417-[10] | PO | 2025-11-30 | LV |  | - | 2026-03-07 | 2026-02-21 | 0 | Phoenix Contact Trading LLC | 6100K023Halfmoon SWGR Project, All Electrical Components (ABB, Hitachi & Bulk) to Supply of MV 13.8 kV SWGR For Halfmoon 115/13.8kv SS
6100K016 | United_Cement : SWITCHGEAR - UNITED CEMENT | SWGR | ROH | 5217 708-3 | M.CONTACT/HAN-E16M/09330162601 | 2 | 2 | 0 | 6100KDP01 | PO-SEP-8368-[12] | PO | 2025-11-30 | C&D |  | - | 2026-03-07 | 2026-02-21 | 0 | OPTIMAL CONNECTIVITY LLC | 6100K023Halfmoon SWGR Project, All Electrical Components (ABB, Hitachi & Bulk) to Supply of MV 13.8 kV SWGR For Halfmoon 115/13.8kv SS
6100K016 | United_Cement : SWITCHGEAR - UNITED CEMENT | SWGR | ROH | 5217 708-7 | F.CONTACT/HAN-E16F/09330162701 | 2 | 2 | 0 | 6100KDP01 | PO-SEP-8368-[8] | PO | 2025-11-30 | C&D |  | - | 2026-03-07 | 2026-02-21 | 0 | OPTIMAL CONNECTIVITY LLC | 6100K023Halfmoon SWGR Project, All Electrical Components (ABB, Hitachi & Bulk) to Supply of MV 13.8 kV SWGR For Halfmoon 115/13.8kv SS
6100K016 | United_Cement : SWITCHGEAR - UNITED CEMENT | SWGR | ROH | 593503001 | ROLLER | 26 | 26 | 0 | 6100K023 | PO-SEP-8387-[19] | PO | 2025-11-30 | C&D |  | - | 2026-03-07 | 2026-02-21 | 0 | Fujian Sanxing Electric Co., Ltd | 6100K023 – PR for Supply of MV 13.8 kV Switchgear (SWGR) for Halfmoon 115/13.8 kV Substation (SS). This PR covers 1st lot of mechanical bulk materials required for the SWGR SS, i
6100K016 | United_Cement : SWITCHGEAR - UNITED CEMENT | SWGR | ROH | 593509/001 | COMPRESSION SPRING | 62 | 62 | 0 | 6100K023 | PO-SEP-8483-[6] | PO | 2025-12-31 | C&D |  | - | 2026-03-07 | 2026-02-21 | 0 | AB KOMPONENTY s.r.o. | 6100K023 – PR for Supply of
6100K016 | United_Cement : SWITCHGEAR - UNITED CEMENT | SWGR | ROH | 9ABA450060P0004 | NUT_ISO7040_M6-8/A3K | 22 | 22 | 0 | 6100K023 | PO-SEP-8680-[34] | PO | 2025-11-17 | C&D |  | - | 2026-03-07 | 2026-02-21 | 0 | ALAM AL NIMA TRADING EST
6100K016 | United_Cement : SWITCHGEAR - UNITED CEMENT | SWGR | ROH | 9ABA450060P0005 | NUT_ISO7040_M8-8/A3K | 70 | 10 | 60 | 6100KDP01 | PO-SEP-6812-[62] | PO | 2025-08-31 | C&D |  | - | 2026-03-07 | 2026-02-21 | 0 | China Star (Dalian) Industry Co., Ltd. | 6100KDP01 // PP-12 (Mechanical Parts) for 07 Panels with Accessories
6100K016 | United_Cement : SWITCHGEAR - UNITED CEMENT | SWGR | ROH | 9ABA450060P0005 | NUT_ISO7040_M8-8/A3K | 60 | 60 | 0 | 6100KDP01 | PO-SEP-8378-[183] | PO | 2025-11-17 | C&D |  | - | 2026-03-07 | 2026-02-21 | 0 | China Star (Dalian) Industry Co., Ltd. | 6100K023 – PR for Supply of MV 13.8 kV Switchgear (SWGR) for Halfmoon 115/13.8 kV Substation (SS). This PR covers 1st lot of mechanical bulk materials required for the SWGR SS, i
6100K016 | United_Cement : SWITCHGEAR - UNITED CEMENT | SWGR | ROH | 9ADJ100023P0357 | BLIND_RIVET_ISO15979_6,4x16-ST/ST | 156 | 156 | 0 | 6100KDP01 | PO-SEP-8378-[204] | PO | 2025-11-17 | C&D |  | - | 2026-03-07 | 2026-02-21 | 0 | China Star (Dalian) Industry Co., Ltd. | 6100K023 – PR for Supply of MV 13.8 kV Switchgear (SWGR) for Halfmoon 115/13.8 kV Substation (SS). This PR covers 1st lot of mechanical bulk materials required for the SWGR SS, i
6100K016 | United_Cement : SWITCHGEAR - UNITED CEMENT | SWGR | ROH | AE 11342 2100-10 | ANCHOR NUT M10X65 (DOWEL) | 140 | 140 | 0 | 6100KDP01 | PO-SEP-8680-[51] | PO | 2025-10-12 | LAX |  | - | 2026-03-07 | 2026-02-21 | 0 | ALAM AL NIMA TRADING EST
6100K016 | United_Cement : SWITCHGEAR - UNITED CEMENT | SWGR | ROH | AE 2093 7000-6N | RAYCHEM SHRINKABLE TUBE, BPTM 120/50-A/U | 8.94 | 8.94 | 0 | 6100KDP01 | PO-SEP-8393-[4] | PO | 2025-11-03 | C&D |  | - | 2026-03-07 | 2026-02-21 | 0 | Saudi Electrical Supply Co Sesco | 6100K023 – PR for Supply of MV 13.8 kV Switchgear (SWGR) for Halfmoon 115/13.8 kV Substation (SS). This PR covers 1st lot of mechanical bulk materials required for the SWGR SS, i
6100K016 | United_Cement : SWITCHGEAR - UNITED CEMENT | SWGR | ROH | AE 2636 4000-001 | INSULATION SLEEVE,6MMDIA. | 315 | 315 | 0 | 6100K025 | PO-SEP-8836-[12] | PO | 2025-10-23 | LV |  | - | 2026-03-07 | 2026-02-21 | 0 | Saeed Aziz Alsomali Trading Est
6100K016 | United_Cement : SWITCHGEAR - UNITED CEMENT | SWGR | ROH | AE 2636 4000-002 | ADHESIVE MOUNTING BASE | 155 | 155 | 0 | 6100K025 | PO-SEP-8836-[13] | PO | 2025-10-23 | LV |  | - | 2026-03-07 | 2026-02-21 | 0 | Saeed Aziz Alsomali Trading Est
6100K016 | United_Cement : SWITCHGEAR - UNITED CEMENT | SWGR | ROH | AE 2941 2000-1 | STIKER "ON" (WHITE LETTER RED BACKGRND) | 22 | 22 | 0 | 6100KDP01 | PO-SEP-8379-[46] | PO | 2025-10-30 | C&D |  | - | 2026-03-07 | 2026-02-21 | 0 | Azm and Tumooh Trading Establishment | 6100K023 – PR for Supply of MV 13.8 kV Switchgear (SWGR) for Halfmoon 115/13.8 kV Substation (SS). This PR covers 1st lot of mechanical bulk materials required for the SWGR SS, i
6100K016 | United_Cement : SWITCHGEAR - UNITED CEMENT | SWGR | ROH | AE 2941 2000-2 | STICKER "OFF" (WHITE LETTER GREEN B/G) | 20 | 20 | 0 | 6100KDP01 | PO-SEP-8379-[27] | PO | 2025-10-30 | C&D |  | - | 2026-03-07 | 2026-02-21 | 0 | Azm and Tumooh Trading Establishment | 6100K023 – PR for Supply of MV 13.8 kV Switchgear (SWGR) for Halfmoon 115/13.8 kV Substation (SS). This PR covers 1st lot of mechanical bulk materials required for the SWGR SS, i
6100K016 | United_Cement : SWITCHGEAR - UNITED CEMENT | SWGR | ROH | AE 2941 2000-24 | STICKER "DANGER" (ENGLISH/ARABIC)) | 42 | 42 | 0 | 6100KDP01 | PO-SEP-8379-[26] | PO | 2025-10-30 | C&D |  | - | 2026-03-07 | 2026-02-21 | 0 | Azm and Tumooh Trading Establishment | 6100K023 – PR for Supply of MV 13.8 kV Switchgear (SWGR) for Halfmoon 115/13.8 kV Substation (SS). This PR covers 1st lot of mechanical bulk materials required for the SWGR SS, i
6100K016 | United_Cement : SWITCHGEAR - UNITED CEMENT | SWGR | ROH | AE2000-1865-02 | YELLOW TUBE, INNER DIA. 5.0MM (4.0 WIRE) | 190 | 0 | 190 | PR Required | - | PR |  | LV |  | - | 2026-03-07 | 2026-02-21 | 0
6100K016 | United_Cement : SWITCHGEAR - UNITED CEMENT | SWGR | ROH | AE2000-1865-04 | BLACK TUBE, INNER DIA. 4.0MM (2.5 WIRE) | 230 | 70 | 160 | 6100K023 | PO-SEP-8404-[1] | PO | 2025-09-18 | LV |  | - | 2026-03-07 | 2026-02-21 | 0 | Sana For Electric And Telephone Co | 6100K023Halfmoon SWGR Project, All Electrical Components (ABB, Hitachi & Bulk) to Supply of MV 13.8 kV SWGR For Halfmoon 115/13.8kv SS
6100K016 | United_Cement : SWITCHGEAR - UNITED CEMENT | SWGR | ROH | AE2000-1865-04 | BLACK TUBE, INNER DIA. 4.0MM (2.5 WIRE) | 160 | 160 | 0 | 6100KDP01 | PO-SEP-8667-[3] | PO | 2025-11-03 | LV |  | - | 2026-03-07 | 2026-02-21 | 0 | Sana For Electric And Telephone Co
6100K016 | United_Cement : SWITCHGEAR - UNITED CEMENT | SWGR | ROH | AE2000-1865-05 | RED TUBE, INNER DIA. 5.0MM (4.0 WIRE) | 230 | 230 | 0 | 6100K023 | PO-SEP-8667-[10] | PO | 2025-11-03 | LV |  | - | 2026-03-07 | 2026-02-21 | 0 | Sana For Electric And Telephone Co
6100K016 | United_Cement : SWITCHGEAR - UNITED CEMENT | SWGR | ROH | AE2000-1865-13 | BLACK TUBE, INNER DIA. 3.5MM (1.5 WIRE) | 230 | 70 | 160 | 6100K023 | PO-SEP-8404-[2] | PO | 2025-09-18 | LV |  | - | 2026-03-07 | 2026-02-21 | 0 | Sana For Electric And Telephone Co | 6100K023Halfmoon SWGR Project, All Electrical Components (ABB, Hitachi & Bulk) to Supply of MV 13.8 kV SWGR For Halfmoon 115/13.8kv SS
6100K016 | United_Cement : SWITCHGEAR - UNITED CEMENT | SWGR | ROH | AE2000-1865-13 | BLACK TUBE, INNER DIA. 3.5MM (1.5 WIRE) | 160 | 160 | 0 | 6100KDP01 | PO-SEP-8667-[14] | PO | 2025-11-03 | LV |  | - | 2026-03-07 | 2026-02-21 | 0 | Sana For Electric And Telephone Co
6100K016 | United_Cement : SWITCHGEAR - UNITED CEMENT | SWGR | ROH | AE2000-2166-03 | TIE WRAP/PLT4I-C0/371MM | 460 | 460 | 0 | 6100KDP01 | PO-SEP-8378-[232] | PO | 2025-11-17 | LV |  | - | 2026-03-07 | 2026-02-21 | 0 | China Star (Dalian) Industry Co., Ltd. | 6100K023 – PR for Supply of MV 13.8 kV Switchgear (SWGR) for Halfmoon 115/13.8 kV Substation (SS). This PR covers 1st lot of mechanical bulk materials required for the SWGR SS, i
6100K016 | United_Cement : SWITCHGEAR - UNITED CEMENT | SWGR | ROH | AE2000-6884-01 | EQUIPMENT FRAME CLAMP | 80 | 80 | 0 | 6100K025 | PO-SEP-8834-[15] | PO | 2025-10-23 | LV |  | - | 2026-03-07 | 2026-02-21 | 0 | Dalian Jinda Industry Co.,Ltd
6100K016 | United_Cement : SWITCHGEAR - UNITED CEMENT | SWGR | ROH | AE2001-1903-01 | EDGE PROTECTION (RUBBER) | 15.26 | 15.26 | 0 | 6100K023 | PO-SEP-8384-[1] | PO | 2025-11-30 | C&D |  | - | 2026-03-07 | 2026-02-21 | 0 | DIRAK MIDDLE EAST FZE | 6100K023 – PR for Supply of MV 13.8 kV Switchgear (SWGR) for Halfmoon 115/13.8 kV Substation (SS). This PR covers 1st lot of mechanical bulk materials required for the SWGR SS, i
6100K016 | United_Cement : SWITCHGEAR - UNITED CEMENT | SWGR | ROH | AE2522-2000-01 | HOOD HAN-E16,09300161520 | 2 | 2 | 0 | 6100KDP01 | PO-SEP-8368-[11] | PO | 2025-11-30 | C&D |  | - | 2026-03-07 | 2026-02-21 | 0 | OPTIMAL CONNECTIVITY LLC | 6100K023Halfmoon SWGR Project, All Electrical Components (ABB, Hitachi & Bulk) to Supply of MV 13.8 kV SWGR For Halfmoon 115/13.8kv SS
6100K016 | United_Cement : SWITCHGEAR - UNITED CEMENT | SWGR | ROH | AE2522-2000-02 | HOUSING, 0930016-0301, HAN-E16 (West/South) | 3 | 3 | 0 | 6100KDP01 | PO-SEP-8368-[7] | PO | 2025-11-30 | LV |  | - | 2026-03-07 | 2026-02-21 | 0 | OPTIMAL CONNECTIVITY LLC | 6100K023Halfmoon SWGR Project, All Electrical Components (ABB, Hitachi & Bulk) to Supply of MV 13.8 kV SWGR For Halfmoon 115/13.8kv SS
6100K016 | United_Cement : SWITCHGEAR - UNITED CEMENT | SWGR | ROH | AE2522-2000-02 | HOUSING, 0930016-0301,HAN-E16 (standard) | 4 | 4 | 0 | 6100K023 | PO-SEP-8368-[1] | PO | 2025-11-30 | C&D |  | - | 2026-03-07 | 2026-02-21 | 0 | OPTIMAL CONNECTIVITY LLC | 6100K023Halfmoon SWGR Project, All Electrical Components (ABB, Hitachi & Bulk) to Supply of MV 13.8 kV SWGR For Halfmoon 115/13.8kv SS
6100K016 | United_Cement : SWITCHGEAR - UNITED CEMENT | SWGR | ROH | AE2632-2000-13 | LOCKING PIN RELAY BOX | 22 | 22 | 0 | 6100K023 | PO-SEP-8403-[1] | PO | 2025-09-18 | LV |  | - | 2026-03-07 | 2026-02-21 | 0 | AL NAKHEEL GREEN STEEL WORKS | 6100K023Halfmoon SWGR Project, All Electrical Components (ABB, Hitachi & Bulk) to Supply of MV 13.8 kV SWGR For Halfmoon 115/13.8kv SS
6100K016 | United_Cement : SWITCHGEAR - UNITED CEMENT | SWGR | ROH | AE2632-2000-AAP | BOX ASSEMBLY 60C, RHGX 20 (PAINT RAL) | 22 | 22 | 0 | 6100K025 | PO-SEP-8831-[1] | PO | 2025-10-23 | LV |  | - | 2026-03-07 | 2026-02-21 | 0 | First Telecom Industries
6100K016 | United_Cement : SWITCHGEAR - UNITED CEMENT | SWGR | ROH | AE5295-2000-08 | POST INSULATOR h=50mm (2035679) | 6 | 6 | 0 | 6100K023 | PO-SEP-8389-[4] | PO | 2025-11-30 | C&D |  | - | 2026-03-07 | 2026-02-21 | 0 | Georg Jordan GmbH | 6100K023 – PR for Supply of MV 13.8 kV Switchgear (SWGR) for Halfmoon 115/13.8 kV Substation (SS). This PR covers 1st lot of mechanical bulk materials required for the SWGR SS, i
6100K016 | United_Cement : SWITCHGEAR - UNITED CEMENT | SWGR | ROH | AE5380-2000-04 | END COVER D-OTTA6 - 790417 | 710 | 710 | 0 | 6100K023 | PO-SEP-8417-[11] | PO | 2025-11-30 | LV |  | - | 2026-03-07 | 2026-02-21 | 0 | Phoenix Contact Trading LLC | 6100K023Halfmoon SWGR Project, All Electrical Components (ABB, Hitachi & Bulk) to Supply of MV 13.8 kV SWGR For Halfmoon 115/13.8kv SS | 500 | 25-10-2025
6100K016 | United_Cement : SWITCHGEAR - UNITED CEMENT | SWGR | ROH | AE5849-2100-013 | CASTER WHEEL 100X30-50 (LOCKABLE) | 16 | 0 | 16 | PR Required | - | PR |  | C&D |  | - | 2026-03-07 | 2026-02-21 | 0
6100K016 | United_Cement : SWITCHGEAR - UNITED CEMENT | SWGR | ROH | AE8004633P0101 | ANGLE LEFT ( POLY )(GCE8004633P0101) | 4 | 0 | 4 | PR Required | - | PR |  | C&D |  | - | 2026-03-07 | 2026-02-21 | 0
6100K016 | United_Cement : SWITCHGEAR - UNITED CEMENT | SWGR | ROH | AE8004633P0102 | ANGLE RIGHT ( POLY ) (GCE8004633P0102) | 4 | 0 | 4 | PR Required | - | PR |  | C&D |  | - | 2026-03-07 | 2026-02-21 | 0
6100K016 | United_Cement : SWITCHGEAR - UNITED CEMENT | SWGR | ROH | AE8004633P0111 | ANGLE LEFT ( POLY ) (GCE8004633P0111) | 4 | 0 | 4 | PR Required | - | PR |  | C&D |  | - | 2026-03-07 | 2026-02-21 | 0
6100K016 | United_Cement : SWITCHGEAR - UNITED CEMENT | SWGR | ROH | AE8004633P0112 | ANGLE RIGHT ( POLY ) (GCE8004633P0112) | 4 | 0 | 4 | PR Required | - | PR |  | C&D |  | - | 2026-03-07 | 2026-02-21 | 0
6100K016 | United_Cement : SWITCHGEAR - UNITED CEMENT | SWGR | ROH | AL-FOIL-A4-PLAIN | Aluminum Foil-A4size Plain-Self Adhesive | 23 | 23 | 0 | 6100K020 | PO-SEP-8724-[4] | PO | 2025-10-23 | LV |  | - | 2026-03-07 | 2026-02-21 | 0 | Azm and Tumooh Trading Establishment | Al Azizyah Project SS 6100KDP01 Mechanical Bulk Lot 5.
6100K016 | United_Cement : SWITCHGEAR - UNITED CEMENT | SWGR | ROH | BM0145-1373-ASY | STEP LADDER SCECO CENTRAL (STANDARD) | 1 | 0 | 1 | PR Required | - | PR |  | LAX-COM |  | - | 2026-03-07 | 2026-02-21 | 0
6100K016 | United_Cement : SWITCHGEAR - UNITED CEMENT | SWGR | ROH | CDX7005632R1A | EARTHING CONTACT COMPLETE | 42 | 42 | 0 | 6100KDP01 | PO-SEP-8387-[27] | PO | 2025-11-30 | C&D |  | - | 2026-03-07 | 2026-02-21 | 0 | Fujian Sanxing Electric Co., Ltd | 6100K023 – PR for Supply of MV 13.8 kV Switchgear (SWGR) for Halfmoon 115/13.8 kV Substation (SS). This PR covers 1st lot of mechanical bulk materials required for the SWGR SS, i
6100K016 | United_Cement : SWITCHGEAR - UNITED CEMENT | SWGR | ROH | CDXN010061R1103 | HANDLE COMPLETE | 23 | 23 | 0 | 6100KDP01 | PO-SEP-8387-[31] | PO | 2025-11-30 | C&D |  | - | 2026-03-07 | 2026-02-21 | 0 | Fujian Sanxing Electric Co., Ltd | 6100K023 – PR for Supply of MV 13.8 kV Switchgear (SWGR) for Halfmoon 115/13.8 kV Substation (SS). This PR covers 1st lot of mechanical bulk materials required for the SWGR SS, i
6100K016 | United_Cement : SWITCHGEAR - UNITED CEMENT | SWGR | ROH | DMS 1854 1917-1 | SEALING, 24 X 3mm (SUPERLON) | 60.5 | 60.5 | 0 | 6100KDP01 | PO-SEP-8392-[3] | PO | 2025-11-30 | C&D |  | - | 2026-03-07 | 2026-02-21 | 0 | Saeed Aziz Alsomali Trading Est | 6100K023 – PR for Supply of MV 13.8 kV Switchgear (SWGR) for Halfmoon 115/13.8 kV Substation (SS). This PR covers 1st lot of mechanical bulk materials required for the SWGR SS, i
6100K016 | United_Cement : SWITCHGEAR - UNITED CEMENT | SWGR | ROH | DMS 2121 2016-233 | BOLT HEX HEAD M5X30 | 16 | 0 | 16 | PR Required | - | PR |  | C&D |  | - | 2026-03-07 | 2026-02-21 | 0
6100K016 | United_Cement : SWITCHGEAR - UNITED CEMENT | SWGR | ROH | DMS 2121 2016-256 | BOLT HEX HEAD M6X12 | 46 | 46 | 0 | 6100KDP01 | PO-SEP-8378-[212] | PO | 2025-11-17 | C&D |  | - | 2026-03-07 | 2026-02-21 | 0 | China Star (Dalian) Industry Co., Ltd. | 6100K023 – PR for Supply of MV 13.8 kV Switchgear (SWGR) for Halfmoon 115/13.8 kV Substation (SS). This PR covers 1st lot of mechanical bulk materials required for the SWGR SS, i
6100K016 | United_Cement : SWITCHGEAR - UNITED CEMENT | SWGR | ROH | DMS 2121 2016-263 | BOLT HEX HEAD M6X30 | 22 | 22 | 0 | 6100KDP01 | PO-SEP-8378-[185] | PO | 2025-11-17 | C&D |  | - | 2026-03-07 | 2026-02-21 | 0 | China Star (Dalian) Industry Co., Ltd. | 6100K023 – PR for Supply of MV 13.8 kV Switchgear (SWGR) for Halfmoon 115/13.8 kV Substation (SS). This PR covers 1st lot of mechanical bulk materials required for the SWGR SS, i
6100K016 | United_Cement : SWITCHGEAR - UNITED CEMENT | SWGR | ROH | DMS 2121 2016-419 | BOLT HEX HEAD M8X45 | 2 | 2 | 0 | 6100KDP01 | PO-SEP-8378-[305] | PO | 2025-11-17 | C&D |  | - | 2026-03-07 | 2026-02-21 | 0 | China Star (Dalian) Industry Co., Ltd. | 6100K023 – PR for Supply of MV 13.8 kV Switchgear (SWGR) for Halfmoon 115/13.8 kV Substation (SS). This PR covers 1st lot of mechanical bulk materials required for the SWGR SS, i
6100K016 | United_Cement : SWITCHGEAR - UNITED CEMENT | SWGR | ROH | DMS 2121 2016-494 | BOLT HEX HEAD M10X35 | 18 | 6 | 12 | 6100KDP01 | PO-SEP-6812-[126] | PO | 2025-08-31 | C&D |  | - | 2026-03-07 | 2026-02-21 | 0 | China Star (Dalian) Industry Co., Ltd. | 6100KDP01 // PP-12 (Mechanical Parts) for 07 Panels with Accessories
6100K016 | United_Cement : SWITCHGEAR - UNITED CEMENT | SWGR | ROH | DMS 2121 2016-494 | BOLT HEX HEAD M10X35 | 12 | 12 | 0 | 6100KDP01 | PO-SEP-8378-[247] | PO | 2025-11-17 | C&D |  | - | 2026-03-07 | 2026-02-21 | 0 | China Star (Dalian) Industry Co., Ltd. | 6100K023 – PR for Supply of MV 13.8 kV Switchgear (SWGR) for Halfmoon 115/13.8 kV Substation (SS). This PR covers 1st lot of mechanical bulk materials required for the SWGR SS, i
6100K016 | United_Cement : SWITCHGEAR - UNITED CEMENT | SWGR | ROH | DMS 2121 2016-508 | BOLT HEX HEAD M10X130 | 8 | 8 | 0 | 6100KDP01 | PO-SEP-6812-[128] | PO | 2025-08-31 | C&D |  | - | 2026-03-07 | 2026-02-21 | 0 | China Star (Dalian) Industry Co., Ltd. | 6100KDP01 // PP-12 (Mechanical Parts) for 07 Panels with Accessories
6100K016 | United_Cement : SWITCHGEAR - UNITED CEMENT | SWGR | ROH | DMS 2121 2016-658 | BOLT HEX HEAD M20X40 | 63 | 63 | 0 | 6100KDP01 | PO-SEP-8378-[169] | PO | 2025-11-17 | C&D |  | - | 2026-03-07 | 2026-02-21 | 0 | China Star (Dalian) Industry Co., Ltd. | 6100K023 – PR for Supply of MV 13.8 kV Switchgear (SWGR) for Halfmoon 115/13.8 kV Substation (SS). This PR covers 1st lot of mechanical bulk materials required for the SWGR SS, i
6100K016 | United_Cement : SWITCHGEAR - UNITED CEMENT | SWGR | ROH | DMS 2121 2016-659 | BOLT HEX HEAD M20X45 | 30 | 30 | 0 | 6100KDP01 | PO-SEP-8378-[205] | PO | 2025-11-17 | C&D |  | - | 2026-03-07 | 2026-02-21 | 0 | China Star (Dalian) Industry Co., Ltd. | 6100K023 – PR for Supply of MV 13.8 kV Switchgear (SWGR) for Halfmoon 115/13.8 kV Substation (SS). This PR covers 1st lot of mechanical bulk materials required for the SWGR SS, i
6100K016 | United_Cement : SWITCHGEAR - UNITED CEMENT | SWGR | ROH | DMS 2121 2016-660 | BOLT HEX HEAD M20X50 | 3 | 3 | 0 | 6100KDP01 | PO-SEP-6812-[122] | PO | 2025-08-31 | C&D |  | - | 2026-03-07 | 2026-02-21 | 0 | China Star (Dalian) Industry Co., Ltd. | 6100KDP01 // PP-12 (Mechanical Parts) for 07 Panels with Accessories
6100K016 | United_Cement : SWITCHGEAR - UNITED CEMENT | SWGR | ROH | DMS 2121 2016-666 | BOLT HEX HEAD M20X90 | 36 | 36 | 0 | 6100KDP01 | PO-SEP-8378-[201] | PO | 2025-11-17 | C&D |  | - | 2026-03-07 | 2026-02-21 | 0 | China Star (Dalian) Industry Co., Ltd. | 6100K023 – PR for Supply of MV 13.8 kV Switchgear (SWGR) for Halfmoon 115/13.8 kV Substation (SS). This PR covers 1st lot of mechanical bulk materials required for the SWGR SS, i
6100K016 | United_Cement : SWITCHGEAR - UNITED CEMENT | SWGR | ROH | DMS 2121 2017-659 | BOLT HEX HEAD H D M20X45 | 6 | 6 | 0 | 6100K023 | PO-SEP-8680-[22] | PO | 2025-11-17 | C&D |  | - | 2026-03-07 | 2026-02-21 | 0 | ALAM AL NIMA TRADING EST
6100K016 | United_Cement : SWITCHGEAR - UNITED CEMENT | SWGR | ROH | DMS 2121 2452-293 | SCREW CROSS REC.HEAD M4X16 | 16 | 4 | 12 | 6100KDP01 | PO-SEP-6812-[52] | PO | 2025-08-31 | C&D |  | - | 2026-03-07 | 2026-02-21 | 0 | China Star (Dalian) Industry Co., Ltd. | 6100KDP01 // PP-12 (Mechanical Parts) for 07 Panels with Accessories
6100K016 | United_Cement : SWITCHGEAR - UNITED CEMENT | SWGR | ROH | DMS 2121 2452-293 | SCREW CROSS REC.HEAD M4X16 | 12 | 12 | 0 | 6100KDP01 | PO-SEP-8680-[13] | PO | 2025-11-17 | C&D |  | - | 2026-03-07 | 2026-02-21 | 0 | ALAM AL NIMA TRADING EST
6100K016 | United_Cement : SWITCHGEAR - UNITED CEMENT | SWGR | ROH | DMS 2121 2464-364 | SCREW SELF TAPPING TORX M6X10 | 1299 | 1299 | 0 | 6100KDP01 | PO-SEP-8680-[9] | PO | 2025-11-17 | C&D |  | - | 2026-03-07 | 2026-02-21 | 0 | ALAM AL NIMA TRADING EST
6100K016 | United_Cement : SWITCHGEAR - UNITED CEMENT | SWGR | ROH | DMS 2121 2467-368 | SCREW SELF TAPPING TORX M6 X 16 | 108 | 12 | 96 | 6100KDP01 | PO-SEP-6812-[50] | PO | 2025-08-31 | C&D |  | - | 2026-03-07 | 2026-02-21 | 0 | China Star (Dalian) Industry Co., Ltd. | 6100KDP01 // PP-12 (Mechanical Parts) for 07 Panels with Accessories
6100K016 | United_Cement : SWITCHGEAR - UNITED CEMENT | SWGR | ROH | DMS 2121 2467-368 | SCREW SELF TAPPING TORX M6 X 16 | 96 | 96 | 0 | 6100KDP01 | PO-SEP-8378-[194] | PO | 2025-11-17 | C&D |  | - | 2026-03-07 | 2026-02-21 | 0 | China Star (Dalian) Industry Co., Ltd. | 6100K023 – PR for Supply of MV 13.8 kV Switchgear (SWGR) for Halfmoon 115/13.8 kV Substation (SS). This PR covers 1st lot of mechanical bulk materials required for the SWGR SS, i
6100K016 | United_Cement : SWITCHGEAR - UNITED CEMENT | SWGR | ROH | DMS 2121 2519-291 | BOLT SOCKET CAP HEAD M4X12 | 20 | 8 | 12 | 6100KDP01 | PO-SEP-8168-[202] | PO | 2025-09-30 | C&D |  | - | 2026-03-07 | 2026-02-21 | 0 | China Star (Dalian) Industry Co., Ltd. | 6100K022 // Mechanical Bulk Components,
6100K016 | United_Cement : SWITCHGEAR - UNITED CEMENT | SWGR | ROH | DMS 2121 2519-291 | BOLT SOCKET CAP HEAD M4X12 | 12 | 12 | 0 | 6100KDP01 | PO-SEP-8378-[343] | PO | 2025-11-17 | C&D |  | - | 2026-03-07 | 2026-02-21 | 0 | China Star (Dalian) Industry Co., Ltd. | 6100K023 – PR for Supply of MV 13.8 kV Switchgear (SWGR) for Halfmoon 115/13.8 kV Substation (SS). This PR covers 1st lot of mechanical bulk materials required for the SWGR SS, i
6100K016 | United_Cement : SWITCHGEAR - UNITED CEMENT | SWGR | ROH | DMS 2121 2519-325 | BOLT SOCKET CAP M5X10 | 18 | 8 | 10 | 6100KDP01 | PO-SEP-6812-[96] | PO | 2025-08-31 | C&D |  | - | 2026-03-07 | 2026-02-21 | 0 | China Star (Dalian) Industry Co., Ltd. | 6100KDP01 // PP-12 (Mechanical Parts) for 07 Panels with Accessories
6100K016 | United_Cement : SWITCHGEAR - UNITED CEMENT | SWGR | ROH | DMS 2121 2519-325 | BOLT SOCKET CAP M5X10 | 10 | 4 | 6 | 6100KDP01 | PO-SEP-8168-[210] | PO | 2025-10-30 | C&D |  | - | 2026-03-07 | 2026-02-21 | 0 | China Star (Dalian) Industry Co., Ltd. | 6100K022 // Mechanical Bulk Components,
6100K016 | United_Cement : SWITCHGEAR - UNITED CEMENT | SWGR | ROH | DMS 2121 2519-325 | BOLT SOCKET CAP M5X10 | 6 | 6 | 0 | 6100KDP01 | PO-SEP-8378-[186] | PO | 2025-11-17 | C&D |  | - | 2026-03-07 | 2026-02-21 | 0 | China Star (Dalian) Industry Co., Ltd. | 6100K023 – PR for Supply of MV 13.8 kV Switchgear (SWGR) for Halfmoon 115/13.8 kV Substation (SS). This PR covers 1st lot of mechanical bulk materials required for the SWGR SS, i
6100K016 | United_Cement : SWITCHGEAR - UNITED CEMENT | SWGR | ROH | DMS 2121 2519-371 | BOLT SOCKET CAP M6X20 | 10 | 10 | 0 | 6100KDP01 | PO-SEP-8378-[246] | PO | 2025-11-17 | C&D |  | - | 2026-03-07 | 2026-02-21 | 0 | China Star (Dalian) Industry Co., Ltd. | 6100K023 – PR for Supply of MV 13.8 kV Switchgear (SWGR) for Halfmoon 115/13.8 kV Substation (SS). This PR covers 1st lot of mechanical bulk materials required for the SWGR SS, i
6100K016 | United_Cement : SWITCHGEAR - UNITED CEMENT | SWGR | ROH | DMS 2121 2519-372 | BOLT SOCKET CAP M6X25 | 4 | 1 | 3 | 6100KDP01 | PO-SEP-6812-[94] | PO | 2025-08-31 | C&D |  | - | 2026-03-07 | 2026-02-21 | 0 | China Star (Dalian) Industry Co., Ltd. | 6100KDP01 // PP-12 (Mechanical Parts) for 07 Panels with Accessories
6100K016 | United_Cement : SWITCHGEAR - UNITED CEMENT | SWGR | ROH | DMS 2121 2519-372 | BOLT SOCKET CAP M6X25 | 3 | 3 | 0 | 6100KDP01 | PO-SEP-8378-[187] | PO | 2025-11-17 | C&D |  | - | 2026-03-07 | 2026-02-21 | 0 | China Star (Dalian) Industry Co., Ltd. | 6100K023 – PR for Supply of MV 13.8 kV Switchgear (SWGR) for Halfmoon 115/13.8 kV Substation (SS). This PR covers 1st lot of mechanical bulk materials required for the SWGR SS, i
6100K016 | United_Cement : SWITCHGEAR - UNITED CEMENT | SWGR | ROH | DMS 2121 2519-430 | BOLT SOCKET CAP HEAD M6X50 | 3 | 3 | 0 | 6100KDP01 | PO-SEP-8168-[212] | PO | 2025-10-30 | C&D |  | - | 2026-03-07 | 2026-02-21 | 0 | China Star (Dalian) Industry Co., Ltd. | 6100K022 // Mechanical Bulk Components,
6100K016 | United_Cement : SWITCHGEAR - UNITED CEMENT | SWGR | ROH | DMS 2121 2519-449 | BOLT SOCKET CAP HEAD M8X16 | 156 | 156 | 0 | 6100KDP01 | PO-SEP-8378-[252] | PO | 2025-11-17 | C&D |  | - | 2026-03-07 | 2026-02-21 | 0 | China Star (Dalian) Industry Co., Ltd. | 6100K023 – PR for Supply of MV 13.8 kV Switchgear (SWGR) for Halfmoon 115/13.8 kV Substation (SS). This PR covers 1st lot of mechanical bulk materials required for the SWGR SS, i
6100K016 | United_Cement : SWITCHGEAR - UNITED CEMENT | SWGR | ROH | DMS 2121 2519-451 | BOLT SOCKET CAP M8X20 | 1797 | 1797 | 0 | 6100KDP01 | PO-SEP-8378-[164] | PO | 2025-11-17 | C&D |  | - | 2026-03-07 | 2026-02-21 | 0 | China Star (Dalian) Industry Co., Ltd. | 6100K023 – PR for Supply of MV 13.8 kV Switchgear (SWGR) for Halfmoon 115/13.8 kV Substation (SS). This PR covers 1st lot of mechanical bulk materials required for the SWGR SS, i
6100K016 | United_Cement : SWITCHGEAR - UNITED CEMENT | SWGR | ROH | DMS 2121 2519-453 | BOLT SOCKET CAP HEAD M8X25 | 940 | 940 | 0 | 6100KDP01 | PO-SEP-8378-[178] | PO | 2025-11-17 | C&D |  | - | 2026-03-07 | 2026-02-21 | 0 | China Star (Dalian) Industry Co., Ltd. | 6100K023 – PR for Supply of MV 13.8 kV Switchgear (SWGR) for Halfmoon 115/13.8 kV Substation (SS). This PR covers 1st lot of mechanical bulk materials required for the SWGR SS, i
6100K016 | United_Cement : SWITCHGEAR - UNITED CEMENT | SWGR | ROH | DMS 2121 2519-455 | BOLT SOCKET CAP HEAD M8X30 | 256 | 20 | 236 | 606PD013 | PO-SEP-8168-[213] | PO | 2025-10-30 | C&D |  | - | 2026-03-07 | 2026-02-21 | 0 | China Star (Dalian) Industry Co., Ltd. | 6100K022 // Mechanical Bulk Components,
6100K016 | United_Cement : SWITCHGEAR - UNITED CEMENT | SWGR | ROH | DMS 2121 2519-455 | BOLT SOCKET CAP HEAD M8X30 | 236 | 236 | 0 | 6100K023 | PO-SEP-8378-[114] | PO | 2025-11-17 | C&D |  | - | 2026-03-07 | 2026-02-21 | 0 | China Star (Dalian) Industry Co., Ltd. | 6100K023 – PR for Supply of MV 13.8 kV Switchgear (SWGR) for Halfmoon 115/13.8 kV Substation (SS). This PR covers 1st lot of mechanical bulk materials required for the SWGR SS, i
6100K016 | United_Cement : SWITCHGEAR - UNITED CEMENT | SWGR | ROH | DMS 2121 2519-457 | BOLT SOCKET CAP M8X35 | 8 | 8 | 0 | 6100KDP01 | PO-SEP-6812-[92] | PO | 2025-08-31 | C&D |  | - | 2026-03-07 | 2026-02-21 | 0 | China Star (Dalian) Industry Co., Ltd. | 6100KDP01 // PP-12 (Mechanical Parts) for 07 Panels with Accessories
6100K016 | United_Cement : SWITCHGEAR - UNITED CEMENT | SWGR | ROH | DMS 2121 2519-461 | BOLT SOCKET CAP HEAD M8X50 | 44 | 44 | 0 | 6100KDP01 | PO-SEP-8680-[17] | PO | 2025-11-17 | C&D |  | - | 2026-03-07 | 2026-02-21 | 0 | ALAM AL NIMA TRADING EST
6100K016 | United_Cement : SWITCHGEAR - UNITED CEMENT | SWGR | ROH | DMS 2121 2519-465 | BOLT SOCKET CAP HEAD M8X70 | 63 | 63 | 0 | 6100KDP01 | PO-SEP-8378-[214] | PO | 2025-11-17 | C&D |  | - | 2026-03-07 | 2026-02-21 | 0 | China Star (Dalian) Industry Co., Ltd. | 6100K023 – PR for Supply of MV 13.8 kV Switchgear (SWGR) for Halfmoon 115/13.8 kV Substation (SS). This PR covers 1st lot of mechanical bulk materials required for the SWGR SS, i
6100K016 | United_Cement : SWITCHGEAR - UNITED CEMENT | SWGR | ROH | DMS 2121 2519-491 | BOLT SOCKET CAP HEAD M10X20 | 138 | 138 | 0 | 6100KDP01 | PO-SEP-8378-[215] | PO | 2025-11-17 | C&D |  | - | 2026-03-07 | 2026-02-21 | 0 | China Star (Dalian) Industry Co., Ltd. | 6100K023 – PR for Supply of MV 13.8 kV Switchgear (SWGR) for Halfmoon 115/13.8 kV Substation (SS). This PR covers 1st lot of mechanical bulk materials required for the SWGR SS, i
6100K016 | United_Cement : SWITCHGEAR - UNITED CEMENT | SWGR | ROH | DMS 2121 2519-493 | BOLT SOCKET CAP M10X25 | 949 | 230 | 719 | 6100KDP01 | PO-SEP-6812-[100] | PO | 2025-08-31 | C&D |  | - | 2026-03-07 | 2026-02-21 | 0 | China Star (Dalian) Industry Co., Ltd. | 6100KDP01 // PP-12 (Mechanical Parts) for 07 Panels with Accessories
6100K016 | United_Cement : SWITCHGEAR - UNITED CEMENT | SWGR | ROH | DMS 2121 2519-493 | BOLT SOCKET CAP M10X25 | 719 | 719 | 0 | 6100KDP01 | PO-SEP-8378-[182] | PO | 2025-11-17 | C&D |  | - | 2026-03-07 | 2026-02-21 | 0 | China Star (Dalian) Industry Co., Ltd. | 6100K023 – PR for Supply of MV 13.8 kV Switchgear (SWGR) for Halfmoon 115/13.8 kV Substation (SS). This PR covers 1st lot of mechanical bulk materials required for the SWGR SS, i
6100K016 | United_Cement : SWITCHGEAR - UNITED CEMENT | SWGR | ROH | DMS 2121 2519-495 | BOLT SOCKET CAP HEAD M10X30 | 224 | 28 | 196 | 6100KDP01 | PO-SEP-6812-[116] | PO | 2025-08-31 | C&D |  | - | 2026-03-07 | 2026-02-21 | 0 | China Star (Dalian) Industry Co., Ltd. | 6100KDP01 // PP-12 (Mechanical Parts) for 07 Panels with Accessories
6100K016 | United_Cement : SWITCHGEAR - UNITED CEMENT | SWGR | ROH | DMS 2121 2519-495 | BOLT SOCKET CAP HEAD M10X30 | 196 | 196 | 0 | 6100KDP01 | PO-SEP-8378-[167] | PO | 2025-11-17 | C&D |  | - | 2026-03-07 | 2026-02-21 | 0 | China Star (Dalian) Industry Co., Ltd. | 6100K023 – PR for Supply of MV 13.8 kV Switchgear (SWGR) for Halfmoon 115/13.8 kV Substation (SS). This PR covers 1st lot of mechanical bulk materials required for the SWGR SS, i
6100K016 | United_Cement : SWITCHGEAR - UNITED CEMENT | SWGR | ROH | DMS 2121 2519-497 | BOLT SOCKET CAP HEAD M10X35 | 385 | 385 | 0 | 6100KDP01 | PO-SEP-8378-[173] | PO | 2025-11-17 | C&D |  | - | 2026-03-07 | 2026-02-21 | 0 | China Star (Dalian) Industry Co., Ltd. | 6100K023 – PR for Supply of MV 13.8 kV Switchgear (SWGR) for Halfmoon 115/13.8 kV Substation (SS). This PR covers 1st lot of mechanical bulk materials required for the SWGR SS, i
6100K016 | United_Cement : SWITCHGEAR - UNITED CEMENT | SWGR | ROH | DMS 2121 2519-499 | BOLT SOCKET CAP HEAD M10X40 | 27 | 27 | 0 | 6100KDP01 | PO-SEP-6812-[114] | PO | 2025-08-31 | C&D |  | - | 2026-03-07 | 2026-02-21 | 0 | China Star (Dalian) Industry Co., Ltd. | 6100KDP01 // PP-12 (Mechanical Parts) for 07 Panels with Accessories
6100K016 | United_Cement : SWITCHGEAR - UNITED CEMENT | SWGR | ROH | DMS 2121 2519-500 | BOLT SOCKET CAP HEAD M10X45 | 378 | 378 | 0 | 6100KDP01 | PO-SEP-8378-[203] | PO | 2025-11-17 | C&D |  | - | 2026-03-07 | 2026-02-21 | 0 | China Star (Dalian) Industry Co., Ltd. | 6100K023 – PR for Supply of MV 13.8 kV Switchgear (SWGR) for Halfmoon 115/13.8 kV Substation (SS). This PR covers 1st lot of mechanical bulk materials required for the SWGR SS, i
6100K016 | United_Cement : SWITCHGEAR - UNITED CEMENT | SWGR | ROH | DMS 2121 2519-531 | BOLT SOCKET CAP M12X16 (C.H.) | 21 | 21 | 0 | 6100K023 | PO-SEP-8378-[32] | PO | 2025-11-17 | C&D |  | - | 2026-03-07 | 2026-02-21 | 0 | China Star (Dalian) Industry Co., Ltd. | 6100K023 – PR for Supply of MV 13.8 kV Switchgear (SWGR) for Halfmoon 115/13.8 kV Substation (SS). This PR covers 1st lot of mechanical bulk materials required for the SWGR SS, i
6100K016 | United_Cement : SWITCHGEAR - UNITED CEMENT | SWGR | ROH | DMS 2121 2519-532 | BOLT SOCKET CAP M12X20 | 33 | 15 | 18 | 6100KDP01 | PO-SEP-6812-[98] | PO | 2025-08-31 | C&D |  | - | 2026-03-07 | 2026-02-21 | 0 | China Star (Dalian) Industry Co., Ltd. | 6100KDP01 // PP-12 (Mechanical Parts) for 07 Panels with Accessories
6100K016 | United_Cement : SWITCHGEAR - UNITED CEMENT | SWGR | ROH | DMS 2121 2519-532 | BOLT SOCKET CAP M12X20 | 18 | 18 | 0 | 6100KDP01 | PO-SEP-8378-[245] | PO | 2025-11-17 | C&D |  | - | 2026-03-07 | 2026-02-21 | 0 | China Star (Dalian) Industry Co., Ltd. | 6100K023 – PR for Supply of MV 13.8 kV Switchgear (SWGR) for Halfmoon 115/13.8 kV Substation (SS). This PR covers 1st lot of mechanical bulk materials required for the SWGR SS, i
6100K016 | United_Cement : SWITCHGEAR - UNITED CEMENT | SWGR | ROH | DMS 2121 2519-534 | BOLT SOCKET CAP HEAD M12X25 | 15 | 13 | 2 | 6100K023 | PO-SEP-8378-[123] | PO | 2025-11-17 | C&D |  | - | 2026-03-07 | 2026-02-21 | 0 | China Star (Dalian) Industry Co., Ltd. | 6100K023 – PR for Supply of MV 13.8 kV Switchgear (SWGR) for Halfmoon 115/13.8 kV Substation (SS). This PR covers 1st lot of mechanical bulk materials required for the SWGR SS, i
6100K016 | United_Cement : SWITCHGEAR - UNITED CEMENT | SWGR | ROH | DMS 2121 2519-534 | BOLT SOCKET CAP HEAD M12X25 | 2 | 2 | 0 | 6100KDP01 | PO-SEP-8378-[248] | PO | 2025-11-17 | C&D |  | - | 2026-03-07 | 2026-02-21 | 0 | China Star (Dalian) Industry Co., Ltd. | 6100K023 – PR for Supply of MV 13.8 kV Switchgear (SWGR) for Halfmoon 115/13.8 kV Substation (SS). This PR covers 1st lot of mechanical bulk materials required for the SWGR SS, i
6100K016 | United_Cement : SWITCHGEAR - UNITED CEMENT | SWGR | ROH | DMS 2121 2519-538 | BOLT SOCKET CAP HEAD M12X35 | 541 | 541 | 0 | 6100KDP01 | PO-SEP-8378-[174] | PO | 2025-11-17 | C&D |  | - | 2026-03-07 | 2026-02-21 | 0 | China Star (Dalian) Industry Co., Ltd. | 6100K023 – PR for Supply of MV 13.8 kV Switchgear (SWGR) for Halfmoon 115/13.8 kV Substation (SS). This PR covers 1st lot of mechanical bulk materials required for the SWGR SS, i
6100K016 | United_Cement : SWITCHGEAR - UNITED CEMENT | SWGR | ROH | DMS 2121 2519-540 | BOLT SOCKET CAP HEAD M12X40 | 13 | 7 | 6 | 6100KDP01 | PO-SEP-8680-[46] | PO | 2025-10-19 | C&D |  | - | 2026-03-07 | 2026-02-21 | 0 | ALAM AL NIMA TRADING EST
6100K016 | United_Cement : SWITCHGEAR - UNITED CEMENT | SWGR | ROH | DMS 2121 2519-540 | BOLT SOCKET CAP HEAD M12X40 | 6 | 6 | 0 | 6100K023 | PO-SEP-8680-[27] | PO | 2025-11-17 | C&D |  | - | 2026-03-07 | 2026-02-21 | 0 | ALAM AL NIMA TRADING EST
6100K016 | United_Cement : SWITCHGEAR - UNITED CEMENT | SWGR | ROH | DMS 2121 2519-541 | BOLT SOCKET CAP M12X45 | 240 | 240 | 0 | 6100KDP01 | PO-SEP-8378-[210] | PO | 2025-11-17 | C&D |  | - | 2026-03-07 | 2026-02-21 | 0 | China Star (Dalian) Industry Co., Ltd. | 6100K023 – PR for Supply of MV 13.8 kV Switchgear (SWGR) for Halfmoon 115/13.8 kV Substation (SS). This PR covers 1st lot of mechanical bulk materials required for the SWGR SS, i
6100K016 | United_Cement : SWITCHGEAR - UNITED CEMENT | SWGR | ROH | DMS 2121 2519-542 | BOLT SOCKET CAP HEAD M12X50 | 42 | 42 | 0 | 6100KDP01 | PO-SEP-8378-[179] | PO | 2025-11-17 | C&D |  | - | 2026-03-07 | 2026-02-21 | 0 | China Star (Dalian) Industry Co., Ltd. | 6100K023 – PR for Supply of MV 13.8 kV Switchgear (SWGR) for Halfmoon 115/13.8 kV Substation (SS). This PR covers 1st lot of mechanical bulk materials required for the SWGR SS, i
6100K016 | United_Cement : SWITCHGEAR - UNITED CEMENT | SWGR | ROH | DMS 2121 2519-544 | BOLT SOCKET CAP HEAD M12X60 | 60 | 60 | 0 | 6100KDP01 | PO-SEP-8680-[16] | PO | 2025-11-17 | C&D |  | - | 2026-03-07 | 2026-02-21 | 0 | ALAM AL NIMA TRADING EST
6100K016 | United_Cement : SWITCHGEAR - UNITED CEMENT | SWGR | ROH | DMS 2121 2519-627 | BOLT SOCKET CAP HEAD M16X30 (T21216) | 318 | 318 | 0 | 6100KDP01 | PO-SEP-8378-[157] | PO | 2025-11-17 | C&D |  | - | 2026-03-07 | 2026-02-21 | 0 | China Star (Dalian) Industry Co., Ltd. | 6100K023 – PR for Supply of MV 13.8 kV Switchgear (SWGR) for Halfmoon 115/13.8 kV Substation (SS). This PR covers 1st lot of mechanical bulk materials required for the SWGR SS, i
6100K016 | United_Cement : SWITCHGEAR - UNITED CEMENT | SWGR | ROH | DMS 2121 2519-628 | BOLT SOCKET CAP HEAD M16X40 | 24 | 21 | 3 | 6100KDP01 | PO-SEP-8378-[243] | PO | 2025-11-17 | C&D |  | - | 2026-03-07 | 2026-02-21 | 0 | China Star (Dalian) Industry Co., Ltd. | 6100K023 – PR for Supply of MV 13.8 kV Switchgear (SWGR) for Halfmoon 115/13.8 kV Substation (SS). This PR covers 1st lot of mechanical bulk materials required for the SWGR SS, i
6100K016 | United_Cement : SWITCHGEAR - UNITED CEMENT | SWGR | ROH | DMS 2121 2519-628 | BOLT SOCKET CAP HEAD M16X40 | 3 | 3 | 0 | 6100K023 | PO-SEP-8378-[37] | PO | 2025-11-17 | C&D |  | - | 2026-03-07 | 2026-02-21 | 0 | China Star (Dalian) Industry Co., Ltd. | 6100K023 – PR for Supply of MV 13.8 kV Switchgear (SWGR) for Halfmoon 115/13.8 kV Substation (SS). This PR covers 1st lot of mechanical bulk materials required for the SWGR SS, i
6100K016 | United_Cement : SWITCHGEAR - UNITED CEMENT | SWGR | ROH | DMS 2121 2711-366 | SCREW COUNTERSUNK HEAD M6X12 | 128 | 128 | 0 | 6100K023 | PO-SEP-8680-[38] | PO | 2025-11-17 | C&D |  | - | 2026-03-07 | 2026-02-21 | 0 | ALAM AL NIMA TRADING EST
6100K016 | United_Cement : SWITCHGEAR - UNITED CEMENT | SWGR | ROH | DMS 2126 2011-117 | NUT, HEX M 8 | 626 | 626 | 0 | 6100KDP01 | PO-SEP-8680-[3] | PO | 2025-11-17 | C&D |  | - | 2026-03-07 | 2026-02-21 | 0 | ALAM AL NIMA TRADING EST
6100K016 | United_Cement : SWITCHGEAR - UNITED CEMENT | SWGR | ROH | DMS 2126 2011-122 | NUT, HEX M12 | 265 | 265 | 0 | 6100KDP01 | PO-SEP-8378-[254] | PO | 2025-11-17 | C&D |  | - | 2026-03-07 | 2026-02-21 | 0 | China Star (Dalian) Industry Co., Ltd. | 6100K023 – PR for Supply of MV 13.8 kV Switchgear (SWGR) for Halfmoon 115/13.8 kV Substation (SS). This PR covers 1st lot of mechanical bulk materials required for the SWGR SS, i
6100K016 | United_Cement : SWITCHGEAR - UNITED CEMENT | SWGR | ROH | DMS 2126 843-1 | RIVET NUT M6 (HEXAGONAL) | 6 | 6 | 0 | 6100KDP01 | PO-SEP-8378-[329] | PO | 2025-11-17 | C&D |  | - | 2026-03-07 | 2026-02-21 | 0 | China Star (Dalian) Industry Co., Ltd. | 6100K023 – PR for Supply of MV 13.8 kV Switchgear (SWGR) for Halfmoon 115/13.8 kV Substation (SS). This PR covers 1st lot of mechanical bulk materials required for the SWGR SS, i
6100K016 | United_Cement : SWITCHGEAR - UNITED CEMENT | SWGR | ROH | DMS 2151 2062-136 | WASHER FLAT BRIR 4.3X8X0.8 | 153 | 153 | 0 | 6100K023 | PO-SEP-8680-[42] | PO | 2025-11-17 | C&D |  | - | 2026-03-07 | 2026-02-21 | 0 | ALAM AL NIMA TRADING EST
6100K016 | United_Cement : SWITCHGEAR - UNITED CEMENT | SWGR | ROH | DMS 2151 2062-153 | WASHER FLAT 6.4X12X1.5 | 721 | 69 | 652 | 6100KDP01 | PO-SEP-6812-[26] | PO | 2025-08-31 | C&D |  | - | 2026-03-07 | 2026-02-21 | 0 | China Star (Dalian) Industry Co., Ltd. | 6100KDP01 // PP-12 (Mechanical Parts) for 07 Panels with Accessories
6100K016 | United_Cement : SWITCHGEAR - UNITED CEMENT | SWGR | ROH | DMS 2151 2062-153 | WASHER FLAT 6.4X12X1.5 | 652 | 34 | 618 | 606PD013 | PO-SEP-6812-[152] | PO | 2025-08-31 | C&D |  | - | 2026-03-07 | 2026-02-21 | 0 | China Star (Dalian) Industry Co., Ltd. | 6100KDP01 // PP-12 (Mechanical Parts) for 07 Panels with Accessories
6100K016 | United_Cement : SWITCHGEAR - UNITED CEMENT | SWGR | ROH | DMS 2151 2062-153 | WASHER FLAT 6.4X12X1.5 | 618 | 618 | 0 | 6100KDP01 | PO-SEP-8378-[249] | PO | 2025-11-17 | C&D |  | - | 2026-03-07 | 2026-02-21 | 0 | China Star (Dalian) Industry Co., Ltd. | 6100K023 – PR for Supply of MV 13.8 kV Switchgear (SWGR) for Halfmoon 115/13.8 kV Substation (SS). This PR covers 1st lot of mechanical bulk materials required for the SWGR SS, i
6100K016 | United_Cement : SWITCHGEAR - UNITED CEMENT | SWGR | ROH | DMS 2151 2062-165 | WASHER FLAT BRIR 8.4X16X1.5 (M8) | 90 | 90 | 0 | free_stock | PO-SEP-8044-[11] | PO | 2025-07-31 | C&D |  | - | 2026-03-07 | 2026-02-21 | 0 | Raja Procuremnet Local Purchases
6100K016 | United_Cement : SWITCHGEAR - UNITED CEMENT | SWGR | ROH | DMS 2151 2062-173 | WASHER FLAT BRIR 10.5X22X2 (M10) | 184 | 8 | 176 | 6100KDP01 | PO-SEP-6812-[24] | PO | 2025-08-31 | C&D |  | - | 2026-03-07 | 2026-02-21 | 0 | China Star (Dalian) Industry Co., Ltd. | 6100KDP01 // PP-12 (Mechanical Parts) for 07 Panels with Accessories
6100K016 | United_Cement : SWITCHGEAR - UNITED CEMENT | SWGR | ROH | DMS 2151 2062-173 | WASHER FLAT BRIR 10.5X22X2 (M10) | 176 | 176 | 0 | 6100KDP01 | PO-SEP-8378-[213] | PO | 2025-11-17 | C&D |  | - | 2026-03-07 | 2026-02-21 | 0 | China Star (Dalian) Industry Co., Ltd. | 6100K023 – PR for Supply of MV 13.8 kV Switchgear (SWGR) for Halfmoon 115/13.8 kV Substation (SS). This PR covers 1st lot of mechanical bulk materials required for the SWGR SS, i
6100K016 | United_Cement : SWITCHGEAR - UNITED CEMENT | SWGR | ROH | DMS 2151 2063-177 | WASHER FLAT H D GALV 13X29X2 | 32 | 0 | 32 | PR Required | - | PR |  | C&D |  | - | 2026-03-07 | 2026-02-21 | 0
6100K016 | United_Cement : SWITCHGEAR - UNITED CEMENT | SWGR | ROH | DMS 2154 2033-10 | WASHER, CONICAL 10.5X23X2.5 | 1519 | 1519 | 0 | 6100K023 | PO-SEP-8378-[49] | PO | 2025-11-17 | C&D |  | - | 2026-03-07 | 2026-02-21 | 0 | China Star (Dalian) Industry Co., Ltd. | 6100K023 – PR for Supply of MV 13.8 kV Switchgear (SWGR) for Halfmoon 115/13.8 kV Substation (SS). This PR covers 1st lot of mechanical bulk materials required for the SWGR SS, i
6100K016 | United_Cement : SWITCHGEAR - UNITED CEMENT | SWGR | ROH | DMS 2154 2033-12 | WASHER, CONICAL 13X29X3 | 1380 | 1380 | 0 | 6100KDP01 | PO-SEP-8378-[170] | PO | 2025-11-17 | C&D |  | - | 2026-03-07 | 2026-02-21 | 0 | China Star (Dalian) Industry Co., Ltd. | 6100K023 – PR for Supply of MV 13.8 kV Switchgear (SWGR) for Halfmoon 115/13.8 kV Substation (SS). This PR covers 1st lot of mechanical bulk materials required for the SWGR SS, i
6100K016 | United_Cement : SWITCHGEAR - UNITED CEMENT | SWGR | ROH | DMS 2154 2033-16 | WASHER, CONICAL 17X39X4 | 618 | 618 | 0 | 6100KDP01 | PO-SEP-8378-[257] | PO | 2025-11-17 | C&D |  | - | 2026-03-07 | 2026-02-21 | 0 | China Star (Dalian) Industry Co., Ltd. | 6100K023 – PR for Supply of MV 13.8 kV Switchgear (SWGR) for Halfmoon 115/13.8 kV Substation (SS). This PR covers 1st lot of mechanical bulk materials required for the SWGR SS, i
6100K016 | United_Cement : SWITCHGEAR - UNITED CEMENT | SWGR | ROH | DMS 2154 2033-19 | WASHER,SPRING 21X45X5 DIN6796 | 129 | 27 | 102 | 6100KDP01 | PO-SEP-6812-[2] | PO | 2025-08-31 | C&D |  | - | 2026-03-07 | 2026-02-21 | 0 | China Star (Dalian) Industry Co., Ltd. | 6100KDP01 // PP-12 (Mechanical Parts) for 07 Panels with Accessories
6100K016 | United_Cement : SWITCHGEAR - UNITED CEMENT | SWGR | ROH | DMS 2154 2033-19 | WASHER,SPRING 21X45X5 DIN6796 | 102 | 102 | 0 | 6100KDP01 | PO-SEP-8378-[202] | PO | 2025-11-17 | C&D |  | - | 2026-03-07 | 2026-02-21 | 0 | China Star (Dalian) Industry Co., Ltd. | 6100K023 – PR for Supply of MV 13.8 kV Switchgear (SWGR) for Halfmoon 115/13.8 kV Substation (SS). This PR covers 1st lot of mechanical bulk materials required for the SWGR SS, i
6100K016 | United_Cement : SWITCHGEAR - UNITED CEMENT | SWGR | ROH | DMS 2154 2033-7 | WASHER, CONICAL 6.4X14X1.5 | 360 | 65 | 295 | 6100KDP01 | PO-SEP-6812-[10] | PO | 2025-08-31 | C&D |  | - | 2026-03-07 | 2026-02-21 | 0 | China Star (Dalian) Industry Co., Ltd. | 6100KDP01 // PP-12 (Mechanical Parts) for 07 Panels with Accessories
6100K016 | United_Cement : SWITCHGEAR - UNITED CEMENT | SWGR | ROH | DMS 2154 2033-7 | WASHER, CONICAL 6.4X14X1.5 | 295 | 16 | 279 | 606PD013 | PO-SEP-6812-[150] | PO | 2025-08-31 | C&D |  | - | 2026-03-07 | 2026-02-21 | 0 | China Star (Dalian) Industry Co., Ltd. | 6100KDP01 // PP-12 (Mechanical Parts) for 07 Panels with Accessories
6100K016 | United_Cement : SWITCHGEAR - UNITED CEMENT | SWGR | ROH | DMS 2154 2033-7 | WASHER, CONICAL 6.4X14X1.5 | 279 | 279 | 0 | 6100KDP01 | PO-SEP-8378-[175] | PO | 2025-11-17 | C&D |  | - | 2026-03-07 | 2026-02-21 | 0 | China Star (Dalian) Industry Co., Ltd. | 6100K023 – PR for Supply of MV 13.8 kV Switchgear (SWGR) for Halfmoon 115/13.8 kV Substation (SS). This PR covers 1st lot of mechanical bulk materials required for the SWGR SS, i
6100K016 | United_Cement : SWITCHGEAR - UNITED CEMENT | SWGR | ROH | DMS 2154 2033-9 | WASHER, CONICAL 8.4X18X2 | 3735 | 318 | 3417 | 606PD013 | PO-SEP-6812-[142] | PO | 2025-08-31 | C&D |  | - | 2026-03-07 | 2026-02-21 | 0 | China Star (Dalian) Industry Co., Ltd. | 6100KDP01 // PP-12 (Mechanical Parts) for 07 Panels with Accessories
6100K016 | United_Cement : SWITCHGEAR - UNITED CEMENT | SWGR | ROH | DMS 2154 2033-9 | WASHER, CONICAL 8.4X18X2 | 3417 | 20 | 3397 | 606PD013 | PO-SEP-8168-[214] | PO | 2025-10-30 | C&D |  | - | 2026-03-07 | 2026-02-21 | 0 | China Star (Dalian) Industry Co., Ltd. | 6100K022 // Mechanical Bulk Components,
6100K016 | United_Cement : SWITCHGEAR - UNITED CEMENT | SWGR | ROH | DMS 2154 2033-9 | WASHER, CONICAL 8.4X18X2 | 3397 | 3397 | 0 | 6100KDP01 | PO-SEP-8378-[163] | PO | 2025-11-17 | C&D |  | - | 2026-03-07 | 2026-02-21 | 0 | China Star (Dalian) Industry Co., Ltd. | 6100K023 – PR for Supply of MV 13.8 kV Switchgear (SWGR) for Halfmoon 115/13.8 kV Substation (SS). This PR covers 1st lot of mechanical bulk materials required for the SWGR SS, i
6100K016 | United_Cement : SWITCHGEAR - UNITED CEMENT | SWGR | ROH | DMS 2166 2056-3 | CABLE TIE WRAP KSS-CV140S | 9200 | 9200 | 0 | 6100KDP01 | PO-SEP-8378-[234] | PO | 2025-11-17 | LV |  | - | 2026-03-07 | 2026-02-21 | 0 | China Star (Dalian) Industry Co., Ltd. | 6100K023 – PR for Supply of MV 13.8 kV Switchgear (SWGR) for Halfmoon 115/13.8 kV Substation (SS). This PR covers 1st lot of mechanical bulk materials required for the SWGR SS, i
6100K016 | United_Cement : SWITCHGEAR - UNITED CEMENT | SWGR | ROH | DMS 2641 2026-7 | FORK SPADE BF-U4 2.5/M4 | 996 | 996 | 0 | 6100K025 | PO-SEP-8667-[20] | PO | 2025-11-03 | LV |  | - | 2026-03-07 | 2026-02-21 | 0 | Sana For Electric And Telephone Co
6100K016 | United_Cement : SWITCHGEAR - UNITED CEMENT | SWGR | ROH | DMS 924 0010 | Combiflex wire Socket 1.5mm 1MRK002136-B | 3800 | 3800 | 0 | 6100KDP01 | PO-SEP-8366-[16] | PO | 2025-12-31 | LV |  | - | 2026-03-07 | 2026-02-21 | 0 | Hitachi Energy Ltd | 6100K023Halfmoon SWGR Project, All Electrical Components (ABB, Hitachi & Bulk) to Supply of MV 13.8 kV SWGR For Halfmoon 115/13.8kv SS
6100K016 | United_Cement : SWITCHGEAR - UNITED CEMENT | SWGR | ROH | DMS 924 0020 | Combiflex wire Socket 2.5mm 1MRK002136-E | 2600 | 2600 | 0 | 6100K025 | PO-SEP-8751-[16] | PO | 2025-12-31 | LV |  | - | 2026-03-07 | 2026-02-21 | 0 | Hitachi Energy Ltd | 6100K021 AL RAYAN SS SWGR Electrical Componentes Order.
6100K016 | United_Cement : SWITCHGEAR - UNITED CEMENT | SWGR | ROH | E5090512100 | SNAP ACTION SWITCH CO S800 e 41 | 6 | 6 | 0 | 6100KDP01 | PO-SEP-8362-[4] | PO | 2025-11-30 | B |  | - | 2026-03-07 | 2026-02-21 | 0 | Shanghai Feili Xuncheng Electrical Technology Co.,Ltd | Snap action/ 6100K023Halfmoon SWGR Project, All Electrical Components (ABB, Hitachi & Bulk) to Supply of MV 13.8 kV SWGR For Halfmoon 115/13.8kv SS
6100K016 | United_Cement : SWITCHGEAR - UNITED CEMENT | SWGR | ROH | GCE0068009P0100 | BUSHING D8/3 PVC | 18 | 18 | 0 | 6100K023 | PO-SEP-8755-[4] | PO | 2025-12-31 | B |  | - | 2026-03-07 | 2026-02-21 | 0 | MESAN KİLİT A.Ş.
6100K016 | United_Cement : SWITCHGEAR - UNITED CEMENT | SWGR | ROH | GCE0305850P0100 | POLYAMID BOLT M6X20 | 57 | 57 | 0 | 6100KDP01 | PO-SEP-8378-[235] | PO | 2025-11-17 | C&D |  | - | 2026-03-07 | 2026-02-21 | 0 | China Star (Dalian) Industry Co., Ltd. | 6100K023 – PR for Supply of MV 13.8 kV Switchgear (SWGR) for Halfmoon 115/13.8 kV Substation (SS). This PR covers 1st lot of mechanical bulk materials required for the SWGR SS, i
6100K016 | United_Cement : SWITCHGEAR - UNITED CEMENT | SWGR | ROH | GCE0305871P0100 | HEX BOLT M8X16 DIN 933-POLY | 142 | 142 | 0 | 6100K023 | PO-SEP-8378-[297] | PO | 2025-11-17 | C&D |  | - | 2026-03-07 | 2026-02-21 | 0 | China Star (Dalian) Industry Co., Ltd. | 6100K023 – PR for Supply of MV 13.8 kV Switchgear (SWGR) for Halfmoon 115/13.8 kV Substation (SS). This PR covers 1st lot of mechanical bulk materials required for the SWGR SS, i
6100K016 | United_Cement : SWITCHGEAR - UNITED CEMENT | SWGR | ROH | GCE0316006P0100 | HEAD SCREW M6X16, DIN 603-4.6 | 154 | 154 | 0 | 6100KDP01 | PO-SEP-8378-[198] | PO | 2025-11-17 | C&D |  | - | 2026-03-07 | 2026-02-21 | 0 | China Star (Dalian) Industry Co., Ltd. | 6100K023 – PR for Supply of MV 13.8 kV Switchgear (SWGR) for Halfmoon 115/13.8 kV Substation (SS). This PR covers 1st lot of mechanical bulk materials required for the SWGR SS, i
6100K016 | United_Cement : SWITCHGEAR - UNITED CEMENT | SWGR | ROH | GCE0316044P0100 | HEAD SCREW M8X50, DIN 603-4.3 | 40 | 40 | 0 | 6100K023 | PO-SEP-8629-[14] | PO | 2025-10-30 | C&D |  | - | 2026-03-07 | 2026-02-21 | 0 | FLY METALTECH TRADING CO.
6100K016 | United_Cement : SWITCHGEAR - UNITED CEMENT | SWGR | ROH | GCE0326219P0100 | SCREW,SET M6X10 | 44 | 44 | 0 | 6100KDP01 | PO-SEP-8629-[5] | PO | 2025-10-30 | C&D |  | - | 2026-03-07 | 2026-02-21 | 0 | FLY METALTECH TRADING CO.
6100K016 | United_Cement : SWITCHGEAR - UNITED CEMENT | SWGR | ROH | GCE0336970P0100 | BOLT,TAPTITE HEX BOLT M5X12 | 6 | 6 | 0 | 6100K023 | PO-SEP-8385-[230] | PO | 2025-09-21 | C&D |  | - | 2026-03-07 | 2026-02-21 | 0 | Easy China (Xiamen) Trading Co, Ltd. | To update Promised Delivery Date
6100K016 | United_Cement : SWITCHGEAR - UNITED CEMENT | SWGR | ROH | GCE0336985P0100 | TAPPING SCREW M6X16/6KTHEAD | 9 | 7 | 2 | 6100K023 | PO-SEP-8378-[57] | PO | 2025-11-17 | C&D |  | - | 2026-03-07 | 2026-02-21 | 0 | China Star (Dalian) Industry Co., Ltd. | 6100K023 – PR for Supply of MV 13.8 kV Switchgear (SWGR) for Halfmoon 115/13.8 kV Substation (SS). This PR covers 1st lot of mechanical bulk materials required for the SWGR SS, i
6100K016 | United_Cement : SWITCHGEAR - UNITED CEMENT | SWGR | ROH | GCE0336985P0100 | TAPPING SCREW M6X16/6KTHEAD | 2 | 2 | 0 | 6100KDP01 | PO-SEP-8378-[177] | PO | 2025-11-17 | C&D |  | - | 2026-03-07 | 2026-02-21 | 0 | China Star (Dalian) Industry Co., Ltd. | 6100K023 – PR for Supply of MV 13.8 kV Switchgear (SWGR) for Halfmoon 115/13.8 kV Substation (SS). This PR covers 1st lot of mechanical bulk materials required for the SWGR SS, i
6100K016 | United_Cement : SWITCHGEAR - UNITED CEMENT | SWGR | ROH | GCE0352913P0100 | NUT M10 DIN 555-Polyamide | 18 | 18 | 0 | 6100KDP01 | PO-SEP-8680-[8] | PO | 2025-11-17 | C&D |  | - | 2026-03-07 | 2026-02-21 | 0 | ALAM AL NIMA TRADING EST
6100K016 | United_Cement : SWITCHGEAR - UNITED CEMENT | SWGR | ROH | GCE0365304P0100 | NUT,HEX.NUT MPG 16 | 4 | 2 | 2 | 6100KDP01 | PO-SEP-6812-[64] | PO | 2025-08-31 | C&D |  | - | 2026-03-07 | 2026-02-21 | 0 | China Star (Dalian) Industry Co., Ltd. | 6100KDP01 // PP-12 (Mechanical Parts) for 07 Panels with Accessories
6100K016 | United_Cement : SWITCHGEAR - UNITED CEMENT | SWGR | ROH | GCE0365304P0100 | NUT,HEX.NUT MPG 16 | 2 | 2 | 0 | 6100KDP01 | PO-SEP-8378-[219] | PO | 2025-11-17 | C&D |  | - | 2026-03-07 | 2026-02-21 | 0 | China Star (Dalian) Industry Co., Ltd. | 6100K023 – PR for Supply of MV 13.8 kV Switchgear (SWGR) for Halfmoon 115/13.8 kV Substation (SS). This PR covers 1st lot of mechanical bulk materials required for the SWGR SS, i
6100K016 | United_Cement : SWITCHGEAR - UNITED CEMENT | SWGR | ROH | GCE0367309P0100 | HEX. NUT M6, DIN 985-6 ( LOCK NUT ) | 10 | 10 | 0 | 6100K023 | PO-SEP-8378-[294] | PO | 2025-11-17 | C&D |  | - | 2026-03-07 | 2026-02-21 | 0 | China Star (Dalian) Industry Co., Ltd. | 6100K023 – PR for Supply of MV 13.8 kV Switchgear (SWGR) for Halfmoon 115/13.8 kV Substation (SS). This PR covers 1st lot of mechanical bulk materials required for the SWGR SS, i
6100K016 | United_Cement : SWITCHGEAR - UNITED CEMENT | SWGR | ROH | GCE0367402P0100 | HEX. NUT M4, DIN 6925-13 ( LOCK NUT ) | 4 | 4 | 0 | 6100KDP01 | PO-SEP-6812-[78] | PO | 2025-08-31 | C&D |  | - | 2026-03-07 | 2026-02-21 | 0 | China Star (Dalian) Industry Co., Ltd. | 6100KDP01 // PP-12 (Mechanical Parts) for 07 Panels with Accessories
6100K016 | United_Cement : SWITCHGEAR - UNITED CEMENT | SWGR | ROH | GCE0367406P0100 | HEX. NUT M10, (LOCK NUT ) | 16 | 0 | 16 | PR Required | - | PR |  | C&D |  | - | 2026-03-07 | 2026-02-21 | 0
6100K016 | United_Cement : SWITCHGEAR - UNITED CEMENT | SWGR | ROH | GCE0369010P0100 | RIVET NUT M6X16 WITH GROOVE | 57 | 57 | 0 | 6100KDP01 | PO-SEP-8378-[330] | PO | 2025-11-17 | C&D |  | - | 2026-03-07 | 2026-02-21 | 0 | China Star (Dalian) Industry Co., Ltd. | 6100K023 – PR for Supply of MV 13.8 kV Switchgear (SWGR) for Halfmoon 115/13.8 kV Substation (SS). This PR covers 1st lot of mechanical bulk materials required for the SWGR SS, i
6100K016 | United_Cement : SWITCHGEAR - UNITED CEMENT | SWGR | ROH | GCE0369213P0100 | HEX RIVET NUT M8X17, LARGE FLANGE | 1063 | 1063 | 0 | 6100KDP01 | PO-SEP-8378-[168] | PO | 2025-11-17 | C&D |  | - | 2026-03-07 | 2026-02-21 | 0 | China Star (Dalian) Industry Co., Ltd. | 6100K023 – PR for Supply of MV 13.8 kV Switchgear (SWGR) for Halfmoon 115/13.8 kV Substation (SS). This PR covers 1st lot of mechanical bulk materials required for the SWGR SS, i
6100K016 | United_Cement : SWITCHGEAR - UNITED CEMENT | SWGR | ROH | GCE0369214P0100 | HEX.RIVET NUT M10X24 ( 25541 ) | 358 | 358 | 0 | 6100K023 | PO-SEP-8378-[61] | PO | 2025-11-17 | C&D |  | - | 2026-03-07 | 2026-02-21 | 0 | China Star (Dalian) Industry Co., Ltd. | 6100K023 – PR for Supply of MV 13.8 kV Switchgear (SWGR) for Halfmoon 115/13.8 kV Substation (SS). This PR covers 1st lot of mechanical bulk materials required for the SWGR SS, i
6100K016 | United_Cement : SWITCHGEAR - UNITED CEMENT | SWGR | ROH | GCE0369215P0100 | RIVET NUT , M12 | 32 | 0 | 32 | PR Required | - | PR |  | C&D |  | - | 2026-03-07 | 2026-02-21 | 0
6100K016 | United_Cement : SWITCHGEAR - UNITED CEMENT | SWGR | ROH | GCE0369233P0100 | HEX RIVET NUT M8x18 COUNTER SUNK | 849 | 285 | 564 | 6100KDP01 | PO-SEP-6812-[82] | PO | 2025-08-31 | C&D |  | - | 2026-03-07 | 2026-02-21 | 0 | China Star (Dalian) Industry Co., Ltd. | 6100KDP01 // PP-12 (Mechanical Parts) for 07 Panels with Accessories
6100K016 | United_Cement : SWITCHGEAR - UNITED CEMENT | SWGR | ROH | GCE0369233P0100 | HEX RIVET NUT M8x18 COUNTER SUNK | 564 | 46 | 518 | 606PD013 | PO-SEP-6812-[144] | PO | 2025-08-31 | C&D |  | - | 2026-03-07 | 2026-02-21 | 0 | China Star (Dalian) Industry Co., Ltd. | 6100KDP01 // PP-12 (Mechanical Parts) for 07 Panels with Accessories
6100K016 | United_Cement : SWITCHGEAR - UNITED CEMENT | SWGR | ROH | GCE0369233P0100 | HEX RIVET NUT M8x18 COUNTER SUNK | 518 | 16 | 502 | 606PD013 | PO-SEP-8168-[217] | PO | 2025-10-30 | C&D |  | - | 2026-03-07 | 2026-02-21 | 0 | China Star (Dalian) Industry Co., Ltd. | 6100K022 // Mechanical Bulk Components,
6100K016 | United_Cement : SWITCHGEAR - UNITED CEMENT | SWGR | ROH | GCE0369233P0100 | HEX RIVET NUT M8x18 COUNTER SUNK | 502 | 502 | 0 | 6100KDP01 | PO-SEP-8378-[162] | PO | 2025-11-17 | C&D |  | - | 2026-03-07 | 2026-02-21 | 0 | China Star (Dalian) Industry Co., Ltd. | 6100K023 – PR for Supply of MV 13.8 kV Switchgear (SWGR) for Halfmoon 115/13.8 kV Substation (SS). This PR covers 1st lot of mechanical bulk materials required for the SWGR SS, i
6100K016 | United_Cement : SWITCHGEAR - UNITED CEMENT | SWGR | ROH | GCE0369312P0100 | COUNTERSUNK RIVET NUT M10x22.9 | 235 | 235 | 0 | 6100KDP01 | PO-SEP-8378-[165] | PO | 2025-11-17 | C&D |  | - | 2026-03-07 | 2026-02-21 | 0 | China Star (Dalian) Industry Co., Ltd. | 6100K023 – PR for Supply of MV 13.8 kV Switchgear (SWGR) for Halfmoon 115/13.8 kV Substation (SS). This PR covers 1st lot of mechanical bulk materials required for the SWGR SS, i
6100K016 | United_Cement : SWITCHGEAR - UNITED CEMENT | SWGR | ROH | GCE0401027P0100 | WASHER FLAT 10.5,DIN433-ST | 136 | 136 | 0 | 6100KDP01 | PO-SEP-8378-[196] | PO | 2025-11-17 | C&D |  | - | 2026-03-07 | 2026-02-21 | 0 | China Star (Dalian) Industry Co., Ltd. | 6100K023 – PR for Supply of MV 13.8 kV Switchgear (SWGR) for Halfmoon 115/13.8 kV Substation (SS). This PR covers 1st lot of mechanical bulk materials required for the SWGR SS, i
6100K016 | United_Cement : SWITCHGEAR - UNITED CEMENT | SWGR | ROH | GCE0402008P0100 | WASHER, A5., DIN 125-ST | 16 | 0 | 16 | PR Required | - | PR |  | C&D |  | - | 2026-03-07 | 2026-02-21 | 0
6100K016 | United_Cement : SWITCHGEAR - UNITED CEMENT | SWGR | ROH | GCE0402909P0100 | WASHER POLYAMID, A6.4, DIN 125 | 57 | 57 | 0 | 6100KDP01 | PO-SEP-8629-[1] | PO | 2025-10-30 | C&D |  | - | 2026-03-07 | 2026-02-21 | 0 | FLY METALTECH TRADING CO.
6100K016 | United_Cement : SWITCHGEAR - UNITED CEMENT | SWGR | ROH | GCE0402911P0100 | WASHER POLYAMID, A8.4, DIN 125 | 394 | 394 | 0 | 6100K023 | PO-SEP-8378-[65] | PO | 2025-11-17 | C&D |  | - | 2026-03-07 | 2026-02-21 | 0 | China Star (Dalian) Industry Co., Ltd. | 6100K023 – PR for Supply of MV 13.8 kV Switchgear (SWGR) for Halfmoon 115/13.8 kV Substation (SS). This PR covers 1st lot of mechanical bulk materials required for the SWGR SS, i
6100K016 | United_Cement : SWITCHGEAR - UNITED CEMENT | SWGR | ROH | GCE0402912P0100 | WASHER POLYAMID, A10.5, DIN 125 | 312 | 312 | 0 | 6100KDP01 | PO-SEP-8378-[293] | PO | 2025-11-17 | C&D |  | - | 2026-03-07 | 2026-02-21 | 0 | China Star (Dalian) Industry Co., Ltd. | 6100K023 – PR for Supply of MV 13.8 kV Switchgear (SWGR) for Halfmoon 115/13.8 kV Substation (SS). This PR covers 1st lot of mechanical bulk materials required for the SWGR SS, i
6100K016 | United_Cement : SWITCHGEAR - UNITED CEMENT | SWGR | ROH | GCE0410004P0100 | SPRING RING A3, DIN 127-FST | 20 | 10 | 10 | 6100K023 | PO-SEP-8385-[231] | PO | 2025-09-21 | C&D |  | - | 2026-03-07 | 2026-02-21 | 0 | Easy China (Xiamen) Trading Co, Ltd. | To update Promised Delivery Date
6100K016 | United_Cement : SWITCHGEAR - UNITED CEMENT | SWGR | ROH | GCE0410004P0100 | SPRING RING A3, DIN 127-FST | 10 | 10 | 0 | 6100KDP01 | PO-SEP-8385-[149] | PO | 2025-10-05 | C&D |  | - | 2026-03-07 | 2026-02-21 | 0 | Easy China (Xiamen) Trading Co, Ltd. | To update Promised Delivery Date
6100K016 | United_Cement : SWITCHGEAR - UNITED CEMENT | SWGR | ROH | GCE0412007P0100 | SPRING RING 10 DIN 7980-FST | 72 | 72 | 0 | 6100KDP01 | PO-SEP-8378-[244] | PO | 2025-11-17 | C&D |  | - | 2026-03-07 | 2026-02-21 | 0 | China Star (Dalian) Industry Co., Ltd. | 6100K023 – PR for Supply of MV 13.8 kV Switchgear (SWGR) for Halfmoon 115/13.8 kV Substation (SS). This PR covers 1st lot of mechanical bulk materials required for the SWGR SS, i
6100K016 | United_Cement : SWITCHGEAR - UNITED CEMENT | SWGR | ROH | GCE0413160P0100 | RETAINING WASHER VS5 | 22 | 22 | 0 | 6100K023 | PO-SEP-8385-[300] | PO | 2025-09-21 | C&D |  | - | 2026-03-07 | 2026-02-21 | 0 | Easy China (Xiamen) Trading Co, Ltd. | To update Promised Delivery Date
6100K016 | United_Cement : SWITCHGEAR - UNITED CEMENT | SWGR | ROH | GCE0413167P0100 | WASHER VS12 - FST | 4 | 4 | 0 | 6100KDP01 | PO-SEP-6812-[14] | PO | 2025-08-31 | C&D |  | - | 2026-03-07 | 2026-02-21 | 0 | China Star (Dalian) Industry Co., Ltd. | 6100KDP01 // PP-12 (Mechanical Parts) for 07 Panels with Accessories
6100K016 | United_Cement : SWITCHGEAR - UNITED CEMENT | SWGR | ROH | GCE0413307P0100 | CONTACT WASHER 12 | 8 | 8 | 0 | 6100KDP01 | PO-SEP-8378-[350] | PO | 2025-11-17 | C&D |  | - | 2026-03-07 | 2026-02-21 | 0 | China Star (Dalian) Industry Co., Ltd. | 6100K023 – PR for Supply of MV 13.8 kV Switchgear (SWGR) for Halfmoon 115/13.8 kV Substation (SS). This PR covers 1st lot of mechanical bulk materials required for the SWGR SS, i
6100K016 | United_Cement : SWITCHGEAR - UNITED CEMENT | SWGR | ROH | GCE0418202P0100 | WASHER,RETAINING 5/WN 418-FST | 89 | 12 | 77 | 6100KDP01 | PO-SEP-6812-[4] | PO | 2025-08-31 | C&D |  | - | 2026-03-07 | 2026-02-21 | 0 | China Star (Dalian) Industry Co., Ltd. | 6100KDP01 // PP-12 (Mechanical Parts) for 07 Panels with Accessories
6100K016 | United_Cement : SWITCHGEAR - UNITED CEMENT | SWGR | ROH | GCE0418202P0100 | WASHER,RETAINING 5/WN 418-FST | 77 | 77 | 0 | 6100KDP01 | PO-SEP-8629-[10] | PO | 2025-10-30 | C&D |  | - | 2026-03-07 | 2026-02-21 | 0 | FLY METALTECH TRADING CO.
6100K016 | United_Cement : SWITCHGEAR - UNITED CEMENT | SWGR | ROH | GCE0418203P0100 | WASHER,RETAINING 6, WN418-FST | 96 | 96 | 0 | 6100K023 | PO-SEP-8378-[295] | PO | 2025-11-17 | C&D |  | - | 2026-03-07 | 2026-02-21 | 0 | China Star (Dalian) Industry Co., Ltd. | 6100K023 – PR for Supply of MV 13.8 kV Switchgear (SWGR) for Halfmoon 115/13.8 kV Substation (SS). This PR covers 1st lot of mechanical bulk materials required for the SWGR SS, i
6100K016 | United_Cement : SWITCHGEAR - UNITED CEMENT | SWGR | ROH | GCE0418204P0100 | WASHER RETAINING 8/WN 418-FST | 27 | 27 | 0 | 6100K023 | PO-SEP-8680-[43] | PO | 2025-11-17 | C&D |  | - | 2026-03-07 | 2026-02-21 | 0 | ALAM AL NIMA TRADING EST
6100K016 | United_Cement : SWITCHGEAR - UNITED CEMENT | SWGR | ROH | GCE0418205P0100 | WASHER RETAINING 10, WN418-FST | 84 | 84 | 0 | 6100KDP01 | PO-SEP-8378-[197] | PO | 2025-11-17 | C&D |  | - | 2026-03-07 | 2026-02-21 | 0 | China Star (Dalian) Industry Co., Ltd. | 6100K023 – PR for Supply of MV 13.8 kV Switchgear (SWGR) for Halfmoon 115/13.8 kV Substation (SS). This PR covers 1st lot of mechanical bulk materials required for the SWGR SS, i
6100K016 | United_Cement : SWITCHGEAR - UNITED CEMENT | SWGR | ROH | GCE0422013P0100 | WASHER,RETAINING 16X1 | 8 | 8 | 0 | 6100KDP01 | PO-SEP-8378-[323] | PO | 2025-11-17 | C&D |  | - | 2026-03-07 | 2026-02-21 | 0 | China Star (Dalian) Industry Co., Ltd. | 6100K023 – PR for Supply of MV 13.8 kV Switchgear (SWGR) for Halfmoon 115/13.8 kV Substation (SS). This PR covers 1st lot of mechanical bulk materials required for the SWGR SS, i
6100K016 | United_Cement : SWITCHGEAR - UNITED CEMENT | SWGR | ROH | GCE0438423P0100 | SPRING PIN 3X16 | 12 | 8 | 4 | 6100KDP01 | PO-SEP-6812-[44] | PO | 2025-08-31 | C&D |  | - | 2026-03-07 | 2026-02-21 | 0 | China Star (Dalian) Industry Co., Ltd. | 6100KDP01 // PP-12 (Mechanical Parts) for 07 Panels with Accessories
6100K016 | United_Cement : SWITCHGEAR - UNITED CEMENT | SWGR | ROH | GCE0438423P0100 | SPRING PIN 3X16 | 4 | 4 | 0 | 6100KDP01 | PO-SEP-8629-[6] | PO | 2025-10-30 | C&D |  | - | 2026-03-07 | 2026-02-21 | 0 | FLY METALTECH TRADING CO.
6100K016 | United_Cement : SWITCHGEAR - UNITED CEMENT | SWGR | ROH | GCE0438425P0100 | SPRING PIN SLOTTED 3X20 (EQUIV.=28272) | 24 | 18 | 6 | 6100K023 | PO-SEP-8385-[3] | PO | 2025-09-21 | C&D |  | - | 2026-03-07 | 2026-02-21 | 0 | Easy China (Xiamen) Trading Co, Ltd. | To update Promised Delivery Date
6100K016 | United_Cement : SWITCHGEAR - UNITED CEMENT | SWGR | ROH | GCE0438425P0100 | SPRING PIN SLOTTED 3X20 (EQUIV.=28272) | 6 | 6 | 0 | 6100KDP01 | PO-SEP-8385-[199] | PO | 2025-10-05 | C&D |  | - | 2026-03-07 | 2026-02-21 | 0 | Easy China (Xiamen) Trading Co, Ltd. | To update Promised Delivery Date
6100K016 | United_Cement : SWITCHGEAR - UNITED CEMENT | SWGR | ROH | GCE0457035P0100 | BLIND RIVET 5X10 AL | 238 | 238 | 0 | 6100KDP01 | PO-SEP-8378-[331] | PO | 2025-11-17 | C&D |  | - | 2026-03-07 | 2026-02-21 | 0 | China Star (Dalian) Industry Co., Ltd. | 6100K023 – PR for Supply of MV 13.8 kV Switchgear (SWGR) for Halfmoon 115/13.8 kV Substation (SS). This PR covers 1st lot of mechanical bulk materials required for the SWGR SS, i
6100K016 | United_Cement : SWITCHGEAR - UNITED CEMENT | SWGR | ROH | GCE0457038P0100 | BLIND RIVET 5X16, CIECO, WN457-ALU | 112 | 112 | 0 | 6100KDP01 | PO-SEP-8378-[334] | PO | 2025-11-17 | C&D |  | - | 2026-03-07 | 2026-02-21 | 0 | China Star (Dalian) Industry Co., Ltd. | 6100K023 – PR for Supply of MV 13.8 kV Switchgear (SWGR) for Halfmoon 115/13.8 kV Substation (SS). This PR covers 1st lot of mechanical bulk materials required for the SWGR SS, i
6100K016 | United_Cement : SWITCHGEAR - UNITED CEMENT | SWGR | ROH | GCE0457040P0100 | BLIND RIVET 6.4X12 STEEL | 201 | 201 | 0 | 6100KDP01 | PO-SEP-8378-[335] | PO | 2025-11-17 | C&D |  | - | 2026-03-07 | 2026-02-21 | 0 | China Star (Dalian) Industry Co., Ltd. | 6100K023 – PR for Supply of MV 13.8 kV Switchgear (SWGR) for Halfmoon 115/13.8 kV Substation (SS). This PR covers 1st lot of mechanical bulk materials required for the SWGR SS, i
6100K016 | United_Cement : SWITCHGEAR - UNITED CEMENT | SWGR | ROH | GCE0518520P0101 | ATTENTION SIGN (SEGNALE DI PERICOLO) | 3 | 2 | 1 | 6100KDP01 | PO-SEP-6543-[63] | PO | 2025-12-31 | C&D |  | - | 2026-03-07 | 2026-02-21 | 0 | Azm and Tumooh Trading Establishment | Labels for outdoor
6100K016 | United_Cement : SWITCHGEAR - UNITED CEMENT | SWGR | ROH | GCE0518520P0101 | ATTENTION SIGN (SEGNALE DI PERICOLO) | 1 | 0 | 1 | PR Required | - | PR |  | C&D |  | - | 2026-03-07 | 2026-02-21 | 0
6100K016 | United_Cement : SWITCHGEAR - UNITED CEMENT | SWGR | ROH | GCE0909121P0100 | STRAIN RELIEF TYPE ZE2/10 | 8 | 6 | 2 | 6100K023 | PO-SEP-8385-[5] | PO | 2025-09-21 | C&D |  | - | 2026-03-07 | 2026-02-21 | 0 | Easy China (Xiamen) Trading Co, Ltd. | To update Promised Delivery Date
6100K016 | United_Cement : SWITCHGEAR - UNITED CEMENT | SWGR | ROH | GCE0909121P0100 | STRAIN RELIEF TYPE ZE2/10 | 2 | 2 | 0 | 6100KDP01 | PO-SEP-8385-[150] | PO | 2025-10-05 | C&D |  | - | 2026-03-07 | 2026-02-21 | 0 | Easy China (Xiamen) Trading Co, Ltd. | To update Promised Delivery Date
6100K016 | United_Cement : SWITCHGEAR - UNITED CEMENT | SWGR | ROH | GCE0909123P0100 | PLUG-IN CONNECTION - 645060000 | 6 | 0 | 6 | PR Required | - | PR |  | C&D |  | - | 2026-03-07 | 2026-02-21 | 0
6100K016 | United_Cement : SWITCHGEAR - UNITED CEMENT | SWGR | ROH | GCE0909124P0100 | BUSH STV2/10 ORDER.NO. 0645160000 | 10 | 0 | 10 | PR Required | - | PR |  | C&D |  | - | 2026-03-07 | 2026-02-21 | 0
6100K016 | United_Cement : SWITCHGEAR - UNITED CEMENT | SWGR | ROH | GCE0931008P0100 | POST TYPE INSULATOR 12kV SIZE B 2040384 | 27 | 18 | 9 | 6100K023 | PO-SEP-8389-[2] | PO | 2025-11-30 | C&D |  | - | 2026-03-07 | 2026-02-21 | 0 | Georg Jordan GmbH | 6100K023 – PR for Supply of MV 13.8 kV Switchgear (SWGR) for Halfmoon 115/13.8 kV Substation (SS). This PR covers 1st lot of mechanical bulk materials required for the SWGR SS, i
6100K016 | United_Cement : SWITCHGEAR - UNITED CEMENT | SWGR | ROH | GCE0931008P0100 | POST TYPE INSULATOR 12kV SIZE B 2040384 | 9 | 3 | 6 | 606PD013 | PO-SEP-8389-[7] | PO | 2025-11-30 | C&D |  | - | 2026-03-07 | 2026-02-21 | 0 | Georg Jordan GmbH | 6100K023 – PR for Supply of MV 13.8 kV Switchgear (SWGR) for Halfmoon 115/13.8 kV Substation (SS). This PR covers 1st lot of mechanical bulk materials required for the SWGR SS, i
6100K016 | United_Cement : SWITCHGEAR - UNITED CEMENT | SWGR | ROH | GCE0931008P0100 | POST TYPE INSULATOR 12kV SIZE B 2040384 | 6 | 6 | 0 | free_stock | PR-SEP-0023653-[36] | PR |  | C&D |  | - | 2026-03-07 | 2026-02-21 | 0
6100K016 | United_Cement : SWITCHGEAR - UNITED CEMENT | SWGR | ROH | GCE0990014P0100 | THREADED PLATE M10 | 8 | 8 | 0 | 6100K023 | PO-SEP-8403-[14] | PO | 2025-09-21 | C&D |  | - | 2026-03-07 | 2026-02-21 | 0 | AL NAKHEEL GREEN STEEL WORKS | 6100K023Halfmoon SWGR Project, All Electrical Components (ABB, Hitachi & Bulk) to Supply of MV 13.8 kV SWGR For Halfmoon 115/13.8kv SS
6100K016 | United_Cement : SWITCHGEAR - UNITED CEMENT | SWGR | ROH | GCE0990162P0101 | PANEL HEATER 240V,50W-Boxin-3Met.Cable | 23 | 23 | 0 | 6100KDP01 | PO-SEP-8409-[4] | PO | 2025-11-30 | C&D |  | - | 2026-03-07 | 2026-02-21 | 0 | Changsha Electric Controlling Auxiliaries Factory
6100K016 | United_Cement : SWITCHGEAR - UNITED CEMENT | SWGR | ROH | GCE0990162P0101 | PANEL HEATER 240V,50W-Boxin-3Met.Cable | 23 | 23 | 0 | 6100K023 | PO-SEP-8409-[3] | PO | 2025-11-30 | LV |  | - | 2026-03-07 | 2026-02-21 | 0 | Changsha Electric Controlling Auxiliaries Factory
6100K016 | United_Cement : SWITCHGEAR - UNITED CEMENT | SWGR | ROH | GCE0990162P0102 | PANEL HEATER 240V,100W-Boxin-5MetCable | 23 | 23 | 0 | 6100KDP01 | PO-SEP-8409-[6] | PO | 2025-11-30 | C&D |  | - | 2026-03-07 | 2026-02-21 | 0 | Changsha Electric Controlling Auxiliaries Factory
6100K016 | United_Cement : SWITCHGEAR - UNITED CEMENT | SWGR | ROH | GCE0990403P0100 | VENTILATOR QK08A-2EM.50.CH WITH CAPACITO | 3 | 3 | 0 | 6100K025 | PO-SEP-8748-[3] | PO | 2025-12-31 | B |  | - | 2026-03-07 | 2026-02-21 | 0 | ZIEHL ABEGG Middle East FZE | 6100K021 AL RAYAN SS SWGR Electrical Componentes Order.
6100K016 | United_Cement : SWITCHGEAR - UNITED CEMENT | SWGR | ROH | GCE0990404P0100 | RADIAL FLOW FAN QK08A-2EM.35.CF | 1 | 1 | 0 | 6100K025 | PO-SEP-8748-[4] | PO | 2025-12-31 | B |  | - | 2026-03-07 | 2026-02-21 | 0 | ZIEHL ABEGG Middle East FZE | 6100K021 AL RAYAN SS SWGR Electrical Componentes Order.
6100K016 | United_Cement : SWITCHGEAR - UNITED CEMENT | SWGR | ROH | GCE0996027P0100 | PROTECTION CAP M10NR.610 | 96 | 96 | 0 | 6100K023 | PO-SEP-8629-[3] | PO | 2025-10-30 | C&D |  | - | 2026-03-07 | 2026-02-21 | 0 | FLY METALTECH TRADING CO.
6100K016 | United_Cement : SWITCHGEAR - UNITED CEMENT | SWGR | ROH | GCE0998134P0100 | SEALING RUBBER | 314.61 | 314.61 | 0 | 6100KDP01 | PO-SEP-8394-[2] | PO | 2025-11-30 | B |  | - | 2026-03-07 | 2026-02-21 | 0 | Suzhou Dirak Co. Ltd | 6100K023 – PR for Supply of MV 13.8 kV Switchgear (SWGR) for Halfmoon 115/13.8 kV Substation (SS). This PR covers 1st lot of mechanical bulk materials required for the SWGR SS, i
6100K016 | United_Cement : SWITCHGEAR - UNITED CEMENT | SWGR | ROH | GCE0998162P0100 | REDUCING RING PVC | 401 | 401 | 0 | 6100K023 | PO-SEP-8385-[10] | PO | 2025-09-21 | C&D |  | - | 2026-03-07 | 2026-02-21 | 0 | Easy China (Xiamen) Trading Co, Ltd. | To update Promised Delivery Date
6100K016 | United_Cement : SWITCHGEAR - UNITED CEMENT | SWGR | ROH | GCE0998168P0100 | PLASTIC BUSHING EK/G36 | 3 | 3 | 0 | 6100K023 | PO-SEP-8385-[11] | PO | 2025-09-21 | C&D |  | - | 2026-03-07 | 2026-02-21 | 0 | Easy China (Xiamen) Trading Co, Ltd. | To update Promised Delivery Date
6100K016 | United_Cement : SWITCHGEAR - UNITED CEMENT | SWGR | ROH | GCE4395060P0100 | WASHER,PLAIN , LARGE 6.1/18X1 | 40 | 24 | 16 | 6100KDP01 | PO-SEP-6812-[6] | PO | 2025-08-31 | C&D |  | - | 2026-03-07 | 2026-02-21 | 0 | China Star (Dalian) Industry Co., Ltd. | 6100KDP01 // PP-12 (Mechanical Parts) for 07 Panels with Accessories
6100K016 | United_Cement : SWITCHGEAR - UNITED CEMENT | SWGR | ROH | GCE4395060P0100 | WASHER,PLAIN , LARGE 6.1/18X1 | 16 | 16 | 0 | 6100KDP01 | PO-SEP-8378-[351] | PO | 2025-11-17 | C&D |  | - | 2026-03-07 | 2026-02-21 | 0 | China Star (Dalian) Industry Co., Ltd. | 6100K023 – PR for Supply of MV 13.8 kV Switchgear (SWGR) for Halfmoon 115/13.8 kV Substation (SS). This PR covers 1st lot of mechanical bulk materials required for the SWGR SS, i
6100K016 | United_Cement : SWITCHGEAR - UNITED CEMENT | SWGR | ROH | GCE4395592P0100 | WASHER FLAT 8 X 11 X 0.5 MM | 150 | 150 | 0 | 6100K023 | PO-SEP-8378-[70] | PO | 2025-11-17 | C&D |  | - | 2026-03-07 | 2026-02-21 | 0 | China Star (Dalian) Industry Co., Ltd. | 6100K023 – PR for Supply of MV 13.8 kV Switchgear (SWGR) for Halfmoon 115/13.8 kV Substation (SS). This PR covers 1st lot of mechanical bulk materials required for the SWGR SS, i
6100K016 | United_Cement : SWITCHGEAR - UNITED CEMENT | SWGR | ROH | GCE4395856P0100 | PLAIN WASHER, LARGE 6.2x12x0.2 | 22 | 22 | 0 | 6100KDP01 | PO-SEP-8378-[218] | PO | 2025-11-17 | C&D |  | - | 2026-03-07 | 2026-02-21 | 0 | China Star (Dalian) Industry Co., Ltd. | 6100K023 – PR for Supply of MV 13.8 kV Switchgear (SWGR) for Halfmoon 115/13.8 kV Substation (SS). This PR covers 1st lot of mechanical bulk materials required for the SWGR SS, i
6100K016 | United_Cement : SWITCHGEAR - UNITED CEMENT | SWGR | ROH | GCE4396016P0100 | PLAIN WASSHER 9/33X2.5 | 8 | 8 | 0 | 6100K023 | PO-SEP-8378-[156] | PO | 2025-11-17 | C&D |  | - | 2026-03-07 | 2026-02-21 | 0 | China Star (Dalian) Industry Co., Ltd. | 6100K023 – PR for Supply of MV 13.8 kV Switchgear (SWGR) for Halfmoon 115/13.8 kV Substation (SS). This PR covers 1st lot of mechanical bulk materials required for the SWGR SS, i
6100K016 | United_Cement : SWITCHGEAR - UNITED CEMENT | SWGR | ROH | GCE4396073P0100 | WASHER LARG PLN (12.1/23.5X2.5 | 20 | 12 | 8 | 6100KDP01 | PO-SEP-8378-[191] | PO | 2025-11-17 | C&D |  | - | 2026-03-07 | 2026-02-21 | 0 | China Star (Dalian) Industry Co., Ltd. | 6100K023 – PR for Supply of MV 13.8 kV Switchgear (SWGR) for Halfmoon 115/13.8 kV Substation (SS). This PR covers 1st lot of mechanical bulk materials required for the SWGR SS, i
6100K016 | United_Cement : SWITCHGEAR - UNITED CEMENT | SWGR | ROH | GCE4396073P0100 | WASHER LARG PLN (12.1/23.5X2.5 | 8 | 8 | 0 | 6100K023 | PO-SEP-8378-[72] | PO | 2025-11-17 | C&D |  | - | 2026-03-07 | 2026-02-21 | 0 | China Star (Dalian) Industry Co., Ltd. | 6100K023 – PR for Supply of MV 13.8 kV Switchgear (SWGR) for Halfmoon 115/13.8 kV Substation (SS). This PR covers 1st lot of mechanical bulk materials required for the SWGR SS, i
6100K016 | United_Cement : SWITCHGEAR - UNITED CEMENT | SWGR | ROH | GCE4530250P0100 | DESIGNATION LABEL L1 (RED) | 25 | 25 | 0 | 6100KDP01 | PO-SEP-8379-[31] | PO | 2025-10-30 | C&D |  | - | 2026-03-07 | 2026-02-21 | 0 | Azm and Tumooh Trading Establishment | 6100K023 – PR for Supply of MV 13.8 kV Switchgear (SWGR) for Halfmoon 115/13.8 kV Substation (SS). This PR covers 1st lot of mechanical bulk materials required for the SWGR SS, i
6100K016 | United_Cement : SWITCHGEAR - UNITED CEMENT | SWGR | ROH | GCE4530251P0100 | DESIGNATION LABEL L2 (YELLOW) | 25 | 25 | 0 | 6100KDP01 | PO-SEP-8379-[32] | PO | 2025-10-30 | C&D |  | - | 2026-03-07 | 2026-02-21 | 0 | Azm and Tumooh Trading Establishment | 6100K023 – PR for Supply of MV 13.8 kV Switchgear (SWGR) for Halfmoon 115/13.8 kV Substation (SS). This PR covers 1st lot of mechanical bulk materials required for the SWGR SS, i
6100K016 | United_Cement : SWITCHGEAR - UNITED CEMENT | SWGR | ROH | GCE4530252P0100 | DESIGNATION LABEL L3 (BLUE) | 25 | 25 | 0 | 6100KDP01 | PO-SEP-8379-[33] | PO | 2025-10-30 | C&D |  | - | 2026-03-07 | 2026-02-21 | 0 | Azm and Tumooh Trading Establishment | 6100K023 – PR for Supply of MV 13.8 kV Switchgear (SWGR) for Halfmoon 115/13.8 kV Substation (SS). This PR covers 1st lot of mechanical bulk materials required for the SWGR SS, i
6100K016 | United_Cement : SWITCHGEAR - UNITED CEMENT | SWGR | ROH | GCE4539019P0100 | INFORMATION PLATE | 22 | 22 | 0 | 6100KDP01 | PO-SEP-8379-[36] | PO | 2025-10-30 | C&D |  | - | 2026-03-07 | 2026-02-21 | 0 | Azm and Tumooh Trading Establishment | 6100K023 – PR for Supply of MV 13.8 kV Switchgear (SWGR) for Halfmoon 115/13.8 kV Substation (SS). This PR covers 1st lot of mechanical bulk materials required for the SWGR SS, i
6100K016 | United_Cement : SWITCHGEAR - UNITED CEMENT | SWGR | ROH | GCE4539452P0100 | INDICATION LABEL Mech.Operation STICKER | 29 | 29 | 0 | 6100KDP01 | PO-SEP-8379-[28] | PO | 2025-10-30 | C&D |  | - | 2026-03-07 | 2026-02-21 | 0 | Azm and Tumooh Trading Establishment | 6100K023 – PR for Supply of MV 13.8 kV Switchgear (SWGR) for Halfmoon 115/13.8 kV Substation (SS). This PR covers 1st lot of mechanical bulk materials required for the SWGR SS, i
6100K016 | United_Cement : SWITCHGEAR - UNITED CEMENT | SWGR | ROH | GCE4539457P0101A | INFORMATION PLATE ( LOCAL ) | 12 | 0 | 12 | PR Required | - | PR |  | C&D |  | - | 2026-03-07 | 2026-02-21 | 0
6100K016 | United_Cement : SWITCHGEAR - UNITED CEMENT | SWGR | ROH | GCE4539458P0101A | INFORMATION PLATE ( LOCAL ) | 1 | 0 | 1 | PR Required | - | PR |  | LAX |  | - | 2026-03-07 | 2026-02-21 | 0
6100K016 | United_Cement : SWITCHGEAR - UNITED CEMENT | SWGR | ROH | GCE7000496P0102 | TORSION SPRING | 23 | 23 | 0 | 6100KDP01 | PO-SEP-8387-[20] | PO | 2025-11-30 | C&D |  | - | 2026-03-07 | 2026-02-21 | 0 | Fujian Sanxing Electric Co., Ltd | 6100K023 – PR for Supply of MV 13.8 kV Switchgear (SWGR) for Halfmoon 115/13.8 kV Substation (SS). This PR covers 1st lot of mechanical bulk materials required for the SWGR SS, i
6100K016 | United_Cement : SWITCHGEAR - UNITED CEMENT | SWGR | ROH | GCE7000497R0101 | BEARING HOUSING COMPLETE | 22 | 22 | 0 | 6100KDP01 | PO-SEP-8387-[30] | PO | 2025-11-30 | C&D |  | - | 2026-03-07 | 2026-02-21 | 0 | Fujian Sanxing Electric Co., Ltd | 6100K023 – PR for Supply of MV 13.8 kV Switchgear (SWGR) for Halfmoon 115/13.8 kV Substation (SS). This PR covers 1st lot of mechanical bulk materials required for the SWGR SS, i
6100K016 | United_Cement : SWITCHGEAR - UNITED CEMENT | SWGR | ROH | GCE7000508P0101 | GROOVED PIN | 44 | 32 | 12 | 6100K023 | PO-SEP-8704-[2] | PO | 2025-09-21 | C&D |  | - | 2026-03-07 | 2026-02-21 | 0 | Laser Company for Metal Industries Ltd | 6100K023 – PR for Supply of MV 13.8 kV Switchgear (SWGR) for Halfmoon 115/13.8 kV Substation (SS). This PR covers 1st lot of mechanical bulk materials required for the SWGR SS, i
6100K016 | United_Cement : SWITCHGEAR - UNITED CEMENT | SWGR | ROH | GCE7000508P0101 | GROOVED PIN | 12 | 12 | 0 | 6100KDP01 | PO-SEP-8523-[11] | PO | 2025-10-23 | C&D |  | - | 2026-03-07 | 2026-02-21 | 0 | Laser Company for Metal Industries Ltd | 6100K023 – PR for Supply of
6100K016 | United_Cement : SWITCHGEAR - UNITED CEMENT | SWGR | ROH | GCE7000525P0101 | WASHER,STOP | 22 | 22 | 0 | 6100K023 | PO-SEP-8385-[301] | PO | 2025-09-21 | C&D |  | - | 2026-03-07 | 2026-02-21 | 0 | Easy China (Xiamen) Trading Co, Ltd. | To update Promised Delivery Date
6100K016 | United_Cement : SWITCHGEAR - UNITED CEMENT | SWGR | ROH | GCE7000541P0101P | ADJUSTING RING | 8 | 0 | 8 | PR Required | - | PR |  | C&D |  | - | 2026-03-07 | 2026-02-21 | 0
6100K016 | United_Cement : SWITCHGEAR - UNITED CEMENT | SWGR | ROH | GCE7000542P0101 | BUSH D10/6.2X15 | 16 | 0 | 16 | PR Required | - | PR |  | C&D |  | - | 2026-03-07 | 2026-02-21 | 0
6100K016 | United_Cement : SWITCHGEAR - UNITED CEMENT | SWGR | ROH | GCE7000552P0101 | STOP WASHER | 88 | 82 | 6 | 6100KDP01 | PO-SEP-8378-[241] | PO | 2025-11-17 | C&D |  | - | 2026-03-07 | 2026-02-21 | 0 | China Star (Dalian) Industry Co., Ltd. | 6100K023 – PR for Supply of MV 13.8 kV Switchgear (SWGR) for Halfmoon 115/13.8 kV Substation (SS). This PR covers 1st lot of mechanical bulk materials required for the SWGR SS, i
6100K016 | United_Cement : SWITCHGEAR - UNITED CEMENT | SWGR | ROH | GCE7000552P0101 | STOP WASHER | 6 | 6 | 0 | 6100K023 | PO-SEP-8378-[74] | PO | 2025-11-17 | C&D |  | - | 2026-03-07 | 2026-02-21 | 0 | China Star (Dalian) Industry Co., Ltd. | 6100K023 – PR for Supply of MV 13.8 kV Switchgear (SWGR) for Halfmoon 115/13.8 kV Substation (SS). This PR covers 1st lot of mechanical bulk materials required for the SWGR SS, i
6100K016 | United_Cement : SWITCHGEAR - UNITED CEMENT | SWGR | ROH | GCE7000663R0101 | BEVEL GEAR DRIVE FOR EK6 ZS1 | 22 | 22 | 0 | 6100KDP01 | PO-SEP-8397-[5] | PO | 2025-11-30 | C&D |  | - | 2026-03-07 | 2026-02-21 | 0 | Xiamen Xingjitai Electrical Apparatus Co. Ltd | 6100K023 – PR for Supply of MV 13.8 kV Switchgear (SWGR) for Halfmoon 115/13.8 kV Substation (SS). This PR covers 1st lot of mechanical bulk materials required for the SWGR SS, i
6100K016 | United_Cement : SWITCHGEAR - UNITED CEMENT | SWGR | ROH | GCE7000847P0101P | K - STUD | 8 | 4 | 4 | 6100K023 | PO-SEP-8385-[87] | PO | 2025-09-21 | C&D |  | - | 2026-03-07 | 2026-02-21 | 0 | Easy China (Xiamen) Trading Co, Ltd. | To update Promised Delivery Date
6100K016 | United_Cement : SWITCHGEAR - UNITED CEMENT | SWGR | ROH | GCE7000847P0101P | K - STUD | 4 | 3 | 1 | 6100KDP01 | PO-SEP-8385-[281] | PO | 2025-10-19 | C&D |  | - | 2026-03-07 | 2026-02-21 | 0 | Easy China (Xiamen) Trading Co, Ltd. | To update Promised Delivery Date
6100K016 | United_Cement : SWITCHGEAR - UNITED CEMENT | SWGR | ROH | GCE7000847P0101P | K - STUD | 1 | 1 | 0 | free_stock | PR-SEP-0022673-[37] | PR |  | C&D |  | - | 2026-03-07 | 2026-02-21 | 0
6100K016 | United_Cement : SWITCHGEAR - UNITED CEMENT | SWGR | ROH | GCE7001732R0105 | EARTHING SWITCH: EK6/ZS1-1710-275 | 2 | 2 | 0 | 6100KDP01 | PO-SEP-8382-[5] | PO | 2025-11-30 | A |  | - | 2026-03-07 | 2026-02-21 | 0 | Abb Electrical Industriesco | Earthing Switch/6100K023 – PR for Supply of MV 13.8 kV Switchgear (SWGR) for Halfmoon 115/13.8 kV Substation (SS). This PR covers 1st lot of mechanical bulk materials required for the SWGR SS, i
6100K016 | United_Cement : SWITCHGEAR - UNITED CEMENT | SWGR | ROH | GCE7001732R0106 | EARTHING SWITCH: EK6-ZS1-1710-210 | 2 | 2 | 0 | 6100K023 | PO-SEP-8382-[2] | PO | 2025-11-30 | A |  | - | 2026-03-07 | 2026-02-21 | 0 | Abb Electrical Industriesco | Earthing Switch/6100K023 – PR for Supply of MV 13.8 kV Switchgear (SWGR) for Halfmoon 115/13.8 kV Substation (SS). This PR covers 1st lot of mechanical bulk materials required for the SWGR SS, i
6100K016 | United_Cement : SWITCHGEAR - UNITED CEMENT | SWGR | ROH | GCE7003008P0101 | RING | 22 | 22 | 0 | 6100KDP01 | PO-SEP-8387-[21] | PO | 2025-11-30 | C&D |  | - | 2026-03-07 | 2026-02-21 | 0 | Fujian Sanxing Electric Co., Ltd | 6100K023 – PR for Supply of MV 13.8 kV Switchgear (SWGR) for Halfmoon 115/13.8 kV Substation (SS). This PR covers 1st lot of mechanical bulk materials required for the SWGR SS, i
6100K016 | United_Cement : SWITCHGEAR - UNITED CEMENT | SWGR | ROH | GCE7003012P0101P | TUBE 8X5.1X25 | 8 | 4 | 4 | 6100K023 | PO-SEP-8385-[88] | PO | 2025-09-21 | C&D |  | - | 2026-03-07 | 2026-02-21 | 0 | Easy China (Xiamen) Trading Co, Ltd. | To update Promised Delivery Date
6100K016 | United_Cement : SWITCHGEAR - UNITED CEMENT | SWGR | ROH | GCE7003012P0101P | TUBE 8X5.1X25 | 4 | 3 | 1 | 6100KDP01 | PO-SEP-8385-[282] | PO | 2025-10-19 | C&D |  | - | 2026-03-07 | 2026-02-21 | 0 | Easy China (Xiamen) Trading Co, Ltd. | To update Promised Delivery Date
6100K016 | United_Cement : SWITCHGEAR - UNITED CEMENT | SWGR | ROH | GCE7003012P0101P | TUBE 8X5.1X25 | 1 | 1 | 0 | free_stock | PR-SEP-0022673-[38] | PR |  | C&D |  | - | 2026-03-07 | 2026-02-21 | 0
6100K016 | United_Cement : SWITCHGEAR - UNITED CEMENT | SWGR | ROH | GCE7003536P0101 | DETENT | 8 | 0 | 8 | PR Required | - | PR |  | C&D |  | - | 2026-03-07 | 2026-02-21 | 0
6100K016 | United_Cement : SWITCHGEAR - UNITED CEMENT | SWGR | ROH | GCE7003544P0101 | SPINDLE | 7 | 0 | 7 | PR Required | - | PR |  | C&D |  | - | 2026-03-07 | 2026-02-21 | 0
6100K016 | United_Cement : SWITCHGEAR - UNITED CEMENT | SWGR | ROH | GCE7003553P0101P | HEXAGON BOLT | 16 | 6 | 10 | 6100KDP01 | PO-SEP-8680-[49] | PO | 2025-10-19 | C&D |  | - | 2026-03-07 | 2026-02-21 | 0 | ALAM AL NIMA TRADING EST
6100K016 | United_Cement : SWITCHGEAR - UNITED CEMENT | SWGR | ROH | GCE7003553P0101P | HEXAGON BOLT | 10 | 2 | 8 | 6100KDP01 | PO-SEP-8168-[207] | PO | 2025-10-30 | C&D |  | - | 2026-03-07 | 2026-02-21 | 0 | China Star (Dalian) Industry Co., Ltd. | 6100K022 // Mechanical Bulk Components,
6100K016 | United_Cement : SWITCHGEAR - UNITED CEMENT | SWGR | ROH | GCE7003553P0101P | HEXAGON BOLT | 8 | 4 | 4 | 6100K023 | PO-SEP-8680-[26] | PO | 2025-11-17 | C&D |  | - | 2026-03-07 | 2026-02-21 | 0 | ALAM AL NIMA TRADING EST
6100K016 | United_Cement : SWITCHGEAR - UNITED CEMENT | SWGR | ROH | GCE7003553P0101P | HEXAGON BOLT | 4 | 0 | 4 | PR Required | - | PR |  | C&D |  | - | 2026-03-07 | 2026-02-21 | 0
6100K016 | United_Cement : SWITCHGEAR - UNITED CEMENT | SWGR | ROH | GCE7003556P0101 | SLIDE | 17 | 0 | 17 | PR Required | - | PR |  | C&D |  | - | 2026-03-07 | 2026-02-21 | 0
6100K016 | United_Cement : SWITCHGEAR - UNITED CEMENT | SWGR | ROH | GCE7003557P0101 | SLIDE | 1 | 0 | 1 | PR Required | - | PR |  | LAX |  | - | 2026-03-07 | 2026-02-21 | 0
6100K016 | United_Cement : SWITCHGEAR - UNITED CEMENT | SWGR | ROH | GCE7003568P0101 | NUT SPECIAL | 8 | 0 | 8 | PR Required | - | PR |  | C&D |  | - | 2026-03-07 | 2026-02-21 | 0
6100K016 | United_Cement : SWITCHGEAR - UNITED CEMENT | SWGR | ROH | GCE7003578P0101 | SQUARE BOLT 4KT8/20 | 16 | 2 | 14 | 6100KDP01 | PO-SEP-8057-[1] | PO | 2025-09-20 | C&D |  | - | 2026-03-07 | 2026-02-21 | 0 | XIAMEN STARLIGHTS
6100K016 | United_Cement : SWITCHGEAR - UNITED CEMENT | SWGR | ROH | GCE7003578P0101 | SQUARE BOLT 4KT8/20 | 14 | 3 | 11 | 6100KDP01 | PO-SEP-8396-[46] | PO | 2025-11-30 | C&D |  | - | 2026-03-07 | 2026-02-21 | 0 | XIAMEN STARLIGHTS | 6100K023 – PR for Supply of MV 13.8 kV Switchgear (SWGR) for Halfmoon 115/13.8 kV Substation (SS). This PR covers 1st lot of mechanical bulk materials required for the SWGR SS, i
6100K016 | United_Cement : SWITCHGEAR - UNITED CEMENT | SWGR | ROH | GCE7003578P0101 | SQUARE BOLT 4KT8/20 | 11 | 2 | 9 | 6100K023 | PO-SEP-8396-[17] | PO | 2025-11-30 | C&D |  | - | 2026-03-07 | 2026-02-21 | 0 | XIAMEN STARLIGHTS | 6100K023 – PR for Supply of MV 13.8 kV Switchgear (SWGR) for Halfmoon 115/13.8 kV Substation (SS). This PR covers 1st lot of mechanical bulk materials required for the SWGR SS, i
6100K016 | United_Cement : SWITCHGEAR - UNITED CEMENT | SWGR | ROH | GCE7003578P0101 | SQUARE BOLT 4KT8/20 | 9 | 0 | 9 | PR Required | - | PR |  | C&D |  | - | 2026-03-07 | 2026-02-21 | 0
6100K016 | United_Cement : SWITCHGEAR - UNITED CEMENT | SWGR | ROH | GCE7003579P0101 | TENSION SPRING 6.5/.9/30/16 | 33 | 33 | 0 | 6100KDP01 | PO-SEP-8396-[38] | PO | 2025-11-30 | C&D |  | - | 2026-03-07 | 2026-02-21 | 0 | XIAMEN STARLIGHTS | 6100K023 – PR for Supply of MV 13.8 kV Switchgear (SWGR) for Halfmoon 115/13.8 kV Substation (SS). This PR covers 1st lot of mechanical bulk materials required for the SWGR SS, i
6100K016 | United_Cement : SWITCHGEAR - UNITED CEMENT | SWGR | ROH | GCE7003579P0102 | TENSION SPRING 6.5/.9/30/16 | 8 | 0 | 8 | PR Required | - | PR |  | C&D |  | - | 2026-03-07 | 2026-02-21 | 0
6100K016 | United_Cement : SWITCHGEAR - UNITED CEMENT | SWGR | ROH | GCE7003581P0101 | COMPRESSION SPRING 7.5/0,8/9/25 | 16 | 0 | 16 | PR Required | - | PR |  | C&D |  | - | 2026-03-07 | 2026-02-21 | 0
6100K016 | United_Cement : SWITCHGEAR - UNITED CEMENT | SWGR | ROH | GCE7003582P0101 | NUT | 16 | 0 | 16 | PR Required | - | PR |  | C&D |  | - | 2026-03-07 | 2026-02-21 | 0
6100K016 | United_Cement : SWITCHGEAR - UNITED CEMENT | SWGR | ROH | GCE7003694P0102 | CARRIER | 42 | 41 | 1 | 6100KDP01 | PO-SEP-8397-[6] | PO | 2025-11-30 | C&D |  | - | 2026-03-07 | 2026-02-21 | 0 | Xiamen Xingjitai Electrical Apparatus Co. Ltd | 6100K023 – PR for Supply of MV 13.8 kV Switchgear (SWGR) for Halfmoon 115/13.8 kV Substation (SS). This PR covers 1st lot of mechanical bulk materials required for the SWGR SS, i
6100K016 | United_Cement : SWITCHGEAR - UNITED CEMENT | SWGR | ROH | GCE7003694P0102 | CARRIER | 1 | 1 | 0 | 6100K023 | PO-SEP-8397-[2] | PO | 2025-11-30 | C&D |  | - | 2026-03-07 | 2026-02-21 | 0 | Xiamen Xingjitai Electrical Apparatus Co. Ltd | 6100K023 – PR for Supply of MV 13.8 kV Switchgear (SWGR) for Halfmoon 115/13.8 kV Substation (SS). This PR covers 1st lot of mechanical bulk materials required for the SWGR SS, i
6100K016 | United_Cement : SWITCHGEAR - UNITED CEMENT | SWGR | ROH | GCE7107642P0100 | TENSION SPRING 8.9/0.7/35/10 | 8 | 0 | 8 | PR Required | - | PR |  | C&D |  | - | 2026-03-07 | 2026-02-21 | 0
6100K016 | United_Cement : SWITCHGEAR - UNITED CEMENT | SWGR | ROH | GCE7109399R0101 | AUXILIARY SWITCH 5NO | 44 | 44 | 0 | 6100KDP01 | PO-SEP-8409-[7] | PO | 2025-11-30 | C&D |  | - | 2026-03-07 | 2026-02-21 | 0 | Changsha Electric Controlling Auxiliaries Factory
6100K016 | United_Cement : SWITCHGEAR - UNITED CEMENT | SWGR | ROH | GCE7109399R0106 | AUXILIARY SWITCH 5NC | 16 | 16 | 0 | 6100K023 | PO-SEP-8385-[25] | PO | 2025-09-21 | C&D |  | - | 2026-03-07 | 2026-02-21 | 0 | Easy China (Xiamen) Trading Co, Ltd. | To update Promised Delivery Date
6100K016 | United_Cement : SWITCHGEAR - UNITED CEMENT | SWGR | ROH | GCE7109399R0118 | SLIDE F.AUX.SWICH 5NC | 3 | 3 | 0 | 6100K023 | PO-SEP-8385-[26] | PO | 2025-09-21 | C&D |  | - | 2026-03-07 | 2026-02-21 | 0 | Easy China (Xiamen) Trading Co, Ltd. | To update Promised Delivery Date
6100K016 | United_Cement : SWITCHGEAR - UNITED CEMENT | SWGR | ROH | GCE7192037R0100 | INSULATOR SGB 24N A1 POT 24kV 2040742 | 15 | 13 | 2 | 6100K023 | PO-SEP-8389-[1] | PO | 2025-11-30 | C&D |  | - | 2026-03-07 | 2026-02-21 | 0 | Georg Jordan GmbH | 6100K023 – PR for Supply of MV 13.8 kV Switchgear (SWGR) for Halfmoon 115/13.8 kV Substation (SS). This PR covers 1st lot of mechanical bulk materials required for the SWGR SS, i
6100K016 | United_Cement : SWITCHGEAR - UNITED CEMENT | SWGR | ROH | GCE7192037R0100 | INSULATOR SGB 24N A1 POT 24kV 2040742 | 2 | 1 | 1 | 6100KDP01 | PO-SEP-8389-[5] | PO | 2025-11-30 | C&D |  | - | 2026-03-07 | 2026-02-21 | 0 | Georg Jordan GmbH | 6100K023 – PR for Supply of MV 13.8 kV Switchgear (SWGR) for Halfmoon 115/13.8 kV Substation (SS). This PR covers 1st lot of mechanical bulk materials required for the SWGR SS, i
6100K016 | United_Cement : SWITCHGEAR - UNITED CEMENT | SWGR | ROH | GCE7192037R0100 | INSULATOR SGB 24N A1 POT 24kV 2040742 | 1 | 0 | 1 | PR Required | - | PR |  | C&D |  | - | 2026-03-07 | 2026-02-21 | 0
6100K016 | United_Cement : SWITCHGEAR - UNITED CEMENT | SWGR | ROH | GCE7204654P0101 | BOLT 7/4X15 | 22 | 16 | 6 | 6100K023 | PO-SEP-8385-[233] | PO | 2025-09-21 | C&D |  | - | 2026-03-07 | 2026-02-21 | 0 | Easy China (Xiamen) Trading Co, Ltd. | To update Promised Delivery Date
6100K016 | United_Cement : SWITCHGEAR - UNITED CEMENT | SWGR | ROH | GCE7204654P0101 | BOLT 7/4X15 | 6 | 6 | 0 | 6100KDP01 | PO-SEP-8385-[191] | PO | 2025-10-05 | C&D |  | - | 2026-03-07 | 2026-02-21 | 0 | Easy China (Xiamen) Trading Co, Ltd. | To update Promised Delivery Date
6100K016 | United_Cement : SWITCHGEAR - UNITED CEMENT | SWGR | ROH | GCE7208367P0100 | DESIGNATION LABEL | 45 | 40 | 5 | 6100K023 | PO-SEP-8379-[9] | PO | 2025-10-30 | C&D |  | - | 2026-03-07 | 2026-02-21 | 0 | Azm and Tumooh Trading Establishment | 6100K023 – PR for Supply of MV 13.8 kV Switchgear (SWGR) for Halfmoon 115/13.8 kV Substation (SS). This PR covers 1st lot of mechanical bulk materials required for the SWGR SS, i
6100K016 | United_Cement : SWITCHGEAR - UNITED CEMENT | SWGR | ROH | GCE7208367P0100 | DESIGNATION LABEL | 5 | 5 | 0 | 6100KDP01 | PO-SEP-8379-[34] | PO | 2025-10-30 | C&D |  | - | 2026-03-07 | 2026-02-21 | 0 | Azm and Tumooh Trading Establishment | 6100K023 – PR for Supply of MV 13.8 kV Switchgear (SWGR) for Halfmoon 115/13.8 kV Substation (SS). This PR covers 1st lot of mechanical bulk materials required for the SWGR SS, i
6100K016 | United_Cement : SWITCHGEAR - UNITED CEMENT | SWGR | ROH | GCE7208368P0100 | DESIGNATION LABEL | 22 | 22 | 0 | 6100KDP01 | PO-SEP-8379-[35] | PO | 2025-10-30 | LAX |  | - | 2026-03-07 | 2026-02-21 | 0 | Azm and Tumooh Trading Establishment | 6100K023 – PR for Supply of MV 13.8 kV Switchgear (SWGR) for Halfmoon 115/13.8 kV Substation (SS). This PR covers 1st lot of mechanical bulk materials required for the SWGR SS, i
6100K016 | United_Cement : SWITCHGEAR - UNITED CEMENT | SWGR | ROH | GCE8000633P0113P | MOUNTING CHANNEL 760mm (GCE8000633P0113) | 8 | 8 | 0 | 6100K023 | PO-SEP-8385-[42] | PO | 2025-09-21 | C&D |  | - | 2026-03-07 | 2026-02-21 | 0 | Easy China (Xiamen) Trading Co, Ltd. | To update Promised Delivery Date
6100K016 | United_Cement : SWITCHGEAR - UNITED CEMENT | SWGR | ROH | GCE8000801P0101P | CONTACT PIN, RD.79MM L=107MM | 12 | 6 | 6 | 6100K023 | PO-SEP-8385-[118] | PO | 2025-09-21 | B |  | - | 2026-03-07 | 2026-02-21 | 0 | Easy China (Xiamen) Trading Co, Ltd. | To update Promised Delivery Date
6100K016 | United_Cement : SWITCHGEAR - UNITED CEMENT | SWGR | ROH | GCE8000801P0101P | CONTACT PIN, RD.79MM L=107MM | 6 | 6 | 0 | 6100KDP01 | PO-SEP-8385-[176] | PO | 2025-10-05 | B |  | - | 2026-03-07 | 2026-02-21 | 0 | Easy China (Xiamen) Trading Co, Ltd. | To update Promised Delivery Date
6100K016 | United_Cement : SWITCHGEAR - UNITED CEMENT | SWGR | ROH | GCE8000881P0102 | INTERMEDITE PLATE 80x15x125 CU SILVERPLA | 12 | 6 | 6 | 6100K023 | PO-SEP-8385-[72] | PO | 2025-09-21 | C&D |  | - | 2026-03-07 | 2026-02-21 | 0 | Easy China (Xiamen) Trading Co, Ltd. | To update Promised Delivery Date
6100K016 | United_Cement : SWITCHGEAR - UNITED CEMENT | SWGR | ROH | GCE8000881P0102 | INTERMEDITE PLATE 80x15x125 CU SILVERPLA | 6 | 6 | 0 | 6100KDP01 | PO-SEP-8385-[204] | PO | 2025-10-05 | C&D |  | - | 2026-03-07 | 2026-02-21 | 0 | Easy China (Xiamen) Trading Co, Ltd. | To update Promised Delivery Date
6100K016 | United_Cement : SWITCHGEAR - UNITED CEMENT | SWGR | ROH | GCE8001698R0107P | LEVER MECHANISM LEFT-SX 2X R250/55(w1000 | 3 | 3 | 0 | 6100K023 | PO-SEP-8385-[113] | PO | 2025-09-21 | B |  | - | 2026-03-07 | 2026-02-21 | 0 | Easy China (Xiamen) Trading Co, Ltd. | To update Promised Delivery Date
6100K016 | United_Cement : SWITCHGEAR - UNITED CEMENT | SWGR | ROH | GCE8001698R0108P | LEVER MECHANISM RIGHT,DX2X R250/55(w1000 | 3 | 3 | 0 | 6100K023 | PO-SEP-8385-[114] | PO | 2025-09-21 | B |  | - | 2026-03-07 | 2026-02-21 | 0 | Easy China (Xiamen) Trading Co, Ltd. | To update Promised Delivery Date
6100K016 | United_Cement : SWITCHGEAR - UNITED CEMENT | SWGR | ROH | GCE8001710P0101 | SPECIAL BOLT | 8 | 6 | 2 | 6100K023 | PO-SEP-8403-[11] | PO | 2025-09-21 | C&D |  | - | 2026-03-07 | 2026-02-21 | 0 | AL NAKHEEL GREEN STEEL WORKS | 6100K023Halfmoon SWGR Project, All Electrical Components (ABB, Hitachi & Bulk) to Supply of MV 13.8 kV SWGR For Halfmoon 115/13.8kv SS
6100K016 | United_Cement : SWITCHGEAR - UNITED CEMENT | SWGR | ROH | GCE8001710P0101 | SPECIAL BOLT | 2 | 2 | 0 | 6100KDP01 | PO-SEP-8403-[15] | PO | 2025-10-05 | C&D |  | - | 2026-03-07 | 2026-02-21 | 0 | AL NAKHEEL GREEN STEEL WORKS | 6100K023Halfmoon SWGR Project, All Electrical Components (ABB, Hitachi & Bulk) to Supply of MV 13.8 kV SWGR For Halfmoon 115/13.8kv SS
6100K016 | United_Cement : SWITCHGEAR - UNITED CEMENT | SWGR | ROH | GCE8001975P0101 | WASHER 40X21X10 (LOCAL PUR) | 18 | 12 | 6 | 6100K023 | PO-SEP-8680-[52] | PO | 2025-09-21 | C&D |  | - | 2026-03-07 | 2026-02-21 | 0 | ALAM AL NIMA TRADING EST
6100K016 | United_Cement : SWITCHGEAR - UNITED CEMENT | SWGR | ROH | GCE8001975P0101 | WASHER 40X21X10 (LOCAL PUR) | 6 | 6 | 0 | 6100KDP01 | PO-SEP-8378-[363] | PO | 2025-11-17 | C&D |  | - | 2026-03-07 | 2026-02-21 | 0 | China Star (Dalian) Industry Co., Ltd. | 6100K023 – PR for Supply of MV 13.8 kV Switchgear (SWGR) for Halfmoon 115/13.8 kV Substation (SS). This PR covers 1st lot of mechanical bulk materials required for the SWGR SS, i
6100K016 | United_Cement : SWITCHGEAR - UNITED CEMENT | SWGR | ROH | GCE8001976P0101 | WASHER 40X21X2 | 15 | 15 | 0 | 6100KDP01 | PO-SEP-6812-[28] | PO | 2025-08-31 | C&D |  | - | 2026-03-07 | 2026-02-21 | 0 | China Star (Dalian) Industry Co., Ltd. | 6100KDP01 // PP-12 (Mechanical Parts) for 07 Panels with Accessories
6100K016 | United_Cement : SWITCHGEAR - UNITED CEMENT | SWGR | ROH | GCE8002371P0101 | BOLT GUIDE | 4 | 2 | 2 | 6100K023 | PO-SEP-8385-[105] | PO | 2025-09-21 | C&D |  | - | 2026-03-07 | 2026-02-21 | 0 | Easy China (Xiamen) Trading Co, Ltd. | To update Promised Delivery Date
6100K016 | United_Cement : SWITCHGEAR - UNITED CEMENT | SWGR | ROH | GCE8002371P0101 | BOLT GUIDE | 2 | 2 | 0 | 6100KDP01 | PO-SEP-8385-[246] | PO | 2025-10-12 | C&D |  | - | 2026-03-07 | 2026-02-21 | 0 | Easy China (Xiamen) Trading Co, Ltd. | To update Promised Delivery Date
6100K016 | United_Cement : SWITCHGEAR - UNITED CEMENT | SWGR | ROH | GCE8002757P0107 | COVER | 12 | 6 | 6 | 6100K023 | PO-SEP-8385-[73] | PO | 2025-09-21 | C&D |  | - | 2026-03-07 | 2026-02-21 | 0 | Easy China (Xiamen) Trading Co, Ltd. | To update Promised Delivery Date
6100K016 | United_Cement : SWITCHGEAR - UNITED CEMENT | SWGR | ROH | GCE8002757P0107 | COVER | 6 | 6 | 0 | 6100KDP01 | PO-SEP-8385-[203] | PO | 2025-10-05 | C&D |  | - | 2026-03-07 | 2026-02-21 | 0 | Easy China (Xiamen) Trading Co, Ltd. | To update Promised Delivery Date
6100K016 | United_Cement : SWITCHGEAR - UNITED CEMENT | SWGR | ROH | GCE8002866R0102P | PADLOCK ES - NORMAL | 22 | 22 | 0 | 6100KDP01 | PO-SEP-8396-[37] | PO | 2025-11-30 | C&D |  | - | 2026-03-07 | 2026-02-21 | 0 | XIAMEN STARLIGHTS | 6100K023 – PR for Supply of MV 13.8 kV Switchgear (SWGR) for Halfmoon 115/13.8 kV Substation (SS). This PR covers 1st lot of mechanical bulk materials required for the SWGR SS, i
6100K016 | United_Cement : SWITCHGEAR - UNITED CEMENT | SWGR | ROH | GCE8003638P0103P | INTER LOCKING AGLE LEFT | 23 | 23 | 0 | 6100KDP01 | PO-SEP-8396-[33] | PO | 2025-11-30 | C&D |  | - | 2026-03-07 | 2026-02-21 | 0 | XIAMEN STARLIGHTS | 6100K023 – PR for Supply of MV 13.8 kV Switchgear (SWGR) for Halfmoon 115/13.8 kV Substation (SS). This PR covers 1st lot of mechanical bulk materials required for the SWGR SS, i
6100K016 | United_Cement : SWITCHGEAR - UNITED CEMENT | SWGR | ROH | GCE8003638P0104P | INTERLOCKING ANGLE RIGHT | 23 | 23 | 0 | 6100KDP01 | PO-SEP-8396-[42] | PO | 2025-11-30 | C&D |  | - | 2026-03-07 | 2026-02-21 | 0 | XIAMEN STARLIGHTS | 6100K023 – PR for Supply of MV 13.8 kV Switchgear (SWGR) for Halfmoon 115/13.8 kV Substation (SS). This PR covers 1st lot of mechanical bulk materials required for the SWGR SS, i
6100K016 | United_Cement : SWITCHGEAR - UNITED CEMENT | SWGR | ROH | GCE8003671P0102 | SPECIAL SCREW M12 X 50/20 | 4 | 2 | 2 | 6100K023 | PO-SEP-8403-[13] | PO | 2025-09-21 | C&D |  | - | 2026-03-07 | 2026-02-21 | 0 | AL NAKHEEL GREEN STEEL WORKS | 6100K023Halfmoon SWGR Project, All Electrical Components (ABB, Hitachi & Bulk) to Supply of MV 13.8 kV SWGR For Halfmoon 115/13.8kv SS
6100K016 | United_Cement : SWITCHGEAR - UNITED CEMENT | SWGR | ROH | GCE8003671P0102 | SPECIAL SCREW M12 X 50/20 | 2 | 2 | 0 | 6100KDP01 | PO-SEP-8403-[16] | PO | 2025-10-05 | C&D |  | - | 2026-03-07 | 2026-02-21 | 0 | AL NAKHEEL GREEN STEEL WORKS | 6100K023Halfmoon SWGR Project, All Electrical Components (ABB, Hitachi & Bulk) to Supply of MV 13.8 kV SWGR For Halfmoon 115/13.8kv SS
6100K016 | United_Cement : SWITCHGEAR - UNITED CEMENT | SWGR | ROH | GCE8003671P0116 | SPCEIAL SCREW M12X34/45 | 68 | 68 | 0 | 6100K023 | PO-SEP-8523-[3] | PO | 2025-10-23 | C&D |  | - | 2026-03-07 | 2026-02-21 | 0 | Laser Company for Metal Industries Ltd | 6100K023 – PR for Supply of
6100K016 | United_Cement : SWITCHGEAR - UNITED CEMENT | SWGR | ROH | GCE8003861P0101 | BEARING SHAFT (ZINC CHRM) | 4 | 4 | 0 | 6100K023 | PO-SEP-8489-[5] | QC | 2025-11-30 | LAX |  | - | 2026-03-07 | 2026-02-21 | 0 | Laser Company for Metal Industries Ltd | 6100K023 – PR for Supply of | 4 | 22-10-2025
6100K016 | United_Cement : SWITCHGEAR - UNITED CEMENT | SWGR | ROH | GCE8003899R0101 | SPOUT 12KV, >2500A | 12 | 6 | 6 | 6100K023 | PO-SEP-8381-[4] | PO | 2025-12-30 | B |  | - | 2026-03-07 | 2026-02-21 | 0 | Europroxy FZCO | 6100K023 – PR for Supply of MV 13.8 kV Switchgear (SWGR) for Halfmoon 115/13.8 kV Substation (SS). This PR covers 1st lot of mechanical bulk materials required for the SWGR SS, i
6100K016 | United_Cement : SWITCHGEAR - UNITED CEMENT | SWGR | ROH | GCE8003899R0101 | SPOUT 12KV, >2500A | 6 | 0 | 6 | PR Required | - | PR |  | B |  | - | 2026-03-07 | 2026-02-21 | 0
6100K016 | United_Cement : SWITCHGEAR - UNITED CEMENT | SWGR | ROH | GCE8003900P0101 | COVER FOR SPOUT | 12 | 6 | 6 | 6100KDP01 | PO-SEP-8385-[202] | PO | 2025-10-05 | C&D |  | - | 2026-03-07 | 2026-02-21 | 0 | Easy China (Xiamen) Trading Co, Ltd. | To update Promised Delivery Date
6100K016 | United_Cement : SWITCHGEAR - UNITED CEMENT | SWGR | ROH | GCE8003900P0101 | COVER FOR SPOUT | 6 | 6 | 0 | 606PD013 | PO-SEP-8385-[234] | PO | 2025-10-14 | C&D |  | - | 2026-03-07 | 2026-02-21 | 0 | Easy China (Xiamen) Trading Co, Ltd. | To update Promised Delivery Date
6100K016 | United_Cement : SWITCHGEAR - UNITED CEMENT | SWGR | ROH | GCE8003900P0102 | COVER FOR SPOUT | 30 | 30 | 0 | 6100KDP01 | PO-SEP-8385-[133] | PO | 2025-10-05 | C&D |  | - | 2026-03-07 | 2026-02-21 | 0 | Easy China (Xiamen) Trading Co, Ltd. | To update Promised Delivery Date
6100K016 | United_Cement : SWITCHGEAR - UNITED CEMENT | SWGR | ROH | GCE8004387P0101P | BOLT EARTHING M12 ZINC CHROME | 23 | 23 | 0 | 6100K023 | PO-SEP-8387-[8] | PO | 2025-11-30 | C&D |  | - | 2026-03-07 | 2026-02-21 | 0 | Fujian Sanxing Electric Co., Ltd | 6100K023 – PR for Supply of MV 13.8 kV Switchgear (SWGR) for Halfmoon 115/13.8 kV Substation (SS). This PR covers 1st lot of mechanical bulk materials required for the SWGR SS, i
6100K016 | United_Cement : SWITCHGEAR - UNITED CEMENT | SWGR | ROH | GCE8004437P0103P | SHROUD (EARTHING CONTACT)GCE8004437P0103 | 32 | 6 | 26 | 6100K023 | PO-SEP-8385-[78] | PO | 2025-09-21 | C&D |  | - | 2026-03-07 | 2026-02-21 | 0 | Easy China (Xiamen) Trading Co, Ltd. | To update Promised Delivery Date
6100K016 | United_Cement : SWITCHGEAR - UNITED CEMENT | SWGR | ROH | GCE8004437P0103P | SHROUD (EARTHING CONTACT)GCE8004437P0103 | 26 | 26 | 0 | 6100KDP01 | PO-SEP-8385-[206] | PO | 2025-10-05 | C&D |  | - | 2026-03-07 | 2026-02-21 | 0 | Easy China (Xiamen) Trading Co, Ltd. | To update Promised Delivery Date
6100K016 | United_Cement : SWITCHGEAR - UNITED CEMENT | SWGR | ROH | GCE8004471R0101P | ELECTRODE, ZS1 95kV BIL | 21 | 18 | 3 | 6100KDP01 | PO-SEP-8385-[135] | PO | 2025-10-05 | C&D |  | - | 2026-03-07 | 2026-02-21 | 0 | Easy China (Xiamen) Trading Co, Ltd. | To update Promised Delivery Date
6100K016 | United_Cement : SWITCHGEAR - UNITED CEMENT | SWGR | ROH | GCE8004471R0101P | ELECTRODE, ZS1 95kV BIL | 3 | 0 | 3 | PR Required | - | PR |  | C&D |  | - | 2026-03-07 | 2026-02-21 | 0
6100K016 | United_Cement : SWITCHGEAR - UNITED CEMENT | SWGR | ROH | GCE8004626P0101 | SPACER 40 X 20 X 92 | 4 | 0 | 4 | PR Required | - | PR |  | LAX |  | - | 2026-03-07 | 2026-02-21 | 0
6100K016 | United_Cement : SWITCHGEAR - UNITED CEMENT | SWGR | ROH | GCE8004633P0111 | ANGLE LEFT ( POLY ) | 1 | 0 | 1 | PR Required | - | PR |  | LAX |  | - | 2026-03-07 | 2026-02-21 | 0
6100K016 | United_Cement : SWITCHGEAR - UNITED CEMENT | SWGR | ROH | GCE8004633P0112 | ANGLE RIGHT ( POLY ) | 1 | 0 | 1 | PR Required | - | PR |  | LAX |  | - | 2026-03-07 | 2026-02-21 | 0
6100K016 | United_Cement : SWITCHGEAR - UNITED CEMENT | SWGR | ROH | GCE8004944R0101 | SPOUT ZS1 (4000A) | 30 | 18 | 12 | 6100K023 | PO-SEP-8381-[3] | PO | 2025-12-26 | B |  | - | 2026-03-07 | 2026-02-21 | 0 | Europroxy FZCO | 6100K023 – PR for Supply of MV 13.8 kV Switchgear (SWGR) for Halfmoon 115/13.8 kV Substation (SS). This PR covers 1st lot of mechanical bulk materials required for the SWGR SS, i
6100K016 | United_Cement : SWITCHGEAR - UNITED CEMENT | SWGR | ROH | GCE8004944R0101 | SPOUT ZS1 (4000A) | 12 | 12 | 0 | 6100KDP01 | PO-SEP-8381-[7] | PO | 2025-12-26 | B |  | - | 2026-03-07 | 2026-02-21 | 0 | Europroxy FZCO | 6100K023 – PR for Supply of MV 13.8 kV Switchgear (SWGR) for Halfmoon 115/13.8 kV Substation (SS). This PR covers 1st lot of mechanical bulk materials required for the SWGR SS, i
6100K016 | United_Cement : SWITCHGEAR - UNITED CEMENT | SWGR | ROH | GCE8004990P0101 | CARRIER FOR BUSBAR SHROUD | 3 | 0 | 3 | PR Required | - | PR |  | C&D |  | - | 2026-03-07 | 2026-02-21 | 0
6100K016 | United_Cement : SWITCHGEAR - UNITED CEMENT | SWGR | ROH | GCE8005041P0101P | CONTACT PIN 109mm,3150A(GCE8005041P0101) | 30 | 30 | 0 | 6100KDP01 | PO-SEP-8385-[177] | PO | 2025-10-05 | B |  | - | 2026-03-07 | 2026-02-21 | 0 | Easy China (Xiamen) Trading Co, Ltd. | To update Promised Delivery Date
6100K016 | United_Cement : SWITCHGEAR - UNITED CEMENT | SWGR | ROH | GCE8005042P0101 | CONNECTION PIECE 3150A ZS1 | 15 | 15 | 0 | 6100KDP01 | PO-SEP-8385-[178] | PO | 2025-10-05 | B |  | - | 2026-03-07 | 2026-02-21 | 0 | Easy China (Xiamen) Trading Co, Ltd. | To update Promised Delivery Date
6100K016 | United_Cement : SWITCHGEAR - UNITED CEMENT | SWGR | ROH | GCE8005049P0101 | SUPPORT (POLY ) T = SHAPE | 12 | 9 | 3 | 6100KDP01 | PO-SEP-8396-[36] | PO | 2025-11-30 | C&D |  | - | 2026-03-07 | 2026-02-21 | 0 | XIAMEN STARLIGHTS | 6100K023 – PR for Supply of MV 13.8 kV Switchgear (SWGR) for Halfmoon 115/13.8 kV Substation (SS). This PR covers 1st lot of mechanical bulk materials required for the SWGR SS, i
6100K016 | United_Cement : SWITCHGEAR - UNITED CEMENT | SWGR | ROH | GCE8005049P0101 | SUPPORT (POLY ) T = SHAPE | 3 | 3 | 0 | 6100K023 | PO-SEP-8396-[5] | PO | 2025-11-30 | C&D |  | - | 2026-03-07 | 2026-02-21 | 0 | XIAMEN STARLIGHTS | 6100K023 – PR for Supply of MV 13.8 kV Switchgear (SWGR) for Halfmoon 115/13.8 kV Substation (SS). This PR covers 1st lot of mechanical bulk materials required for the SWGR SS, i
6100K016 | United_Cement : SWITCHGEAR - UNITED CEMENT | SWGR | ROH | GCE8005112P0103P | OPERATING BOLT | 10 | 8 | 2 | 6100KDP01 | PO-SEP-8385-[190] | PO | 2025-10-05 | C&D |  | - | 2026-03-07 | 2026-02-21 | 0 | Easy China (Xiamen) Trading Co, Ltd. | To update Promised Delivery Date
6100K016 | United_Cement : SWITCHGEAR - UNITED CEMENT | SWGR | ROH | GCE8005112P0103P | OPERATING BOLT | 2 | 0 | 2 | PR Required | - | PR |  | C&D |  | - | 2026-03-07 | 2026-02-21 | 0
6100K016 | United_Cement : SWITCHGEAR - UNITED CEMENT | SWGR | ROH | GCE8005117P0101 | CARRIER | 20 | 12 | 8 | 6100K023 | PO-SEP-8505-[1] | PO | 2025-11-30 | B |  | - | 2026-03-07 | 2026-02-21 | 0 | WORKSTEEL s.r.o. | 6100K023 – PR for Supply of
6100K016 | United_Cement : SWITCHGEAR - UNITED CEMENT | SWGR | ROH | GCE8005117P0101 | CARRIER | 8 | 4 | 4 | 6100KDP01 | PO-SEP-8505-[2] | PO | 2025-11-30 | B |  | - | 2026-03-07 | 2026-02-21 | 0 | WORKSTEEL s.r.o. | 6100K023 – PR for Supply of
6100K016 | United_Cement : SWITCHGEAR - UNITED CEMENT | SWGR | ROH | GCE8005117P0101 | CARRIER | 4 | 0 | 4 | PR Required | - | PR |  | B |  | - | 2026-03-07 | 2026-02-21 | 0
6100K016 | United_Cement : SWITCHGEAR - UNITED CEMENT | SWGR | ROH | GCE8005136P0101 | SUPPORT (POLY) | 6 | 6 | 0 | 6100K023 | PO-SEP-8396-[14] | PO | 2025-11-30 | C&D |  | - | 2026-03-07 | 2026-02-21 | 0 | XIAMEN STARLIGHTS | 6100K023 – PR for Supply of MV 13.8 kV Switchgear (SWGR) for Halfmoon 115/13.8 kV Substation (SS). This PR covers 1st lot of mechanical bulk materials required for the SWGR SS, i
6100K016 | United_Cement : SWITCHGEAR - UNITED CEMENT | SWGR | ROH | GCE8005164P0101 | SCREENING | 90 | 90 | 0 | 6100KDP01 | PO-SEP-8385-[208] | PO | 2025-10-05 | C&D |  | - | 2026-03-07 | 2026-02-21 | 0 | Easy China (Xiamen) Trading Co, Ltd. | To update Promised Delivery Date
6100K016 | United_Cement : SWITCHGEAR - UNITED CEMENT | SWGR | ROH | GCE8005595R0102P | BUSBAR ZS D100, 12THICK,800/800, L=795 | 84 | 84 | 0 | 6100K023 | PO-SEP-8385-[122] | PO | 2025-09-21 | B |  | - | 2026-03-07 | 2026-02-21 | 0 | Easy China (Xiamen) Trading Co, Ltd. | To update Promised Delivery Date
6100K016 | United_Cement : SWITCHGEAR - UNITED CEMENT | SWGR | ROH | GCE8005595R0109P | Busbar D100,12mm Thick 800/1000,L=830 | 14 | 12 | 2 | 6100K023 | PO-SEP-8385-[123] | PO | 2025-09-21 | B |  | - | 2026-03-07 | 2026-02-21 | 0 | Easy China (Xiamen) Trading Co, Ltd. | To update Promised Delivery Date
6100K016 | United_Cement : SWITCHGEAR - UNITED CEMENT | SWGR | ROH | GCE8005595R0109P | Busbar D100,12mm Thick 800/1000,L=830 | 2 | 2 | 0 | 6100KDP01 | PO-SEP-8385-[250] | PO | 2025-10-12 | B |  | - | 2026-03-07 | 2026-02-21 | 0 | Easy China (Xiamen) Trading Co, Ltd. | To update Promised Delivery Date
6100K016 | United_Cement : SWITCHGEAR - UNITED CEMENT | SWGR | ROH | GCE8005595R0110P | Busbar D100,12mm Thick 800/1000,L=895 | 14 | 12 | 2 | 6100K023 | PO-SEP-8385-[124] | PO | 2025-09-21 | B |  | - | 2026-03-07 | 2026-02-21 | 0 | Easy China (Xiamen) Trading Co, Ltd. | To update Promised Delivery Date
6100K016 | United_Cement : SWITCHGEAR - UNITED CEMENT | SWGR | ROH | GCE8005595R0110P | Busbar D100,12mm Thick 800/1000,L=895 | 2 | 2 | 0 | 6100KDP01 | PO-SEP-8385-[251] | PO | 2025-10-12 | B |  | - | 2026-03-07 | 2026-02-21 | 0 | Easy China (Xiamen) Trading Co, Ltd. | To update Promised Delivery Date
6100K016 | United_Cement : SWITCHGEAR - UNITED CEMENT | SWGR | ROH | GCE8005595R0111P | Busbar D100,12mm Thick 800/1000,L=960 | 14 | 12 | 2 | 6100K023 | PO-SEP-8385-[125] | PO | 2025-09-21 | B |  | - | 2026-03-07 | 2026-02-21 | 0 | Easy China (Xiamen) Trading Co, Ltd. | To update Promised Delivery Date
6100K016 | United_Cement : SWITCHGEAR - UNITED CEMENT | SWGR | ROH | GCE8005595R0111P | Busbar D100,12mm Thick 800/1000,L=960 | 2 | 2 | 0 | 6100KDP01 | PO-SEP-8385-[252] | PO | 2025-10-12 | B |  | - | 2026-03-07 | 2026-02-21 | 0 | Easy China (Xiamen) Trading Co, Ltd. | To update Promised Delivery Date
6100K016 | United_Cement : SWITCHGEAR - UNITED CEMENT | SWGR | ROH | GCE8006587P0101 | LOCK SCREW M6X25 ( ROUND FLAT HEAD ) | 152 | 152 | 0 | 6100KDP01 | PO-SEP-8403-[5] | PO | 2025-10-05 | C&D |  | - | 2026-03-07 | 2026-02-21 | 0 | AL NAKHEEL GREEN STEEL WORKS | 6100K023Halfmoon SWGR Project, All Electrical Components (ABB, Hitachi & Bulk) to Supply of MV 13.8 kV SWGR For Halfmoon 115/13.8kv SS
6100K016 | United_Cement : SWITCHGEAR - UNITED CEMENT | SWGR | ROH | GCE8007213P0101 | SHROUD ZS3.2, Middle | 15 | 15 | 0 | 6100K023 | PO-SEP-8385-[109] | PO | 2025-09-21 | LAX |  | - | 2026-03-07 | 2026-02-21 | 0 | Easy China (Xiamen) Trading Co, Ltd. | To update Promised Delivery Date
6100K016 | United_Cement : SWITCHGEAR - UNITED CEMENT | SWGR | ROH | GCE8007214P0101 | COVER FOR SHROUD ZS3.2, end side | 30 | 30 | 0 | 6100K023 | PO-SEP-8385-[110] | PO | 2025-09-21 | LAX |  | - | 2026-03-07 | 2026-02-21 | 0 | Easy China (Xiamen) Trading Co, Ltd. | To update Promised Delivery Date
6100K016 | United_Cement : SWITCHGEAR - UNITED CEMENT | SWGR | ROH | GCE8010004P0101 | GUIDE RAIL LEFT 12kV | 23 | 23 | 0 | 6100K023 | PO-SEP-8387-[9] | PO | 2025-11-30 | C&D |  | - | 2026-03-07 | 2026-02-21 | 0 | Fujian Sanxing Electric Co., Ltd | 6100K023 – PR for Supply of MV 13.8 kV Switchgear (SWGR) for Halfmoon 115/13.8 kV Substation (SS). This PR covers 1st lot of mechanical bulk materials required for the SWGR SS, i
6100K016 | United_Cement : SWITCHGEAR - UNITED CEMENT | SWGR | ROH | GCE8010004P0102 | GUIDE RAIL RIGHT 12kV | 23 | 23 | 0 | 6100K023 | PO-SEP-8387-[10] | PO | 2025-11-30 | C&D |  | - | 2026-03-07 | 2026-02-21 | 0 | Fujian Sanxing Electric Co., Ltd | 6100K023 – PR for Supply of MV 13.8 kV Switchgear (SWGR) for Halfmoon 115/13.8 kV Substation (SS). This PR covers 1st lot of mechanical bulk materials required for the SWGR SS, i
6100K016 | United_Cement : SWITCHGEAR - UNITED CEMENT | SWGR | ROH | GCE8010022P0111R | SHUTTER UPPER W800 (GCE8010022P0111) | 18 | 18 | 0 | 6100K023 | PO-SEP-8396-[10] | PO | 2025-11-30 | C&D |  | - | 2026-03-07 | 2026-02-21 | 0 | XIAMEN STARLIGHTS | 6100K023 – PR for Supply of MV 13.8 kV Switchgear (SWGR) for Halfmoon 115/13.8 kV Substation (SS). This PR covers 1st lot of mechanical bulk materials required for the SWGR SS, i
6100K016 | United_Cement : SWITCHGEAR - UNITED CEMENT | SWGR | ROH | GCE8010022P0112Y | SHUTTER LOWER W800 (GCE8010022P0112) | 16 | 16 | 0 | 6100K023 | PO-SEP-8396-[11] | PO | 2025-11-30 | C&D |  | - | 2026-03-07 | 2026-02-21 | 0 | XIAMEN STARLIGHTS | 6100K023 – PR for Supply of MV 13.8 kV Switchgear (SWGR) for Halfmoon 115/13.8 kV Substation (SS). This PR covers 1st lot of mechanical bulk materials required for the SWGR SS, i
6100K016 | United_Cement : SWITCHGEAR - UNITED CEMENT | SWGR | ROH | GCE8010022P0113R | SHUTTER UPPER (DWG.GCE8010022P0113) | 5 | 3 | 2 | 6100K023 | PO-SEP-8396-[6] | PO | 2025-11-30 | C&D |  | - | 2026-03-07 | 2026-02-21 | 0 | XIAMEN STARLIGHTS | 6100K023 – PR for Supply of MV 13.8 kV Switchgear (SWGR) for Halfmoon 115/13.8 kV Substation (SS). This PR covers 1st lot of mechanical bulk materials required for the SWGR SS, i
6100K016 | United_Cement : SWITCHGEAR - UNITED CEMENT | SWGR | ROH | GCE8010022P0113R | SHUTTER UPPER (DWG.GCE8010022P0113) | 2 | 2 | 0 | 6100KDP01 | PO-SEP-8396-[34] | PO | 2025-11-30 | C&D |  | - | 2026-03-07 | 2026-02-21 | 0 | XIAMEN STARLIGHTS | 6100K023 – PR for Supply of MV 13.8 kV Switchgear (SWGR) for Halfmoon 115/13.8 kV Substation (SS). This PR covers 1st lot of mechanical bulk materials required for the SWGR SS, i
6100K016 | United_Cement : SWITCHGEAR - UNITED CEMENT | SWGR | ROH | GCE8010022P0114Y | SHUTTER LOWER (DWG.GCE8010022P0114) | 5 | 3 | 2 | 6100K023 | PO-SEP-8396-[7] | PO | 2025-11-30 | C&D |  | - | 2026-03-07 | 2026-02-21 | 0 | XIAMEN STARLIGHTS | 6100K023 – PR for Supply of MV 13.8 kV Switchgear (SWGR) for Halfmoon 115/13.8 kV Substation (SS). This PR covers 1st lot of mechanical bulk materials required for the SWGR SS, i
6100K016 | United_Cement : SWITCHGEAR - UNITED CEMENT | SWGR | ROH | GCE8010022P0114Y | SHUTTER LOWER (DWG.GCE8010022P0114) | 2 | 2 | 0 | 6100KDP01 | PO-SEP-8396-[35] | PO | 2025-11-30 | C&D |  | - | 2026-03-07 | 2026-02-21 | 0 | XIAMEN STARLIGHTS | 6100K023 – PR for Supply of MV 13.8 kV Switchgear (SWGR) for Halfmoon 115/13.8 kV Substation (SS). This PR covers 1st lot of mechanical bulk materials required for the SWGR SS, i
6100K016 | United_Cement : SWITCHGEAR - UNITED CEMENT | SWGR | HALB | GCE8010023P0101 | PIN (ZINC COATED) | 84 | 84 | 0 | 6100KDP01 | PO-SEP-8523-[14] | PO | 2025-10-23 | C&D |  | - | 2026-03-07 | 2026-02-21 | 0 | Laser Company for Metal Industries Ltd | 6100K023 – PR for Supply of
6100K016 | United_Cement : SWITCHGEAR - UNITED CEMENT | SWGR | ROH | GCE8010028R0102 | PRESSURE RELIEF FLAP(W800) | 37 | 37 | 0 | 6100K023 | PO-SEP-8396-[18] | PO | 2025-11-30 | B |  | - | 2026-03-07 | 2026-02-21 | 0 | XIAMEN STARLIGHTS | 6100K023 – PR for Supply of MV 13.8 kV Switchgear (SWGR) for Halfmoon 115/13.8 kV Substation (SS). This PR covers 1st lot of mechanical bulk materials required for the SWGR SS, i
6100K016 | United_Cement : SWITCHGEAR - UNITED CEMENT | SWGR | ROH | GCE8010028R0103 | PRESSURE RELIEF FLAP W1000 | 9 | 5 | 4 | 6100K023 | PO-SEP-8396-[19] | PO | 2025-11-30 | B |  | - | 2026-03-07 | 2026-02-21 | 0 | XIAMEN STARLIGHTS | 6100K023 – PR for Supply of MV 13.8 kV Switchgear (SWGR) for Halfmoon 115/13.8 kV Substation (SS). This PR covers 1st lot of mechanical bulk materials required for the SWGR SS, i
6100K016 | United_Cement : SWITCHGEAR - UNITED CEMENT | SWGR | ROH | GCE8010028R0103 | PRESSURE RELIEF FLAP W1000 | 4 | 4 | 0 | 6100KDP01 | PO-SEP-8396-[27] | PO | 2025-11-30 | B |  | - | 2026-03-07 | 2026-02-21 | 0 | XIAMEN STARLIGHTS | 6100K023 – PR for Supply of MV 13.8 kV Switchgear (SWGR) for Halfmoon 115/13.8 kV Substation (SS). This PR covers 1st lot of mechanical bulk materials required for the SWGR SS, i
6100K016 | United_Cement : SWITCHGEAR - UNITED CEMENT | SWGR | ROH | GCE8010028R0105 | PRESSURE RELIEF FLAP, REAR | 5 | 3 | 2 | 6100K023 | PO-SEP-8396-[20] | PO | 2025-11-30 | B |  | - | 2026-03-07 | 2026-02-21 | 0 | XIAMEN STARLIGHTS | 6100K023 – PR for Supply of MV 13.8 kV Switchgear (SWGR) for Halfmoon 115/13.8 kV Substation (SS). This PR covers 1st lot of mechanical bulk materials required for the SWGR SS, i
6100K016 | United_Cement : SWITCHGEAR - UNITED CEMENT | SWGR | ROH | GCE8010028R0105 | PRESSURE RELIEF FLAP, REAR | 2 | 2 | 0 | 6100KDP01 | PO-SEP-8396-[25] | PO | 2025-11-30 | B |  | - | 2026-03-07 | 2026-02-21 | 0 | XIAMEN STARLIGHTS | 6100K023 – PR for Supply of MV 13.8 kV Switchgear (SWGR) for Halfmoon 115/13.8 kV Substation (SS). This PR covers 1st lot of mechanical bulk materials required for the SWGR SS, i
6100K016 | United_Cement : SWITCHGEAR - UNITED CEMENT | SWGR | ROH | GCE8010028R0106 | PRESSURE RELIEF FLAP W1000 | 14 | 3 | 11 | 6100K023 | PO-SEP-8396-[21] | PO | 2025-11-30 | B |  | - | 2026-03-07 | 2026-02-21 | 0 | XIAMEN STARLIGHTS | 6100K023 – PR for Supply of MV 13.8 kV Switchgear (SWGR) for Halfmoon 115/13.8 kV Substation (SS). This PR covers 1st lot of mechanical bulk materials required for the SWGR SS, i
6100K016 | United_Cement : SWITCHGEAR - UNITED CEMENT | SWGR | ROH | GCE8010028R0106 | PRESSURE RELIEF FLAP W1000 | 11 | 2 | 9 | 6100KDP01 | PO-SEP-8396-[26] | PO | 2025-11-30 | B |  | - | 2026-03-07 | 2026-02-21 | 0 | XIAMEN STARLIGHTS | 6100K023 – PR for Supply of MV 13.8 kV Switchgear (SWGR) for Halfmoon 115/13.8 kV Substation (SS). This PR covers 1st lot of mechanical bulk materials required for the SWGR SS, i
6100K016 | United_Cement : SWITCHGEAR - UNITED CEMENT | SWGR | ROH | GCE8010028R0106 | PRESSURE RELIEF FLAP W1000 | 9 | 0 | 9 | PR Required | - | PR |  | B |  | - | 2026-03-07 | 2026-02-21 | 0
6100K016 | United_Cement : SWITCHGEAR - UNITED CEMENT | SWGR | ROH | GCE8010096P0101P | PIN 12DIA(ZINC COAT)DWG:GCE8010096P0101 | 4 | 4 | 0 | 6100KDP01 | PO-SEP-8704-[4] | PO | 2025-10-19 | C&D |  | - | 2026-03-07 | 2026-02-21 | 0 | Laser Company for Metal Industries Ltd | 6100K023 – PR for Supply of MV 13.8 kV Switchgear (SWGR) for Halfmoon 115/13.8 kV Substation (SS). This PR covers 1st lot of mechanical bulk materials required for the SWGR SS, i
6100K016 | United_Cement : SWITCHGEAR - UNITED CEMENT | SWGR | ROH | GCE8010104P0103P | BUSHING D60/49X25 | 30 | 30 | 0 | 6100KDP01 | PO-SEP-8385-[210] | PO | 2025-10-05 | C&D |  | - | 2026-03-07 | 2026-02-21 | 0 | Easy China (Xiamen) Trading Co, Ltd. | To update Promised Delivery Date
6100K016 | United_Cement : SWITCHGEAR - UNITED CEMENT | SWGR | ROH | GCE8010104P0104P | BUSHING D58/47X25 | 12 | 6 | 6 | 6100K023 | PO-SEP-8387-[12] | PO | 2025-11-30 | C&D |  | - | 2026-03-07 | 2026-02-21 | 0 | Fujian Sanxing Electric Co., Ltd | 6100K023 – PR for Supply of MV 13.8 kV Switchgear (SWGR) for Halfmoon 115/13.8 kV Substation (SS). This PR covers 1st lot of mechanical bulk materials required for the SWGR SS, i
6100K016 | United_Cement : SWITCHGEAR - UNITED CEMENT | SWGR | ROH | GCE8010104P0104P | BUSHING D58/47X25 | 6 | 0 | 6 | PR Required | - | PR |  | C&D |  | - | 2026-03-07 | 2026-02-21 | 0
6100K016 | United_Cement : SWITCHGEAR - UNITED CEMENT | SWGR | ROH | GCE8011549P0101 | CT-COOLER (HEAT SINK) | 15 | 9 | 6 | 6100K023 | PO-SEP-8340-[2] | PO | 2025-11-30 | B |  | - | 2026-03-07 | 2026-02-21 | 0 | AB KOMPONENTY s.r.o. | CT Cooler
6100K016 | United_Cement : SWITCHGEAR - UNITED CEMENT | SWGR | ROH | GCE8011549P0101 | CT-COOLER (HEAT SINK) | 6 | 6 | 0 | free_stock | PO-SEP-8340-[1] | PO | 2025-11-30 | B |  | - | 2026-03-07 | 2026-02-21 | 0 | AB KOMPONENTY s.r.o. | CT Cooler
6100K016 | United_Cement : SWITCHGEAR - UNITED CEMENT | SWGR | ROH | GCE8011552P0102 | FLAT SCREEN FOR CB.MIDDLE PLATE W800 | 14 | 14 | 0 | 6100K023 | PO-SEP-8396-[12] | PO | 2025-11-30 | C&D |  | - | 2026-03-07 | 2026-02-21 | 0 | XIAMEN STARLIGHTS | 6100K023 – PR for Supply of MV 13.8 kV Switchgear (SWGR) for Halfmoon 115/13.8 kV Substation (SS). This PR covers 1st lot of mechanical bulk materials required for the SWGR SS, i
6100K016 | United_Cement : SWITCHGEAR - UNITED CEMENT | SWGR | ROH | GCE8011642P0101 | SPACER | 156 | 95 | 61 | 6100K023 | PO-SEP-8385-[54] | PO | 2025-09-21 | C&D |  | - | 2026-03-07 | 2026-02-21 | 0 | Easy China (Xiamen) Trading Co, Ltd. | To update Promised Delivery Date
6100K016 | United_Cement : SWITCHGEAR - UNITED CEMENT | SWGR | ROH | GCE8011642P0101 | SPACER | 61 | 61 | 0 | 6100KDP01 | PO-SEP-8385-[154] | PO | 2025-10-05 | C&D |  | - | 2026-03-07 | 2026-02-21 | 0 | Easy China (Xiamen) Trading Co, Ltd. | To update Promised Delivery Date
6100K016 | United_Cement : SWITCHGEAR - UNITED CEMENT | SWGR | ROH | GCE8011679R0101P | REIFORCING ANGLE COMPLETE LEFT | 4 | 1 | 3 | 6100KDP01 | PO-SEP-8385-[222] | PO | 2025-10-05 | C&D |  | - | 2026-03-07 | 2026-02-21 | 0 | Easy China (Xiamen) Trading Co, Ltd. | To update Promised Delivery Date
6100K016 | United_Cement : SWITCHGEAR - UNITED CEMENT | SWGR | ROH | GCE8011679R0101P | REIFORCING ANGLE COMPLETE LEFT | 3 | 3 | 0 | 6100KDP01 | PO-SEP-6821-[80] | PO | 2025-10-31 | C&D |  | - | 2026-03-07 | 2026-02-21 | 0 | Easy China (Xiamen) Trading Co, Ltd. | Mechanical items
6100K016 | United_Cement : SWITCHGEAR - UNITED CEMENT | SWGR | ROH | GCE8013263P0101 | SHROUD | 28 | 28 | 0 | 6100KDP01 | PO-SEP-8396-[44] | PO | 2025-11-30 | C&D |  | - | 2026-03-07 | 2026-02-21 | 0 | XIAMEN STARLIGHTS | 6100K023 – PR for Supply of MV 13.8 kV Switchgear (SWGR) for Halfmoon 115/13.8 kV Substation (SS). This PR covers 1st lot of mechanical bulk materials required for the SWGR SS, i
6100K016 | United_Cement : SWITCHGEAR - UNITED CEMENT | SWGR | ROH | GCE8013412R0101 | PRESSURE RELIEF FLAP FOR W1000 | 5 | 3 | 2 | 6100K023 | PO-SEP-8396-[22] | PO | 2025-11-30 | B |  | - | 2026-03-07 | 2026-02-21 | 0 | XIAMEN STARLIGHTS | 6100K023 – PR for Supply of MV 13.8 kV Switchgear (SWGR) for Halfmoon 115/13.8 kV Substation (SS). This PR covers 1st lot of mechanical bulk materials required for the SWGR SS, i
6100K016 | United_Cement : SWITCHGEAR - UNITED CEMENT | SWGR | ROH | GCE8013412R0101 | PRESSURE RELIEF FLAP FOR W1000 | 2 | 2 | 0 | 6100KDP01 | PO-SEP-8396-[28] | PO | 2025-11-30 | B |  | - | 2026-03-07 | 2026-02-21 | 0 | XIAMEN STARLIGHTS | 6100K023 – PR for Supply of MV 13.8 kV Switchgear (SWGR) for Halfmoon 115/13.8 kV Substation (SS). This PR covers 1st lot of mechanical bulk materials required for the SWGR SS, i
6100K016 | United_Cement : SWITCHGEAR - UNITED CEMENT | SWGR | ROH | GCE8013419R0101 | FRAME FOR FLAT SCREEN COMPLETE | 5 | 4 | 1 | 6100KDP01 | PO-SEP-8396-[30] | PO | 2025-11-30 | C&D |  | - | 2026-03-07 | 2026-02-21 | 0 | XIAMEN STARLIGHTS | 6100K023 – PR for Supply of MV 13.8 kV Switchgear (SWGR) for Halfmoon 115/13.8 kV Substation (SS). This PR covers 1st lot of mechanical bulk materials required for the SWGR SS, i
6100K016 | United_Cement : SWITCHGEAR - UNITED CEMENT | SWGR | ROH | GCE8013419R0101 | FRAME FOR FLAT SCREEN COMPLETE | 1 | 1 | 0 | 6100K023 | PO-SEP-8396-[8] | PO | 2025-11-30 | C&D |  | - | 2026-03-07 | 2026-02-21 | 0 | XIAMEN STARLIGHTS | 6100K023 – PR for Supply of MV 13.8 kV Switchgear (SWGR) for Halfmoon 115/13.8 kV Substation (SS). This PR covers 1st lot of mechanical bulk materials required for the SWGR SS, i
6100K016 | United_Cement : SWITCHGEAR - UNITED CEMENT | SWGR | ROH | GCE8013430P0101 | COOLING PLATE 1 ( small ) | 15 | 15 | 0 | 6100KDP01 | PO-SEP-8385-[192] | PO | 2025-10-05 | C&D |  | - | 2026-03-07 | 2026-02-21 | 0 | Easy China (Xiamen) Trading Co, Ltd. | To update Promised Delivery Date
6100K016 | United_Cement : SWITCHGEAR - UNITED CEMENT | SWGR | ROH | GCE8013431P0101 | COOLING PLATE 2 ( Big ) | 15 | 15 | 0 | 6100KDP01 | PO-SEP-8385-[175] | PO | 2025-10-05 | B |  | - | 2026-03-07 | 2026-02-21 | 0 | Easy China (Xiamen) Trading Co, Ltd. | To update Promised Delivery Date
6100K016 | United_Cement : SWITCHGEAR - UNITED CEMENT | SWGR | ROH | GCE8013433P0101P | SHROUD (DWG NO. GCE8013433P0101) | 10 | 10 | 0 | 6100KDP01 | PO-SEP-8385-[167] | PO | 2025-10-05 | C&D |  | - | 2026-03-07 | 2026-02-21 | 0 | Easy China (Xiamen) Trading Co, Ltd. | To update Promised Delivery Date
6100K016 | United_Cement : SWITCHGEAR - UNITED CEMENT | SWGR | ROH | GCE8013434P0101P | SHROUD (DWG NO. GCE8013434P0101) | 10 | 10 | 0 | 6100KDP01 | PO-SEP-8385-[168] | PO | 2025-10-05 | C&D |  | - | 2026-03-07 | 2026-02-21 | 0 | Easy China (Xiamen) Trading Co, Ltd. | To update Promised Delivery Date
6100K016 | United_Cement : SWITCHGEAR - UNITED CEMENT | SWGR | ROH | GCE8013434P0102P | SHROUD (DWG NO. GCE8013434P0102) | 10 | 10 | 0 | 6100KDP01 | PO-SEP-8385-[169] | PO | 2025-10-05 | C&D |  | - | 2026-03-07 | 2026-02-21 | 0 | Easy China (Xiamen) Trading Co, Ltd. | To update Promised Delivery Date
6100K016 | United_Cement : SWITCHGEAR - UNITED CEMENT | SWGR | ROH | GCE8013435P0101P | SPACER DISC (GCE8013435P0101) | 80 | 48 | 32 | 6100K023 | PO-SEP-8483-[1] | PO | 2025-12-31 | C&D |  | - | 2026-03-07 | 2026-02-21 | 0 | AB KOMPONENTY s.r.o. | 6100K023 – PR for Supply of
6100K016 | United_Cement : SWITCHGEAR - UNITED CEMENT | SWGR | ROH | GCE8013435P0101P | SPACER DISC (GCE8013435P0101) | 32 | 32 | 0 | 6100KDP01 | PO-SEP-8483-[5] | PO | 2025-12-31 | C&D |  | - | 2026-03-07 | 2026-02-21 | 0 | AB KOMPONENTY s.r.o. | 6100K023 – PR for Supply of
6100K016 | United_Cement : SWITCHGEAR - UNITED CEMENT | SWGR | ROH | GCE8013444R0101 | PRESSURE RELIEF FLAP(W1000) | 5 | 3 | 2 | 6100K023 | PO-SEP-8396-[23] | PO | 2025-11-30 | B |  | - | 2026-03-07 | 2026-02-21 | 0 | XIAMEN STARLIGHTS | 6100K023 – PR for Supply of MV 13.8 kV Switchgear (SWGR) for Halfmoon 115/13.8 kV Substation (SS). This PR covers 1st lot of mechanical bulk materials required for the SWGR SS, i
6100K016 | United_Cement : SWITCHGEAR - UNITED CEMENT | SWGR | ROH | GCE8013444R0101 | PRESSURE RELIEF FLAP(W1000) | 2 | 2 | 0 | 6100KDP01 | PO-SEP-8396-[24] | PO | 2025-11-30 | B |  | - | 2026-03-07 | 2026-02-21 | 0 | XIAMEN STARLIGHTS | 6100K023 – PR for Supply of MV 13.8 kV Switchgear (SWGR) for Halfmoon 115/13.8 kV Substation (SS). This PR covers 1st lot of mechanical bulk materials required for the SWGR SS, i
6100K016 | United_Cement : SWITCHGEAR - UNITED CEMENT | SWGR | ROH | GCE8487370R0100 | EARTHING CONTACT | 4 | 2 | 2 | 6100K023 | PO-SEP-8387-[11] | PO | 2025-11-30 | C&D |  | - | 2026-03-07 | 2026-02-21 | 0 | Fujian Sanxing Electric Co., Ltd | 6100K023 – PR for Supply of MV 13.8 kV Switchgear (SWGR) for Halfmoon 115/13.8 kV Substation (SS). This PR covers 1st lot of mechanical bulk materials required for the SWGR SS, i
6100K016 | United_Cement : SWITCHGEAR - UNITED CEMENT | SWGR | ROH | GCE8487370R0100 | EARTHING CONTACT | 2 | 2 | 0 | 6100KDP01 | PO-SEP-8387-[38] | PO | 2025-11-30 | C&D |  | - | 2026-03-07 | 2026-02-21 | 0 | Fujian Sanxing Electric Co., Ltd | 6100K023 – PR for Supply of MV 13.8 kV Switchgear (SWGR) for Halfmoon 115/13.8 kV Substation (SS). This PR covers 1st lot of mechanical bulk materials required for the SWGR SS, i
6100K016 | United_Cement : SWITCHGEAR - UNITED CEMENT | SWGR | ROH | GCE8585496P0100 | LABEL RACK OUT / IN ( ZS3.2 / ZS1 ) | 31 | 31 | 0 | 6100K023 | PO-SEP-8379-[41] | PO | 2025-10-30 | C&D |  | - | 2026-03-07 | 2026-02-21 | 0 | Azm and Tumooh Trading Establishment | 6100K023 – PR for Supply of MV 13.8 kV Switchgear (SWGR) for Halfmoon 115/13.8 kV Substation (SS). This PR covers 1st lot of mechanical bulk materials required for the SWGR SS, i
6100K016 | United_Cement : SWITCHGEAR - UNITED CEMENT | SWGR | ROH | GCE8684080P0101 | EARTHING STRIP | 4 | 2 | 2 | 6100KDP01 | PO-SEP-8403-[9] | PO | 2025-10-05 | C&D |  | - | 2026-03-07 | 2026-02-21 | 0 | AL NAKHEEL GREEN STEEL WORKS | 6100K023Halfmoon SWGR Project, All Electrical Components (ABB, Hitachi & Bulk) to Supply of MV 13.8 kV SWGR For Halfmoon 115/13.8kv SS
6100K016 | United_Cement : SWITCHGEAR - UNITED CEMENT | SWGR | ROH | GCE8684080P0101 | EARTHING STRIP | 2 | 2 | 0 | 6100K023 | PO-SEP-8484-[1] | PO | 2025-11-30 | C&D |  | - | 2026-03-07 | 2026-02-21 | 0 | AL NAKHEEL GREEN STEEL WORKS | 6100K023 – PR for Supply of
6100K016 | United_Cement : SWITCHGEAR - UNITED CEMENT | SWGR | ROH | GCE8685778P0121P | CONTACT PIN 800/1200A SIL.COAT = 72L | 6 | 3 | 3 | 6100K023 | PO-SEP-8385-[121] | PO | 2025-09-21 | B |  | - | 2026-03-07 | 2026-02-21 | 0 | Easy China (Xiamen) Trading Co, Ltd. | To update Promised Delivery Date
6100K016 | United_Cement : SWITCHGEAR - UNITED CEMENT | SWGR | ROH | GCE8685778P0121P | CONTACT PIN 800/1200A SIL.COAT = 72L | 3 | 3 | 0 | 6100KDP01 | PO-SEP-8385-[278] | PO | 2025-10-19 | B |  | - | 2026-03-07 | 2026-02-21 | 0 | Easy China (Xiamen) Trading Co, Ltd. | To update Promised Delivery Date
6100K016 | United_Cement : SWITCHGEAR - UNITED CEMENT | SWGR | ROH | GCE9401556P0100 | STOP WASHER | 44 | 44 | 0 | 6100K023 | PO-SEP-8378-[326] | PO | 2025-11-17 | LAX |  | - | 2026-03-07 | 2026-02-21 | 0 | China Star (Dalian) Industry Co., Ltd. | 6100K023 – PR for Supply of MV 13.8 kV Switchgear (SWGR) for Halfmoon 115/13.8 kV Substation (SS). This PR covers 1st lot of mechanical bulk materials required for the SWGR SS, i
6100K016 | United_Cement : SWITCHGEAR - UNITED CEMENT | SWGR | ROH | GCE9401766P0107 | LOCKING MAGNET DC125 V | 22 | 22 | 0 | 6100K023 | PO-SEP-8501-[1] | PO | 2025-11-30 | C&D |  | - | 2026-03-07 | 2026-02-21 | 0 | Xiamen Leelen High Voltage Electric Co. Ltd | 6100K023 – PR for Supply of
6100K016 | United_Cement : SWITCHGEAR - UNITED CEMENT | SWGR | ROH | GCE9476775R0100 | IND.CONTACT/ VAN FLOW SWITCH | 6 | 5 | 1 | 6100KDP01 | PO-SEP-8385-[209] | PO | 2025-10-05 | C&D |  | - | 2026-03-07 | 2026-02-21 | 0 | Easy China (Xiamen) Trading Co, Ltd. | To update Promised Delivery Date
6100K016 | United_Cement : SWITCHGEAR - UNITED CEMENT | SWGR | ROH | GCE9476775R0100 | IND.CONTACT/ VAN FLOW SWITCH | 1 | 0 | 1 | PR Required | - | PR |  | C&D |  | - | 2026-03-07 | 2026-02-21 | 0
6100K016 | United_Cement : SWITCHGEAR - UNITED CEMENT | SWGR | ROH | GCE9477367P0102 | FORK D11x20 | 15 | 9 | 6 | 6100K023 | PO-SEP-8523-[1] | PO | 2025-10-23 | C&D |  | - | 2026-03-07 | 2026-02-21 | 0 | Laser Company for Metal Industries Ltd | 6100K023 – PR for Supply of
6100K016 | United_Cement : SWITCHGEAR - UNITED CEMENT | SWGR | ROH | GCE9477367P0102 | FORK D11x20 | 6 | 4 | 2 | 6100KDP01 | PO-SEP-8523-[8] | PO | 2025-10-23 | C&D |  | - | 2026-03-07 | 2026-02-21 | 0 | Laser Company for Metal Industries Ltd | 6100K023 – PR for Supply of
6100K016 | United_Cement : SWITCHGEAR - UNITED CEMENT | SWGR | ROH | GCE9477367P0102 | FORK D11x20 | 2 | 0 | 2 | PR Required | - | PR |  | C&D |  | - | 2026-03-07 | 2026-02-21 | 0
6100K016 | United_Cement : SWITCHGEAR - UNITED CEMENT | SWGR | ROH | GCE9477394R0101 | CHARGING LEVER COMPLETE | 4 | 0 | 4 | PR Required | - | PR |  | LAX |  | - | 2026-03-07 | 2026-02-21 | 0
6100K016 | United_Cement : SWITCHGEAR - UNITED CEMENT | SWGR | ROH | GCE9478476P0101 | FIXING RING | 8 | 0 | 8 | PR Required | - | PR |  | C&D |  | - | 2026-03-07 | 2026-02-21 | 0
6100K016 | United_Cement : SWITCHGEAR - UNITED CEMENT | SWGR | ROH | K016-BS3600-13.8-UCT | Bus-Tie Upper CTs | 3 | 3 | 0 | 6100k016 | PO-SEP-8248-[11] | PO | 2026-02-19 | A |  | - | 2026-03-07 | 2026-02-21 | 0 | Ritz Instrument Transformers GMBH | K016_UNITED CEMENT S/S (CT&VT)
6100K016 | United_Cement : SWITCHGEAR - UNITED CEMENT | SWGR | ROH | K016-BS3600-13.8-UCT | Bus-Tie Upper CTs ¦ K016-BS3600-13.8-UCT ¦ Ritz | 3 | 0 | 3 | PR Required | - | PR |  | C |  | - | 2026-03-07 | 2026-02-21 | 0
6100K016 | United_Cement : SWITCHGEAR - UNITED CEMENT | SWGR | ROH | K016-CAP1250-13.8-LCT | Capacitor O/G Feeder Lower CTs ¦ K016-CAP1250-13.8-LCT ¦ Ritz | 42 | 6 | 36 | 6100k016 | PO-SEP-8248-[2] | PO | 2026-02-19 | C |  | - | 2026-03-07 | 2026-02-21 | 0 | Ritz Instrument Transformers GMBH | K016_UNITED CEMENT S/S (CT&VT)
6100K016 | United_Cement : SWITCHGEAR - UNITED CEMENT | SWGR | ROH | K016-CAP1250-13.8-LCT | Capacitor O/G Feeder Lower CTs ¦ K016-CAP1250-13.8-LCT ¦ Ritz | 36 | 0 | 36 | PR Required | - | PR |  | C |  | - | 2026-03-07 | 2026-02-21 | 0
6100K016 | United_Cement : SWITCHGEAR - UNITED CEMENT | SWGR | ROH | K016-CAP1250-13.8-UCT | Capacitor O/G Feeder Upper CTs | 42 | 6 | 36 | 6100k016 | PO-SEP-8248-[1] | PO | 2026-02-19 | A |  | - | 2026-03-07 | 2026-02-21 | 0 | Ritz Instrument Transformers GMBH | K016_UNITED CEMENT S/S (CT&VT)
6100K016 | United_Cement : SWITCHGEAR - UNITED CEMENT | SWGR | ROH | K016-CAP1250-13.8-UCT | Capacitor O/G Feeder Upper CTs | 36 | 0 | 36 | PR Required | - | PR |  | A |  | - | 2026-03-07 | 2026-02-21 | 0
6100K016 | United_Cement : SWITCHGEAR - UNITED CEMENT | SWGR | ROH | K016-INC3600-13.8-UCT | Incomer Upper CTs | 12 | 6 | 6 | 6100k016 | PO-SEP-8248-[5] | PO | 2026-02-19 | A |  | - | 2026-03-07 | 2026-02-21 | 0 | Ritz Instrument Transformers GMBH | K016_UNITED CEMENT S/S (CT&VT)
6100K016 | United_Cement : SWITCHGEAR - UNITED CEMENT | SWGR | ROH | K016-INC3600-13.8-UCT | Incomer Upper CTs | 6 | 0 | 6 | PR Required | - | PR |  | A |  | - | 2026-03-07 | 2026-02-21 | 0
6100K016 | United_Cement : SWITCHGEAR - UNITED CEMENT | SWGR | ROH | K016-INC3600-13.8-UCT | Incomer Upper CTs ¦ K016-INC3600-13.8-UCT ¦ Ritz | 12 | 0 | 12 | PR Required | - | PR |  | C |  | - | 2026-03-07 | 2026-02-21 | 0
6100K016 | United_Cement : SWITCHGEAR - UNITED CEMENT | SWGR | ROH | K016-MET-13.8-VT | Incomer, BRM and BEM VTs | 66 | 12 | 54 | 6100k016 | PO-SEP-8248-[13] | PO | 2026-02-19 | A |  | - | 2026-03-07 | 2026-02-21 | 0 | Ritz Instrument Transformers GMBH | K016_UNITED CEMENT S/S (CT&VT)
6100K016 | United_Cement : SWITCHGEAR - UNITED CEMENT | SWGR | ROH | K016-MET-13.8-VT | Incomer, BRM and BEM VTs | 54 | 0 | 54 | PR Required | - | PR |  | A |  | - | 2026-03-07 | 2026-02-21 | 0
6100K016 | United_Cement : SWITCHGEAR - UNITED CEMENT | SWGR | ROH | K016-SST630-13.8-LCT | Station AUX O/G Feeder Lower CTs ¦ K016-SST630-13.8-LCT ¦ Ritz | 6 | 6 | 0 | 6100k016 | PO-SEP-8248-[10] | PO | 2026-02-19 | C |  | - | 2026-03-07 | 2026-02-21 | 0 | Ritz Instrument Transformers GMBH | K016_UNITED CEMENT S/S (CT&VT)
6100K016 | United_Cement : SWITCHGEAR - UNITED CEMENT | SWGR | ROH | K016-SST630-13.8-UCT | Station Aux. O/G Feeder Upper CTs | 6 | 6 | 0 | 6100k016 | PO-SEP-8248-[9] | PO | 2026-02-19 | A |  | - | 2026-03-07 | 2026-02-21 | 0 | Ritz Instrument Transformers GMBH | K016_UNITED CEMENT S/S (CT&VT)
6100K016 | United_Cement : SWITCHGEAR - UNITED CEMENT | SWGR | ROH | MV-1VCR002091G0001 | HANDLE (MANIGLIA) | 46 | 46 | 0 | 6100K023 | PO-SEP-8446-[2] | PO | 2025-11-30 | C&D |  | - | 2026-03-07 | 2026-02-21 | 0 | Ningbo Shengjiu Technology CO., LTD. | 6100K023 – PR for Supply of MV 13.8 kV Switchgear (SWGR) for Halfmoon 115/13.8 kV Substation (SS). This PR covers 1st lot of mechanical bulk materials required for the SWGR SS, i
6100K016 | United_Cement : SWITCHGEAR - UNITED CEMENT | SWGR | ROH | MV-600-A/S3/I/802 | Metrosil for Triple Pole Relay for 1A CT | 2 | 0 | 2 | PR Required | - | PR |  | LV |  | - | 2026-03-07 | 2026-02-21 | 0
6100K016 | United_Cement : SWITCHGEAR - UNITED CEMENT | SWGR | ROH | MV-TR272-22KOHM5W | RESISTOR TR272- 110V TRIP COIL | 42 | 42 | 0 | 6100K020 | PO-SEP-8836-[4] | PO | 2025-10-23 | LV |  | - | 2026-03-07 | 2026-02-21 | 0 | Saeed Aziz Alsomali Trading Est
6100K016 | United_Cement : SWITCHGEAR - UNITED CEMENT | SWGR | ROH | MV-ZB9016765 | resistor(0-820ohms) | 6 | 6 | 0 | 6100k016 | PO-SEP-8376-[2] | PO | 2026-01-30 | LV |  | - | 2026-03-07 | 2026-02-21 | 0 | Grid Solution Middle-East Fze | MV
6100K016 | United_Cement : SWITCHGEAR - UNITED CEMENT | SWGR | ROH | MV2000-1685-06 | YELLOW TUBE,INNER DIA. 3.5 MM (1.5 WIRE) | 5750 | 0 | 5750 | PR Required | - | PR |  | LV |  | - | 2026-03-07 | 2026-02-21 | 0
6100K016 | United_Cement : SWITCHGEAR - UNITED CEMENT | SWGR | ROH | MV2000-1865-01 | YELLOW TUBE, INNER DIA. 4.0MM (2.5 WIRE) | 920 | 0 | 920 | PR Required | - | PR |  | LV |  | - | 2026-03-07 | 2026-02-21 | 0
6100K016 | United_Cement : SWITCHGEAR - UNITED CEMENT | SWGR | C&D | NO CODE | CB trolley with raise lower function | 1 | 0 | 1 | PR Required | - | PR |  | LAX-COM |  | - | 2026-03-07 | 2026-02-21 | 0
6100K016 | United_Cement : SWITCHGEAR - UNITED CEMENT | SWGR | ROH | SCB1000024P0001P | BUSHING (LOCAL PUR) | 22 | 22 | 0 | 6100K023 | PO-SEP-8484-[8] | PO | 2025-11-30 | LAX |  | - | 2026-03-07 | 2026-02-21 | 0 | AL NAKHEEL GREEN STEEL WORKS | 6100K023 – PR for Supply of
6100K016 | United_Cement : SWITCHGEAR - UNITED CEMENT | SWGR | ROH | SCB1000025P0001P | BUSHING (LOCAL PUR) | 66 | 66 | 0 | 6100K023 | PO-SEP-8489-[2] | QC | 2025-11-30 | LAX |  | - | 2026-03-07 | 2026-02-21 | 0 | Laser Company for Metal Industries Ltd | 6100K023 – PR for Supply of | 120 | 22-10-2025
6100K016 | United_Cement : SWITCHGEAR - UNITED CEMENT | SWGR | ROH | SCB1000026P0001P | BUSHING (LOCAL PUR) | 157 | 96 | 61 | 6100K023 | PO-SEP-8484-[2] | PO | 2025-11-30 | C&D |  | - | 2026-03-07 | 2026-02-21 | 0 | AL NAKHEEL GREEN STEEL WORKS | 6100K023 – PR for Supply of
6100K016 | United_Cement : SWITCHGEAR - UNITED CEMENT | SWGR | ROH | SCB1000026P0001P | BUSHING (LOCAL PUR) | 61 | 0 | 61 | PR Required | - | PR |  | C&D |  | - | 2026-03-07 | 2026-02-21 | 0
6100K016 | United_Cement : SWITCHGEAR - UNITED CEMENT | SWGR | ROH | SCB1000047P0001 | INTERLOCKING SCOTCH | 23 | 23 | 0 | 6100K023 | PO-SEP-8523-[2] | PO | 2025-10-23 | C&D |  | - | 2026-03-07 | 2026-02-21 | 0 | Laser Company for Metal Industries Ltd | 6100K023 – PR for Supply of
6100K016 | United_Cement : SWITCHGEAR - UNITED CEMENT | SWGR | ROH | SCB1000048P0001P | PIN (LOCAL PUR) | 16 | 16 | 0 | 6100K023 | PO-SEP-8489-[3] | QC | 2025-11-30 | C&D |  | - | 2026-03-07 | 2026-02-21 | 0 | Laser Company for Metal Industries Ltd | 6100K023 – PR for Supply of | 40 | 22-10-2025
6100K016 | United_Cement : SWITCHGEAR - UNITED CEMENT | SWGR | ROH | SCB1001813R0802P | MECHANICAL OFF BUTTON FOR VD4 - HOR | 21 | 21 | 0 | 6100K023 | PO-SEP-8385-[67] | PO | 2025-09-21 | C&D |  | - | 2026-03-07 | 2026-02-21 | 0 | Easy China (Xiamen) Trading Co, Ltd. | To update Promised Delivery Date
6100K016 | United_Cement : SWITCHGEAR - UNITED CEMENT | SWGR | ROH | SCB1001915P0001P | PIN | 10 | 6 | 4 | 6100K023 | PO-SEP-8484-[9] | PO | 2025-11-30 | LAX |  | - | 2026-03-07 | 2026-02-21 | 0 | AL NAKHEEL GREEN STEEL WORKS | 6100K023 – PR for Supply of
6100K016 | United_Cement : SWITCHGEAR - UNITED CEMENT | SWGR | ROH | SCB1001915P0001P | PIN | 4 | 2 | 2 | 6100KDP01 | PO-SEP-8484-[6] | PO | 2025-11-30 | LAX |  | - | 2026-03-07 | 2026-02-21 | 0 | AL NAKHEEL GREEN STEEL WORKS | 6100K023 – PR for Supply of
6100K016 | United_Cement : SWITCHGEAR - UNITED CEMENT | SWGR | ROH | SCB1001915P0001P | PIN | 2 | 0 | 2 | PR Required | - | PR |  | LAX |  | - | 2026-03-07 | 2026-02-21 | 0
6100K016 | United_Cement : SWITCHGEAR - UNITED CEMENT | SWGR | ROH | SCB1001916P0001P | INTERLOCK LEVER (LOCAL PUR) | 10 | 6 | 4 | 6100K023 | PO-SEP-8484-[3] | PO | 2025-11-30 | C&D |  | - | 2026-03-07 | 2026-02-21 | 0 | AL NAKHEEL GREEN STEEL WORKS | 6100K023 – PR for Supply of
6100K016 | United_Cement : SWITCHGEAR - UNITED CEMENT | SWGR | ROH | SCB1001916P0001P | INTERLOCK LEVER (LOCAL PUR) | 4 | 2 | 2 | 6100KDP01 | PO-SEP-8484-[5] | PO | 2025-11-30 | C&D |  | - | 2026-03-07 | 2026-02-21 | 0 | AL NAKHEEL GREEN STEEL WORKS | 6100K023 – PR for Supply of
6100K016 | United_Cement : SWITCHGEAR - UNITED CEMENT | SWGR | ROH | SCB1001916P0001P | INTERLOCK LEVER (LOCAL PUR) | 2 | 0 | 2 | PR Required | - | PR |  | C&D |  | - | 2026-03-07 | 2026-02-21 | 0
6100K016 | United_Cement : SWITCHGEAR - UNITED CEMENT | SWGR | ROH | SCB1001982P0001 | ROLLER | 2 | 2 | 0 | 6100KDP01 | PO-SEP-8385-[198] | PO | 2025-10-05 | C&D |  | - | 2026-03-07 | 2026-02-21 | 0 | Easy China (Xiamen) Trading Co, Ltd. | To update Promised Delivery Date
6100K016 | United_Cement : SWITCHGEAR - UNITED CEMENT | SWGR | ROH | 1SNA234000R0200 | Marker, RC810, 1 ¦ 10/1SNA234041R2600 ¦ ENTRELEC | 230 | 230 | 0 | 6100K020 | PO-SEP-8833-[39] | PO | 2025-10-23 | LV | Automated: Replaced 1SNA234000R0200 by SEP20333. | - | 2026-03-07 | 2026-02-21 | 0 | Al Suhaili Trading And Development
6100K016 | United_Cement : SWITCHGEAR - UNITED CEMENT | SWGR | ROH | 1YAB5355CAB0000 | Parition, Terminal, Current, D-OTTA6-T ¦ 0790459 ¦ PHOENIX | 230 | 126 | 104 | 6100KDP01 | PO-SEP-8572-[3] | PO | 2025-12-15 | LV | Automated: Replaced 1YAB5355CAB0000 by RMU000000260. | - | 2026-03-07 | 2026-02-21 | 0 | Phoenix Contact Trading LLC | AL Azyziyah 6100KDP01, Supply of Electrical Components – 1st Lot for SWGR under Dummy Project 6100KDP01 – Al Azyziyah Project (SEC Scope).
6100K016 | United_Cement : SWITCHGEAR - UNITED CEMENT | SWGR | ROH | 1YAB5355CAB0000 | Parition, Terminal, Current, D-OTTA6-T ¦ 0790459 ¦ PHOENIX | 104 | 104 | 0 | 6100K020 | PO-SEP-8792-[23] | PO | 2025-12-20 | LV | Automated: Replaced 1YAB5355CAB0000 by RMU000000260. | - | 2026-03-07 | 2026-02-21 | 0 | Phoenix Contact Trading LLC | PHOENIX ITEMS FOR MV SWGR- 6100K025 DMM AZYZIYAH SWGR SS / 6100K021 AL RAYAN SS SWGR /6100K020 Mahar SS SWGR
6100K016 | United_Cement : SWITCHGEAR - UNITED CEMENT | SWGR | ROH | MARWI60236 | Marker, Numbering, Blank, UCT-TM 10 ¦ 0829142 ¦ PHOENIX | 276 | 276 | 0 | 6100K021 | PO-SEP-8792-[16] | PO | 2025-12-20 | LV | Automated: Replaced 1YAB5355HAB0000 by MARWI60236. Automated: Replaced 1YAB5355HAB0000 by MARWI60236. | - | 2026-03-07 | 2026-02-21 | 0 | Phoenix Contact Trading LLC | PHOENIX ITEMS FOR MV SWGR- 6100K025 DMM AZYZIYAH SWGR SS / 6100K021 AL RAYAN SS SWGR /6100K020 Mahar SS SWGR
6100K016 | United_Cement : SWITCHGEAR - UNITED CEMENT | SWGR | ROH | 1SNA206394R0200 | Screw, EV6I_Screw+PstWasherIP20_M6/8.RS_M4/6.RS Type: EV6I Order no: 1SNA 206 394 R0200 Color: Grey ¦ 1SNA206394R0200 ¦ ABB | 184 | 184 | 0 | 6100K020 | PO-SEP-8833-[35] | PO | 2025-10-23 | LV | Automated: Replaced 1YAB5355HEA0000 by 1SNA206394R0200. Automated: Replaced 1YAB5355HEA0000 by 1SNA206394R0200. | - | 2026-03-07 | 2026-02-21 | 0 | Al Suhaili Trading And Development
6100K016 | United_Cement : SWITCHGEAR - UNITED CEMENT | SWGR | ROH | 25541 | HEX.RIVET NUT M10X24 ( 25541 ) | 837 | 837 | 0 | 6100KDP01 | PO-SEP-8645-[2] | PO | 2025-10-30 | C&D | Automated: Replaced 25541 by GCE0369214P0100. | - | 2026-03-07 | 2026-02-21 | 0 | Saeed Aziz Alsomali Trading Est
6100K016 | United_Cement : SWITCHGEAR - UNITED CEMENT | SWGR | ROH | SEP10163 | 1.5 Red Wire Gauge Tube 1.5mm² | 230 | 0 | 230 | PR Required | - | PR |  | LV | Automated: Replaced AE2000-1865-14 by SEP10163. Automated: Replaced AE2000-1865-14 by SEP10163. | - | 2026-03-07 | 2026-02-21 | 0
6100K016 | United_Cement : SWITCHGEAR - UNITED CEMENT | SWGR | ROH | AE2000-2150-01 | SILICON SEALANT GE1200 CLEAR MADE IN USA | 50 | 50 | 0 | 6100KDP01 | PO-SEP-8388-[17] | PO | 2025-10-30 | C&D | Automated: Replaced AE2000-2150-01 by 1YAZ21500101. | - | 2026-03-07 | 2026-02-21 | 0 | Saeed Aziz Alsomali Trading Est | 6100K023Halfmoon SWGR Project, All Electrical Components (ABB, Hitachi & Bulk) to Supply of MV 13.8 kV SWGR For Halfmoon 115/13.8kv SS
6100K016 | United_Cement : SWITCHGEAR - UNITED CEMENT | SWGR | ROH | DMS 2126 2011-113 | Nut, Hexagonal Head, M4, Stainless Steel | 70 | 12 | 58 | 606PD013 | PO-SEP-6812-[156] | PO | 2025-08-31 | C&D | Automated: Replaced DMS 2126 2011-113 by DF240510018. Automated: Replaced DF240510018 by SEP10896. | - | 2026-03-07 | 2026-02-21 | 0 | China Star (Dalian) Industry Co., Ltd. | 6100KDP01 // PP-12 (Mechanical Parts) for 07 Panels with Accessories
6100K016 | United_Cement : SWITCHGEAR - UNITED CEMENT | SWGR | ROH | DMS 2126 2011-113 | Nut, Hexagonal Head, M4, Stainless Steel | 58 | 4 | 54 | 6100KDP01 | PO-SEP-8168-[204] | PO | 2025-10-30 | C&D | Automated: Replaced DMS 2126 2011-113 by DF240510018. Automated: Replaced DF240510018 by SEP10896. | - | 2026-03-07 | 2026-02-21 | 0 | China Star (Dalian) Industry Co., Ltd. | 6100K022 // Mechanical Bulk Components,
6100K016 | United_Cement : SWITCHGEAR - UNITED CEMENT | SWGR | ROH | DMS 2126 2011-113 | Nut, Hexagonal Head, M4, Stainless Steel | 54 | 54 | 0 | 6100KDP01 | PO-SEP-8378-[354] | PO | 2025-11-17 | C&D | Automated: Replaced DMS 2126 2011-113 by DF240510018. Automated: Replaced DF240510018 by SEP10896. | - | 2026-03-07 | 2026-02-21 | 0 | China Star (Dalian) Industry Co., Ltd. | 6100K023 – PR for Supply of MV 13.8 kV Switchgear (SWGR) for Halfmoon 115/13.8 kV Substation (SS). This PR covers 1st lot of mechanical bulk materials required for the SWGR SS, i
6100K016 | United_Cement : SWITCHGEAR - UNITED CEMENT | SWGR | ROH | SEP12186 | Lugs, Terminal Ring, 70 Sq.mm, Copper Tube Crimping ¦ China star | 44 | 44 | 0 | 6100KDP01 | PO-SEP-8834-[17] | PO | 2025-10-05 | C&D | Automated: Replaced DMS 2641 0087-19 by SEP12186. Automated: Replaced DMS 2641 0087-19 by SEP12186. | - | 2026-03-07 | 2026-02-21 | 0 | Dalian Jinda Industry Co.,Ltd
6100K016 | United_Cement : SWITCHGEAR - UNITED CEMENT | SWGR | ROH | SEP12105 | Lugs, Terminal End Sleeve, 2 x 2.5 Sq.mm, Blue Insulated ¦ CEM-PKT2512 / CT225013 ¦ Cembre | 100 | 100 | 0 | 6100KDP01 | PO-SEP-8541-[11] | PO | 2025-10-30 | LV | Automated: Replaced PKT 2512 by SEP12105. Automated: Replaced PKT 2512 by SEP12105. | - | 2026-03-07 | 2026-02-21 | 0 | Sana For Electric And Telephone Co | AL Azyziyah 6100KDP01, Supply of Electrical Components – 1st Lot for SWGR under Dummy Project 6100KDP01 – Al Azyziyah Project (SEC Scope).
6100K023 | Half_Moon : SWITCHGEAR - Half_Moon | SWGR | ROH | 00046 | SCREW TS ACC T21336/M5X16 | 14 | 14 | 0 | 6100K023 | PO-SEP-8378-[229] | PO | 2025-11-17 | Mechanical |  | - | 2026-04-04 | 2026-03-21 | 0 | China Star (Dalian) Industry Co., Ltd. | 6100K023 – PR for Supply of MV 13.8 kV Switchgear (SWGR) for Halfmoon 115/13.8 kV Substation (SS). This PR covers 1st lot of mechanical bulk materials required for the SWGR SS, i
6100K023 | Half_Moon : SWITCHGEAR - Half_Moon | SWGR | ROH | 02030 | MICROSWITCH T36447/01 | 20 | 20 | 0 | 6100K023 | PO-SEP-8385-[41] | PO | 2025-09-21 | Mechanical |  | - | 2026-04-04 | 2026-03-21 | 0 | Easy China (Xiamen) Trading Co, Ltd. | To update Promised Delivery Date
6100K023 | Half_Moon : SWITCHGEAR - Half_Moon | SWGR | ROH | 03363 | STEEL RIVETS, ACC T 22205/6.4 TT(13.8kV) | 266 | 266 | 0 | 6100K023 | PO-SEP-8378-[82] | PO | 2025-11-17 | Mechanical - Accessories |  | - | 2026-04-04 | 2026-03-21 | 0 | China Star (Dalian) Industry Co., Ltd. | 6100K023 – PR for Supply of MV 13.8 kV Switchgear (SWGR) for Halfmoon 115/13.8 kV Substation (SS). This PR covers 1st lot of mechanical bulk materials required for the SWGR SS, i
6100K023 | Half_Moon : SWITCHGEAR - Half_Moon | SWGR | ROH | 03363 | STEEL RIVETS, ACC T 22205/6.4 TT(13.8kV) | 6922 | 6922 | 0 | 6100K023 | PO-SEP-8378-[82] | PO | 2025-11-17 | Mechanical |  | - | 2026-04-04 | 2026-03-21 | 0 | China Star (Dalian) Industry Co., Ltd. | 6100K023 – PR for Supply of MV 13.8 kV Switchgear (SWGR) for Halfmoon 115/13.8 kV Substation (SS). This PR covers 1st lot of mechanical bulk materials required for the SWGR SS, i
6100K023 | Half_Moon : SWITCHGEAR - Half_Moon | SWGR | ROH | 03366 | STEEL RIVETS T22205/4.8 TS | 929 | 929 | 0 | 6100K023 | PO-SEP-8378-[83] | PO | 2025-11-17 | Mechanical |  | - | 2026-04-04 | 2026-03-21 | 0 | China Star (Dalian) Industry Co., Ltd. | 6100K023 – PR for Supply of MV 13.8 kV Switchgear (SWGR) for Halfmoon 115/13.8 kV Substation (SS). This PR covers 1st lot of mechanical bulk materials required for the SWGR SS, i
6100K023 | Half_Moon : SWITCHGEAR - Half_Moon | SWGR | ROH | 04472 | RIVET STAINLESS STL T22206/4.8 | 8 | 8 | 0 | 6100K023 | PO-SEP-8378-[84] | PO | 2025-11-17 | Mechanical - Accessories |  | - | 2026-04-04 | 2026-03-21 | 0 | China Star (Dalian) Industry Co., Ltd. | 6100K023 – PR for Supply of MV 13.8 kV Switchgear (SWGR) for Halfmoon 115/13.8 kV Substation (SS). This PR covers 1st lot of mechanical bulk materials required for the SWGR SS, i
6100K023 | Half_Moon : SWITCHGEAR - Half_Moon | SWGR | ROH | 04472 | RIVET STAINLESS STL T22206/4.8 | 420 | 420 | 0 | 6100K023 | PO-SEP-8378-[84] | PO | 2025-11-17 | Mechanical |  | - | 2026-04-04 | 2026-03-21 | 0 | China Star (Dalian) Industry Co., Ltd. | 6100K023 – PR for Supply of MV 13.8 kV Switchgear (SWGR) for Halfmoon 115/13.8 kV Substation (SS). This PR covers 1st lot of mechanical bulk materials required for the SWGR SS, i
6100K023 | Half_Moon : SWITCHGEAR - Half_Moon | SWGR | ROH | 07959 | TOMMY HEAD SCREW FULL THREAD T21010/4X25 | 180 | 180 | 0 | 6100K023 | PO-SEP-8680-[31] | PO | 2025-11-17 | Mechanical |  | - | 2026-04-04 | 2026-03-21 | 0 | ALAM AL NIMA TRADING EST
6100K023 | Half_Moon : SWITCHGEAR - Half_Moon | SWGR | ROH | 08017 | TOMMY HEAD SCREW ACC T21010/M4x22 | 156 | 156 | 0 | 6100K023 | PO-SEP-8647-[14] | PO | 2025-10-30 | Mechanical |  | - | 2026-04-04 | 2026-03-21 | 0 | Mattssons Fasteners AB
6100K023 | Half_Moon : SWITCHGEAR - Half_Moon | SWGR | ROH | 08448 | SQUARE FASTENING NUT TS ACC T21597/5 | 164 | 164 | 0 | 6100K023 | PO-SEP-8378-[337] | PO | 2025-11-17 | Mechanical |  | - | 2026-04-04 | 2026-03-21 | 0 | China Star (Dalian) Industry Co., Ltd. | 6100K023 – PR for Supply of MV 13.8 kV Switchgear (SWGR) for Halfmoon 115/13.8 kV Substation (SS). This PR covers 1st lot of mechanical bulk materials required for the SWGR SS, i
6100K023 | Half_Moon : SWITCHGEAR - Half_Moon | SWGR | ROH | 08852 | WASHER, SRING STEEL ACC T22100/3.2 | 200 | 200 | 0 | 6100K023 | PO-SEP-8629-[20] | PO | 2025-10-30 | Mechanical |  | - | 2026-04-04 | 2026-03-21 | 0 | FLY METALTECH TRADING CO.
6100K023 | Half_Moon : SWITCHGEAR - Half_Moon | SWGR | ROH | 08856 | WASHER STEEL T22100/ 6.4 | 164 | 164 | 0 | 6100K023 | PO-SEP-8378-[92] | PO | 2025-11-17 | Mechanical |  | - | 2026-04-04 | 2026-03-21 | 0 | China Star (Dalian) Industry Co., Ltd. | 6100K023 – PR for Supply of MV 13.8 kV Switchgear (SWGR) for Halfmoon 115/13.8 kV Substation (SS). This PR covers 1st lot of mechanical bulk materials required for the SWGR SS, i
6100K023 | Half_Moon : SWITCHGEAR - Half_Moon | SWGR | ROH | 09021 | SELF-LOCKING HEX. NUT,T21192/M10 (LOCAL) | 328 | 144 | 184 | 6100K023 | PO-SEP-8680-[32] | PO | 2025-11-17 | Mechanical |  | - | 2026-04-04 | 2026-03-21 | 0 | ALAM AL NIMA TRADING EST
6100K023 | Half_Moon : SWITCHGEAR - Half_Moon | SWGR | ROH | 09021 | SELF-LOCKING HEX. NUT,T21192/M10 (LOCAL) | 184 | 184 | 0 | 6100KDP01 | PO-SEP-8680-[18] | PO | 2025-11-17 | Mechanical |  | - | 2026-04-04 | 2026-03-21 | 0 | ALAM AL NIMA TRADING EST
6100K023 | Half_Moon : SWITCHGEAR - Half_Moon | SWGR | ROH | 09601 | WASHER, FLAT ACC T22000/3.2X7 | 240 | 240 | 0 | 6100K023 | PO-SEP-8378-[95] | PO | 2025-11-17 | Mechanical |  | - | 2026-04-04 | 2026-03-21 | 0 | China Star (Dalian) Industry Co., Ltd. | 6100K023 – PR for Supply of MV 13.8 kV Switchgear (SWGR) for Halfmoon 115/13.8 kV Substation (SS). This PR covers 1st lot of mechanical bulk materials required for the SWGR SS, i
6100K023 | Half_Moon : SWITCHGEAR - Half_Moon | SWGR | ROH | 09929 | STEEL SPRING WASHER ACC T22104/10 | 48 | 48 | 0 | 6100K023 | PO-SEP-8378-[96] | PO | 2025-11-17 | Mechanical |  | - | 2026-04-04 | 2026-03-21 | 0 | China Star (Dalian) Industry Co., Ltd. | 6100K023 – PR for Supply of MV 13.8 kV Switchgear (SWGR) for Halfmoon 115/13.8 kV Substation (SS). This PR covers 1st lot of mechanical bulk materials required for the SWGR SS, i
6100K023 | Half_Moon : SWITCHGEAR - Half_Moon | SWGR | ROH | 09947 | SPRING WASHER ACC T22104/6 | 10 | 6 | 4 | 6100KDP01 | PO-SEP-8378-[270] | PO | 2025-11-17 | Mechanical |  | - | 2026-04-04 | 2026-03-21 | 0 | China Star (Dalian) Industry Co., Ltd. | 6100K023 – PR for Supply of MV 13.8 kV Switchgear (SWGR) for Halfmoon 115/13.8 kV Substation (SS). This PR covers 1st lot of mechanical bulk materials required for the SWGR SS, i
6100K023 | Half_Moon : SWITCHGEAR - Half_Moon | SWGR | ROH | 09947 | SPRING WASHER ACC T22104/6 | 4 | 4 | 0 | 6100KDP01 | PO-SEP-6812-[43] | PO | 2025-12-31 | Mechanical |  | - | 2026-04-04 | 2026-03-21 | 0 | China Star (Dalian) Industry Co., Ltd. | 6100KDP01 // PP-12 (Mechanical Parts) for 07 Panels with Accessories
6100K023 | Half_Moon : SWITCHGEAR - Half_Moon | SWGR | ROH | 1000057457 | WASHER CU AL M10 | 41 | 11 | 30 | 6100K023 | PO-SEP-8385-[290] | PO | 2025-09-21 | Mechanical |  | - | 2026-04-04 | 2026-03-21 | 0 | Easy China (Xiamen) Trading Co, Ltd. | To update Promised Delivery Date
6100K023 | Half_Moon : SWITCHGEAR - Half_Moon | SWGR | ROH | 1000057457 | WASHER CU AL M10 | 30 | 30 | 0 | 6100KDP01 | PO-SEP-8385-[227] | PO | 2025-10-05 | Mechanical |  | - | 2026-04-04 | 2026-03-21 | 0 | Easy China (Xiamen) Trading Co, Ltd. | To update Promised Delivery Date
6100K023 | Half_Moon : SWITCHGEAR - Half_Moon | SWGR | ROH | 12980 | COUNTERSUNK STEEL SCREW T21065/M6X14 | 82 | 82 | 0 | 6100K023 | PO-SEP-8646-[3] | PO | 2025-10-20 | Mechanical |  | - | 2026-04-04 | 2026-03-21 | 0 | AL NAKHEEL GREEN STEEL WORKS
6100K023 | Half_Moon : SWITCHGEAR - Half_Moon | SWGR | ROH | 12989 | COUNTERSUNK STEEL SCREW T21065/M8X30 | 82 | 82 | 0 | 6100K023 | PO-SEP-8646-[4] | PO | 2025-10-20 | Mechanical |  | - | 2026-04-04 | 2026-03-21 | 0 | AL NAKHEEL GREEN STEEL WORKS
6100K023 | Half_Moon : SWITCHGEAR - Half_Moon | SWGR | ROH | 129A539G01 | ‭FT SWITCH, (T T T T T T T T T T)/129A539G01/FT-1‬ | 51 | 51 | 0 | 6100K023 | PO-SEP-8747-[15] | PO | 2025-12-31 | LVA |  | - | 2026-04-04 | 2026-03-21 | 0 | Abb Electrical Industriesco | FT Switch/ 6100K021 AL RAYAN SS SWGR Electrical Componentes Order.
6100K023 | Half_Moon : SWITCHGEAR - Half_Moon | SWGR | ROH | 13.8-VT-ZS1-3WDG-25VA | Voltage Transformer (RITZ) | 12 | 12 | 0 | 6100K023 | PO-SEP-8758-[11] | PO | 2025-10-23 | VT |  | - | 2026-04-04 | 2026-03-21 | 0 |  | 6100K023 Halfmoon SS SWGR CT/Order
6100K023 | Half_Moon : SWITCHGEAR - Half_Moon | SWGR | ROH | 16301 | RIVET T22213/4 | 172 | 172 | 0 | 6100K023 | PO-SEP-8645-[6] | PO | 2025-10-30 | Mechanical |  | - | 2026-04-04 | 2026-03-21 | 0 | Saeed Aziz Alsomali Trading Est
6100K023 | Half_Moon : SWITCHGEAR - Half_Moon | SWGR | ROH | 16304 | RIVET TT ALUMINUM T22213/5 | 27 | 27 | 0 | 6100K023 | PO-SEP-8378-[101] | PO | 2025-11-17 | Mechanical |  | - | 2026-04-04 | 2026-03-21 | 0 | China Star (Dalian) Industry Co., Ltd. | 6100K023 – PR for Supply of MV 13.8 kV Switchgear (SWGR) for Halfmoon 115/13.8 kV Substation (SS). This PR covers 1st lot of mechanical bulk materials required for the SWGR SS, i
6100K023 | Half_Moon : SWITCHGEAR - Half_Moon | SWGR | ROH | 16742 | DANGER SIGN T27420/60 | 80 | 80 | 0 | 6100K023 | PO-SEP-8379-[17] | PO | 2025-10-30 | Mechanical |  | - | 2026-04-04 | 2026-03-21 | 0 | Azm and Tumooh Trading Establishment | 6100K023 – PR for Supply of MV 13.8 kV Switchgear (SWGR) for Halfmoon 115/13.8 kV Substation (SS). This PR covers 1st lot of mechanical bulk materials required for the SWGR SS, i
6100K023 | Half_Moon : SWITCHGEAR - Half_Moon | SWGR | ROH | 16743 | LABEL EARTHING (T27412/20) | 287 | 287 | 0 | 6100K023 | PO-SEP-8379-[18] | PO | 2025-10-30 | Mechanical |  | - | 2026-04-04 | 2026-03-21 | 0 | Azm and Tumooh Trading Establishment | 6100K023 – PR for Supply of MV 13.8 kV Switchgear (SWGR) for Halfmoon 115/13.8 kV Substation (SS). This PR covers 1st lot of mechanical bulk materials required for the SWGR SS, i
6100K023 | Half_Moon : SWITCHGEAR - Half_Moon | SWGR | ROH | 1SFA611400R1001 | PILOT LIGHT#ML1-100R | 39 | 39 | 0 | 6100K023 | PO-SEP-8041-[41] | PO | 2025-12-15 | LVB |  | - | 2026-04-04 | 2026-03-21 | 0 | Abb Electrical Industriesco | LV/ 6100K023 Supply of MV 13.8 kV SWGR For Halfmoon 115/13.8kv SS
6100K023 | Half_Moon : SWITCHGEAR - Half_Moon | SWGR | ROH | 1SFA611400R1002 | PILOT LIGHT#ML1-100G | 39 | 39 | 0 | 6100K023 | PO-SEP-8041-[42] | PO | 2025-12-15 | LVB |  | - | 2026-04-04 | 2026-03-21 | 0 | Abb Electrical Industriesco | LV/ 6100K023 Supply of MV 13.8 kV SWGR For Halfmoon 115/13.8kv SS
6100K023 | Half_Moon : SWITCHGEAR - Half_Moon | SWGR | ROH | 1SFA611400R1003 | PILOT LIGHT#ML1-100Y | 42 | 42 | 0 | 6100K023 | PO-SEP-8041-[43] | PO | 2025-12-15 | LVB |  | - | 2026-04-04 | 2026-03-21 | 0 | Abb Electrical Industriesco | LV/ 6100K023 Supply of MV 13.8 kV SWGR For Halfmoon 115/13.8kv SS
6100K023 | Half_Moon : SWITCHGEAR - Half_Moon | SWGR | ROH | 1SFA611400R1005 | PILOT LIGHT#ML1-100W | 90 | 82 | 8 | 6100K023 | PO-SEP-8041-[44] | PO | 2025-12-15 | LVB |  | - | 2026-04-04 | 2026-03-21 | 0 | Abb Electrical Industriesco | LV/ 6100K023 Supply of MV 13.8 kV SWGR For Halfmoon 115/13.8kv SS
6100K023 | Half_Moon : SWITCHGEAR - Half_Moon | SWGR | ROH | 1SFA611400R1005 | PILOT LIGHT#ML1-100W | 8 | 8 | 0 | 6100K025 | PO-SEP-8753-[17] | PO | 2025-10-23 | LVB |  | - | 2026-04-04 | 2026-03-21 | 0 | Abb Electrical Industriesco | To update Promised Delivery Date
6100K023 | Half_Moon : SWITCHGEAR - Half_Moon | SWGR | ROH | 1SFA611605R1100 | HOLDER#MCBH-00 | 210 | 206 | 4 | 6100K023 | PO-SEP-8041-[45] | PO | 2025-12-15 | LVB |  | - | 2026-04-04 | 2026-03-21 | 0 | Abb Electrical Industriesco | LV/ 6100K023 Supply of MV 13.8 kV SWGR For Halfmoon 115/13.8kv SS
6100K023 | Half_Moon : SWITCHGEAR - Half_Moon | SWGR | ROH | 1SFA611605R1100 | HOLDER#MCBH-00 | 4 | 4 | 0 | 6100K025 | PO-SEP-8753-[18] | PO | 2025-10-23 | LVB |  | - | 2026-04-04 | 2026-03-21 | 0 | Abb Electrical Industriesco | To update Promised Delivery Date
6100K023 | Half_Moon : SWITCHGEAR - Half_Moon | SWGR | ROH | 1SFA611621R1051 | LAMP BLOCK#MLBL-05R | 39 | 39 | 0 | 6100K023 | PO-SEP-8041-[46] | PO | 2025-12-15 | LVB |  | - | 2026-04-04 | 2026-03-21 | 0 | Abb Electrical Industriesco | LV/ 6100K023 Supply of MV 13.8 kV SWGR For Halfmoon 115/13.8kv SS
6100K023 | Half_Moon : SWITCHGEAR - Half_Moon | SWGR | ROH | 1SFA611621R1052 | LAMP BLOCK#MLBL-05G | 39 | 39 | 0 | 6100K023 | PO-SEP-8041-[47] | PO | 2025-12-15 | LVB |  | - | 2026-04-04 | 2026-03-21 | 0 | Abb Electrical Industriesco | LV/ 6100K023 Supply of MV 13.8 kV SWGR For Halfmoon 115/13.8kv SS
6100K023 | Half_Moon : SWITCHGEAR - Half_Moon | SWGR | ROH | 1SFA611621R1053 | LAMP BLOCK#MLBL-05Y | 42 | 42 | 0 | 6100K023 | PO-SEP-8041-[48] | PO | 2025-12-15 | LVB |  | - | 2026-04-04 | 2026-03-21 | 0 | Abb Electrical Industriesco | LV/ 6100K023 Supply of MV 13.8 kV SWGR For Halfmoon 115/13.8kv SS
6100K023 | Half_Moon : SWITCHGEAR - Half_Moon | SWGR | ROH | 1SFA611621R1055 | LAMP BLOCK#MLBL-05W | 86 | 86 | 0 | 6100K023 | PO-SEP-8041-[49] | PO | 2025-12-15 | LVB |  | - | 2026-04-04 | 2026-03-21 | 0 | Abb Electrical Industriesco | LV/ 6100K023 Supply of MV 13.8 kV SWGR For Halfmoon 115/13.8kv SS
6100K023 | Half_Moon : SWITCHGEAR - Half_Moon | SWGR | ROH | 1SFA611630R1001 | DIODE BLOCK#MDB-1001 | 206 | 204 | 2 | 6100K023 | PO-SEP-8041-[50] | PO | 2025-12-15 | LVB |  | - | 2026-04-04 | 2026-03-21 | 0 | Abb Electrical Industriesco | LV/ 6100K023 Supply of MV 13.8 kV SWGR For Halfmoon 115/13.8kv SS
6100K023 | Half_Moon : SWITCHGEAR - Half_Moon | SWGR | ROH | 1SFA611630R1001 | DIODE BLOCK#MDB-1001 | 2 | 2 | 0 | 6100K025 | PO-SEP-8753-[23] | PO | 2025-10-23 | LVB |  | - | 2026-04-04 | 2026-03-21 | 0 | Abb Electrical Industriesco | To update Promised Delivery Date
6100K023 | Half_Moon : SWITCHGEAR - Half_Moon | SWGR | ROH | 1SFA616920R8005 | KA1-8005 Lens | 206 | 202 | 4 | 6100K023 | PO-SEP-8041-[51] | PO | 2025-12-15 | LVB |  | - | 2026-04-04 | 2026-03-21 | 0 | Abb Electrical Industriesco | LV/ 6100K023 Supply of MV 13.8 kV SWGR For Halfmoon 115/13.8kv SS
6100K023 | Half_Moon : SWITCHGEAR - Half_Moon | SWGR | ROH | 1SFA616920R8005 | KA1-8005 Lens | 4 | 4 | 0 | 6100K025 | PO-SEP-8753-[24] | PO | 2025-10-23 | LVB |  | - | 2026-04-04 | 2026-03-21 | 0 | Abb Electrical Industriesco | To update Promised Delivery Date
6100K023 | Half_Moon : SWITCHGEAR - Half_Moon | SWGR | ROH | 1SNA206394R0200 | Screw, EV6I_Screw+PstWasherIP20_M6/8.RS_M4/6.RS Type: EV6I Order no: 1SNA 206 394 R0200 Color: Grey ¦ 1SNA206394R0200 ¦ ABB | 328 | 328 | 0 | 6100K023 | PO-SEP-8386-[13] | PO | 2025-11-10 | Terminals |  | - | 2026-04-04 | 2026-03-21 | 0 | Al Suhaili Trading And Development | 6100K023Halfmoon SWGR Project, All Electrical Components (ABB, Hitachi & Bulk) to Supply of MV 13.8 kV SWGR For Halfmoon 115/13.8kv SS
6100K023 | Half_Moon : SWITCHGEAR - Half_Moon | SWGR | ROH | 1SNK900654R0000 | SC-JB8-4 Short circuit bridges - Yellow | 123 | 123 | 0 | 6100K023 | PO-SEP-8386-[14] | PO | 2025-11-10 | Terminals |  | - | 2026-04-04 | 2026-03-21 | 0 | Al Suhaili Trading And Development | 6100K023Halfmoon SWGR Project, All Electrical Components (ABB, Hitachi & Bulk) to Supply of MV 13.8 kV SWGR For Halfmoon 115/13.8kv SS
6100K023 | Half_Moon : SWITCHGEAR - Half_Moon | SWGR | ROH | 1VCR000490F0001 | SHEET PROFILE | 12 | 8 | 4 | 6100K023 | PO-SEP-8402-[17] | PO | 2025-11-17 | Mechanical |  | - | 2026-04-04 | 2026-03-21 | 0 | First Telecom Industries | 6100K023 – PR for Supply of MV 13.8 kV Switchgear (SWGR) for Halfmoon 115/13.8 kV Substation (SS). This PR covers 1st lot of mechanical bulk materials required for the SWGR SS, i
6100K023 | Half_Moon : SWITCHGEAR - Half_Moon | SWGR | ROH | 1VCR000490F0001 | SHEET PROFILE | 4 | 4 | 0 | 6100KDP01 | PO-SEP-5654-[34] | PO | 2025-12-31 | Mechanical |  | - | 2026-04-04 | 2026-03-21 | 0 | AL RAZIQIYAH COMPANY FOR METAL INDUSTRIES | 6100KDP01 // MV SWGR (New Batha & United Cement SS) Category "LAX, LV, Outsource" Material (Supplier-First Telecom Industries)
6100K023 | Half_Moon : SWITCHGEAR - Half_Moon | SWGR | ROH | 1VCR000491F0001 | SHEET PROFILE | 4 | 4 | 0 | 6100KDP01 | PO-SEP-5654-[40] | PO | 2025-12-31 | Mechanical |  | - | 2026-04-04 | 2026-03-21 | 0 | AL RAZIQIYAH COMPANY FOR METAL INDUSTRIES | 6100KDP01 // MV SWGR (New Batha & United Cement SS) Category "LAX, LV, Outsource" Material (Supplier-First Telecom Industries)
6100K023 | Half_Moon : SWITCHGEAR - Half_Moon | SWGR | ROH | 1VCR002047G0001 | COMPLETE ASSEMBLY KIT FOR DIRAK LOCKUP | 41 | 41 | 0 | 6100K023 | PO-SEP-8446-[1] | PO | 2025-11-30 | Mechanical |  | - | 2026-04-04 | 2026-03-21 | 0 | Ningbo Shengjiu Technology CO., LTD. | 6100K023 – PR for Supply of MV 13.8 kV Switchgear (SWGR) for Halfmoon 115/13.8 kV Substation (SS). This PR covers 1st lot of mechanical bulk materials required for the SWGR SS, i
6100K023 | Half_Moon : SWITCHGEAR - Half_Moon | SWGR | ROH | 1VCR002416G0001 | LOCKUP ROD ASSEMBLY | 41 | 41 | 0 | 6100K023 | PO-SEP-8387-[6] | PO | 2025-11-30 | Mechanical |  | - | 2026-04-04 | 2026-03-21 | 0 | Fujian Sanxing Electric Co., Ltd | 6100K023 – PR for Supply of MV 13.8 kV Switchgear (SWGR) for Halfmoon 115/13.8 kV Substation (SS). This PR covers 1st lot of mechanical bulk materials required for the SWGR SS, i
6100K023 | Half_Moon : SWITCHGEAR - Half_Moon | SWGR | ROH | 1VCR002428G0001 | LOCKUP ROD ASSEMBLY | 41 | 41 | 0 | 6100K023 | PO-SEP-8387-[7] | PO | 2025-11-30 | Mechanical |  | - | 2026-04-04 | 2026-03-21 | 0 | Fujian Sanxing Electric Co., Ltd | 6100K023 – PR for Supply of MV 13.8 kV Switchgear (SWGR) for Halfmoon 115/13.8 kV Substation (SS). This PR covers 1st lot of mechanical bulk materials required for the SWGR SS, i
6100K023 | Half_Moon : SWITCHGEAR - Half_Moon | SWGR | ROH | 1VCR003760G0001 | EK6- Earthing Switch (Crank) | 2 | 2 | 0 | 6100K023 | PO-SEP-8387-[13] | PO | 2025-11-30 | Mechanical - Accessories |  | - | 2026-04-04 | 2026-03-21 | 0 | Fujian Sanxing Electric Co., Ltd | 6100K023 – PR for Supply of MV 13.8 kV Switchgear (SWGR) for Halfmoon 115/13.8 kV Substation (SS). This PR covers 1st lot of mechanical bulk materials required for the SWGR SS, i
6100K023 | Half_Moon : SWITCHGEAR - Half_Moon | SWGR | ROH | 1VCR008770F0001 | BLOCK PIN | 328 | 232 | 96 | 6100K023 | PO-SEP-8385-[31] | PO | 2025-09-21 | Mechanical |  | - | 2026-04-04 | 2026-03-21 | 0 | Easy China (Xiamen) Trading Co, Ltd. | To update Promised Delivery Date
6100K023 | Half_Moon : SWITCHGEAR - Half_Moon | SWGR | ROH | 1VCR008770F0001 | BLOCK PIN | 96 | 96 | 0 | 6100KDP01 | PO-SEP-8385-[161] | PO | 2025-10-05 | Mechanical |  | - | 2026-04-04 | 2026-03-21 | 0 | Easy China (Xiamen) Trading Co, Ltd. | To update Promised Delivery Date
6100K023 | Half_Moon : SWITCHGEAR - Half_Moon | SWGR | ROH | 1VL7600732P0101 | SPACER TUBE | 82 | 18 | 64 | 6100K023 | PO-SEP-8403-[2] | PO | 2025-09-21 | Mechanical |  | - | 2026-04-04 | 2026-03-21 | 0 | AL NAKHEEL GREEN STEEL WORKS | 6100K023Halfmoon SWGR Project, All Electrical Components (ABB, Hitachi & Bulk) to Supply of MV 13.8 kV SWGR For Halfmoon 115/13.8kv SS
6100K023 | Half_Moon : SWITCHGEAR - Half_Moon | SWGR | ROH | 1VL7600732P0101 | SPACER TUBE | 64 | 64 | 0 | 6100KDP01 | PO-SEP-8403-[7] | PO | 2025-10-05 | Mechanical |  | - | 2026-04-04 | 2026-03-21 | 0 | AL NAKHEEL GREEN STEEL WORKS | 6100K023Halfmoon SWGR Project, All Electrical Components (ABB, Hitachi & Bulk) to Supply of MV 13.8 kV SWGR For Halfmoon 115/13.8kv SS
6100K023 | Half_Moon : SWITCHGEAR - Half_Moon | SWGR | ROH | 1VL7601387P0101 | TIE ROD (CB COMPRTMENT DOOR,W800)Short | 29 | 29 | 0 | 6100K023 | PO-SEP-8385-[32] | PO | 2025-09-21 | Mechanical |  | - | 2026-04-04 | 2026-03-21 | 0 | Easy China (Xiamen) Trading Co, Ltd. | To update Promised Delivery Date
6100K023 | Half_Moon : SWITCHGEAR - Half_Moon | SWGR | ROH | 1VL7601389P0101 | TIE ROD (CB COMPRTMENT DOOR,W800)Long | 30 | 30 | 0 | 6100K023 | PO-SEP-8385-[33] | PO | 2025-09-21 | Mechanical |  | - | 2026-04-04 | 2026-03-21 | 0 | Easy China (Xiamen) Trading Co, Ltd. | To update Promised Delivery Date
6100K023 | Half_Moon : SWITCHGEAR - Half_Moon | SWGR | ROH | 1VL7602006R0101 | TIE ROD W800 CABLE COMPT. | 82 | 56 | 26 | 6100K023 | PO-SEP-8385-[34] | PO | 2025-09-21 | Mechanical |  | - | 2026-04-04 | 2026-03-21 | 0 | Easy China (Xiamen) Trading Co, Ltd. | To update Promised Delivery Date
6100K023 | Half_Moon : SWITCHGEAR - Half_Moon | SWGR | ROH | 1VL7602006R0101 | TIE ROD W800 CABLE COMPT. | 26 | 26 | 0 | 6100KDP01 | PO-SEP-8385-[162] | PO | 2025-10-05 | Mechanical |  | - | 2026-04-04 | 2026-03-21 | 0 | Easy China (Xiamen) Trading Co, Ltd. | To update Promised Delivery Date
6100K023 | Half_Moon : SWITCHGEAR - Half_Moon | SWGR | ROH | 1VL7605506P0101 | ABB LOGO UNIGEAR ZS1 | 3 | 3 | 0 | 6100KDP01 | PO-SEP-6543-[73] | PO | 2025-12-31 | Mechanical |  | - | 2026-04-04 | 2026-03-21 | 0 | Azm and Tumooh Trading Establishment | Labels for outdoor
6100K023 | Half_Moon : SWITCHGEAR - Half_Moon | SWGR | ROH | 1VL7605506P0102 | ABB LOGO UNIGEAR ZS1 | 38 | 8 | 30 | 6100KDP01 | PO-SEP-8379-[45] | PO | 2025-10-30 | Mechanical |  | - | 2026-04-04 | 2026-03-21 | 0 | Azm and Tumooh Trading Establishment | 6100K023 – PR for Supply of MV 13.8 kV Switchgear (SWGR) for Halfmoon 115/13.8 kV Substation (SS). This PR covers 1st lot of mechanical bulk materials required for the SWGR SS, i
6100K023 | Half_Moon : SWITCHGEAR - Half_Moon | SWGR | ROH | 1VL7605506P0102 | ABB LOGO UNIGEAR ZS1 | 30 | 30 | 0 | 6100KDP01 | PO-SEP-6543-[74] | PO | 2025-12-31 | Mechanical |  | - | 2026-04-04 | 2026-03-21 | 0 | Azm and Tumooh Trading Establishment | Labels for outdoor
6100K023 | Half_Moon : SWITCHGEAR - Half_Moon | SWGR | ROH | 1VL7607280R0101 | HINGE WITHOUT FASTENERS | 451 | 451 | 0 | 6100K023 | PO-SEP-8397-[3] | PO | 2025-11-30 | Mechanical |  | - | 2026-04-04 | 2026-03-21 | 0 | Xiamen Xingjitai Electrical Apparatus Co. Ltd | 6100K023 – PR for Supply of MV 13.8 kV Switchgear (SWGR) for Halfmoon 115/13.8 kV Substation (SS). This PR covers 1st lot of mechanical bulk materials required for the SWGR SS, i
6100K023 | Half_Moon : SWITCHGEAR - Half_Moon | SWGR | ROH | 1VL7608266P0101 | CONNECTION PIECE tublar GCE8005046R0101 | 18 | 18 | 0 | 6100KDP01 | PO-SEP-8385-[151] | PO | 2025-10-05 | Mechanical |  | - | 2026-04-04 | 2026-03-21 | 0 | Easy China (Xiamen) Trading Co, Ltd. | To update Promised Delivery Date
6100K023 | Half_Moon : SWITCHGEAR - Half_Moon | SWGR | ROH | 1VL7623184R0101 | COMPLETE HANDLE | 40 | 40 | 0 | 6100K023 | PO-SEP-8552-[2] | PO | 2025-11-30 | Mechanical |  | - | 2026-04-04 | 2026-03-21 | 0 | SHAMS ALRIYADH INDUSTRIAL FACTORY | AL Azyziyah DMM Project under Dummy 6100KDP01 2nd Lot of Mechanical Componentes for SEC a/c Dammam Aziziya Fast track project 13.8kV MV SWGR.
6100K023 | Half_Moon : SWITCHGEAR - Half_Moon | SWGR | ROH | 1YAB000002-FDV | MIMIC DIAGRAM, INCOMER-2W,VT | 1 | 1 | 0 | 6100K023 | PO-SEP-8379-[11] | PO | 2025-10-30 | LVD |  | - | 2026-04-04 | 2026-03-21 | 0 | Azm and Tumooh Trading Establishment | 6100K023 – PR for Supply of MV 13.8 kV Switchgear (SWGR) for Halfmoon 115/13.8 kV Substation (SS). This PR covers 1st lot of mechanical bulk materials required for the SWGR SS, i
6100K023 | Half_Moon : SWITCHGEAR - Half_Moon | SWGR | ROH | 1YAB000003-FDX | MIMIC , OUTGOING WITH EARTHING | 36 | 36 | 0 | 6100K023 | PO-SEP-8379-[12] | PO | 2025-10-30 | LVD |  | - | 2026-04-04 | 2026-03-21 | 0 | Azm and Tumooh Trading Establishment | 6100K023 – PR for Supply of MV 13.8 kV Switchgear (SWGR) for Halfmoon 115/13.8 kV Substation (SS). This PR covers 1st lot of mechanical bulk materials required for the SWGR SS, i
6100K023 | Half_Moon : SWITCHGEAR - Half_Moon | SWGR | ROH | 1YAB000004-BTE | MIMIC BUS SEC WITH EARTHG ON RIGHT SIDE | 1 | 1 | 0 | 6100K023 | PO-SEP-8379-[13] | PO | 2025-10-30 | LVD |  | - | 2026-04-04 | 2026-03-21 | 0 | Azm and Tumooh Trading Establishment | 6100K023 – PR for Supply of MV 13.8 kV Switchgear (SWGR) for Halfmoon 115/13.8 kV Substation (SS). This PR covers 1st lot of mechanical bulk materials required for the SWGR SS, i
6100K023 | Half_Moon : SWITCHGEAR - Half_Moon | SWGR | ROH | 1YAB000007-BME | MIMIC, BUS MET. & EARTHING-2W,VT | 1 | 1 | 0 | 6100K023 | PO-SEP-8379-[14] | PO | 2025-10-30 | LVD |  | - | 2026-04-04 | 2026-03-21 | 0 | Azm and Tumooh Trading Establishment | 6100K023 – PR for Supply of MV 13.8 kV Switchgear (SWGR) for Halfmoon 115/13.8 kV Substation (SS). This PR covers 1st lot of mechanical bulk materials required for the SWGR SS, i
6100K023 | Half_Moon : SWITCHGEAR - Half_Moon | SWGR | ROH | 1YAB000009-BRM | MIMIC , BUS RISER & MET.-2W,VT | 1 | 1 | 0 | 6100K023 | PO-SEP-8379-[15] | PO | 2025-10-30 | LVD |  | - | 2026-04-04 | 2026-03-21 | 0 | Azm and Tumooh Trading Establishment | 6100K023 – PR for Supply of MV 13.8 kV Switchgear (SWGR) for Halfmoon 115/13.8 kV Substation (SS). This PR covers 1st lot of mechanical bulk materials required for the SWGR SS, i
6100K023 | Half_Moon : SWITCHGEAR - Half_Moon | SWGR | ROH | 1YAB010005P0102 | SHROUD, LEFT W1000 | 6 | 3 | 3 | 6100K023 | PO-SEP-8385-[36] | PO | 2025-09-21 | Mechanical |  | - | 2026-04-04 | 2026-03-21 | 0 | Easy China (Xiamen) Trading Co, Ltd. | To update Promised Delivery Date
6100K023 | Half_Moon : SWITCHGEAR - Half_Moon | SWGR | ROH | 1YAB010005P0102 | SHROUD, LEFT W1000 | 3 | 3 | 0 | 6100KDP01 | PO-SEP-8385-[152] | PO | 2025-10-05 | Mechanical |  | - | 2026-04-04 | 2026-03-21 | 0 | Easy China (Xiamen) Trading Co, Ltd. | To update Promised Delivery Date
6100K023 | Half_Moon : SWITCHGEAR - Half_Moon | SWGR | ROH | 1YAB010005P0103 | SHROUD, LEFT W800 | 108 | 71 | 37 | 6100K023 | PO-SEP-8385-[69] | PO | 2025-09-21 | Mechanical |  | - | 2026-04-04 | 2026-03-21 | 0 | Easy China (Xiamen) Trading Co, Ltd. | To update Promised Delivery Date
6100K023 | Half_Moon : SWITCHGEAR - Half_Moon | SWGR | ROH | 1YAB010005P0103 | SHROUD, LEFT W800 | 37 | 37 | 0 | 6100KDP01 | PO-SEP-8385-[126] | PO | 2025-10-05 | Mechanical |  | - | 2026-04-04 | 2026-03-21 | 0 | Easy China (Xiamen) Trading Co, Ltd. | To update Promised Delivery Date
6100K023 | Half_Moon : SWITCHGEAR - Half_Moon | SWGR | ROH | 1YAB010006P0102 | SHROUD, RIGHT W1000 | 6 | 3 | 3 | 6100K023 | PO-SEP-8385-[37] | PO | 2025-09-21 | Mechanical |  | - | 2026-04-04 | 2026-03-21 | 0 | Easy China (Xiamen) Trading Co, Ltd. | To update Promised Delivery Date
6100K023 | Half_Moon : SWITCHGEAR - Half_Moon | SWGR | ROH | 1YAB010006P0102 | SHROUD, RIGHT W1000 | 3 | 3 | 0 | 6100KDP01 | PO-SEP-8385-[153] | PO | 2025-10-05 | Mechanical |  | - | 2026-04-04 | 2026-03-21 | 0 | Easy China (Xiamen) Trading Co, Ltd. | To update Promised Delivery Date
6100K023 | Half_Moon : SWITCHGEAR - Half_Moon | SWGR | ROH | 1YAB010006P0103 | SHROUD, RIGHT W800 | 108 | 71 | 37 | 6100K023 | PO-SEP-8385-[70] | PO | 2025-09-21 | Mechanical |  | - | 2026-04-04 | 2026-03-21 | 0 | Easy China (Xiamen) Trading Co, Ltd. | To update Promised Delivery Date
6100K023 | Half_Moon : SWITCHGEAR - Half_Moon | SWGR | ROH | 1YAB010006P0103 | SHROUD, RIGHT W800 | 37 | 37 | 0 | 6100KDP01 | PO-SEP-8385-[127] | PO | 2025-10-05 | Mechanical |  | - | 2026-04-04 | 2026-03-21 | 0 | Easy China (Xiamen) Trading Co, Ltd. | To update Promised Delivery Date
6100K023 | Half_Moon : SWITCHGEAR - Half_Moon | SWGR | ROH | 1YAB010012P0102 | Copper earthing bar 12.5 x 4.0 mm | 18 | 0 | 18 | PR Required | - | PR |  | Mechanical |  | - | 2026-04-04 | 2026-03-21 | 0
6100K023 | Half_Moon : SWITCHGEAR - Half_Moon | SWGR | ROH | 1YAB010024P0101 | HINGE BOLT COMPONENT #1 | 117 | 42 | 75 | 6100K023 | PO-SEP-8629-[13] | PO | 2025-10-30 | Mechanical |  | - | 2026-04-04 | 2026-03-21 | 0 | FLY METALTECH TRADING CO.
6100K023 | Half_Moon : SWITCHGEAR - Half_Moon | SWGR | ROH | 1YAB010024P0101 | HINGE BOLT COMPONENT #1 | 75 | 75 | 0 | 6100KDP01 | PO-SEP-8549-[1] | PO | 2025-11-30 | Mechanical |  | - | 2026-04-04 | 2026-03-21 | 0 | FLY METALTECH TRADING CO. | 6100KDP01- AZYZIYAH DMM for SEC a/c Fast track project 13.8kV MV SWGR 1st Lot Mechanical Componentes.
6100K023 | Half_Moon : SWITCHGEAR - Half_Moon | SWGR | ROH | 1YAB010025P0101 | HINGE COMPONENT #2 | 234 | 60 | 174 | 6100K023 | PO-SEP-8403-[3] | PO | 2025-09-21 | Mechanical |  | - | 2026-04-04 | 2026-03-21 | 0 | AL NAKHEEL GREEN STEEL WORKS | 6100K023Halfmoon SWGR Project, All Electrical Components (ABB, Hitachi & Bulk) to Supply of MV 13.8 kV SWGR For Halfmoon 115/13.8kv SS
6100K023 | Half_Moon : SWITCHGEAR - Half_Moon | SWGR | ROH | 1YAB010025P0101 | HINGE COMPONENT #2 | 174 | 174 | 0 | 6100KDP01 | PO-SEP-8403-[10] | PO | 2025-10-05 | Mechanical |  | - | 2026-04-04 | 2026-03-21 | 0 | AL NAKHEEL GREEN STEEL WORKS | 6100K023Halfmoon SWGR Project, All Electrical Components (ABB, Hitachi & Bulk) to Supply of MV 13.8 kV SWGR For Halfmoon 115/13.8kv SS
6100K023 | Half_Moon : SWITCHGEAR - Half_Moon | SWGR | ROH | 1YAB010029P0122 | CVI DIVIDER, 12-17.5kV, Set 1B (11425) | 38 | 38 | 0 | 6100K023 | PO-SEP-8445-[1] | PO | 2025-12-31 | Mechanical |  | - | 2026-04-04 | 2026-03-21 | 0 | Ritz Instrument Transformers GMBH | 6100K023 – PR for Supply of MV 13.8 kV Switchgear (SWGR) for Halfmoon 115/13.8 kV Substation (SS). This PR covers 1st lot of mechanical bulk materials required for the SWGR SS, i
6100K023 | Half_Moon : SWITCHGEAR - Half_Moon | SWGR | ROH | 1YAB010032P0101 | CT PLATE,UPPER,W1000 (PAINT RAL7035-STD) | 1 | 1 | 0 | 6100K023 | PO-SEP-8402-[5] | PO | 2025-11-17 | Mechanical |  | - | 2026-04-04 | 2026-03-21 | 0 | First Telecom Industries | 6100K023 – PR for Supply of MV 13.8 kV Switchgear (SWGR) for Halfmoon 115/13.8 kV Substation (SS). This PR covers 1st lot of mechanical bulk materials required for the SWGR SS, i
6100K023 | Half_Moon : SWITCHGEAR - Half_Moon | SWGR | ROH | 1YAB010033P0101 | CT MOUNTING PLATE, LOWER, W1000, 3150A | 1 | 1 | 0 | 6100K023 | PO-SEP-8402-[6] | PO | 2025-11-17 | Mechanical |  | - | 2026-04-04 | 2026-03-21 | 0 | First Telecom Industries | 6100K023 – PR for Supply of MV 13.8 kV Switchgear (SWGR) for Halfmoon 115/13.8 kV Substation (SS). This PR covers 1st lot of mechanical bulk materials required for the SWGR SS, i
6100K023 | Half_Moon : SWITCHGEAR - Half_Moon | SWGR | ROH | 1YAB010037P0101 | STRENGHTENING SHEET 13.8KV/24KV | 74 | 74 | 0 | 6100K023 | PO-SEP-8509-[2] | PO | 2025-10-30 | Mechanical |  | - | 2026-04-04 | 2026-03-21 | 0 | First Telecom Industries
6100K023 | Half_Moon : SWITCHGEAR - Half_Moon | SWGR | ROH | 1YAB010037P0102 | STRENGTHENING SHEET FOR 40KA PANEL | 4 | 4 | 0 | 6100K023 | PO-SEP-8402-[18] | PO | 2025-11-17 | Mechanical |  | - | 2026-04-04 | 2026-03-21 | 0 | First Telecom Industries | 6100K023 – PR for Supply of MV 13.8 kV Switchgear (SWGR) for Halfmoon 115/13.8 kV Substation (SS). This PR covers 1st lot of mechanical bulk materials required for the SWGR SS, i
6100K023 | Half_Moon : SWITCHGEAR - Half_Moon | SWGR | ROH | 1YAB010072P0101P | CONTACT PIN 35 DIA, 90L | 102 | 102 | 0 | 6100K023 | PO-SEP-8385-[119] | PO | 2025-09-21 | Mechanical |  | - | 2026-04-04 | 2026-03-21 | 0 | Easy China (Xiamen) Trading Co, Ltd. | To update Promised Delivery Date
6100K023 | Half_Moon : SWITCHGEAR - Half_Moon | SWGR | ROH | 1YAB010075P0101 | PARTITION PLATE UPPER CT W800 SS STL | 36 | 36 | 0 | 6100K023 | PO-SEP-8402-[19] | PO | 2025-11-17 | Mechanical |  | - | 2026-04-04 | 2026-03-21 | 0 | First Telecom Industries | 6100K023 – PR for Supply of MV 13.8 kV Switchgear (SWGR) for Halfmoon 115/13.8 kV Substation (SS). This PR covers 1st lot of mechanical bulk materials required for the SWGR SS, i
6100K023 | Half_Moon : SWITCHGEAR - Half_Moon | SWGR | ROH | 1YAB010076P0101 | COVER FOR PARTITION PLATE | 36 | 36 | 0 | 6100K023 | PO-SEP-8402-[20] | PO | 2025-11-17 | Mechanical |  | - | 2026-04-04 | 2026-03-21 | 0 | First Telecom Industries | 6100K023 – PR for Supply of MV 13.8 kV Switchgear (SWGR) for Halfmoon 115/13.8 kV Substation (SS). This PR covers 1st lot of mechanical bulk materials required for the SWGR SS, i
6100K023 | Half_Moon : SWITCHGEAR - Half_Moon | SWGR | ROH | 1YAB010137P0100 | EDGE PROTECTION (FLEXIBLE)DIRAK 209-0812 | 61.26 | 61.26 | 0 | 6100K023 | PO-SEP-8384-[5] | PO | 2025-11-30 | Mechanical |  | - | 2026-04-04 | 2026-03-21 | 0 | DIRAK MIDDLE EAST FZE | 6100K023 – PR for Supply of MV 13.8 kV Switchgear (SWGR) for Halfmoon 115/13.8 kV Substation (SS). This PR covers 1st lot of mechanical bulk materials required for the SWGR SS, i
6100K023 | Half_Moon : SWITCHGEAR - Half_Moon | SWGR | ROH | 1YAB010138P0102 | PROTECTIVE COVER W800 | 36 | 36 | 0 | 6100K023 | PO-SEP-8396-[9] | PO | 2025-11-30 | Mechanical |  | - | 2026-04-04 | 2026-03-21 | 0 | XIAMEN STARLIGHTS | 6100K023 – PR for Supply of MV 13.8 kV Switchgear (SWGR) for Halfmoon 115/13.8 kV Substation (SS). This PR covers 1st lot of mechanical bulk materials required for the SWGR SS, i
6100K023 | Half_Moon : SWITCHGEAR - Half_Moon | SWGR | ROH | 1YAB010138P0103 | PROTECTIVE COVER W1000 | 3 | 3 | 0 | 6100KDP01 | PO-SEP-8385-[207] | PO | 2025-10-05 | Mechanical |  | - | 2026-04-04 | 2026-03-21 | 0 | Easy China (Xiamen) Trading Co, Ltd. | To update Promised Delivery Date
6100K023 | Half_Moon : SWITCHGEAR - Half_Moon | SWGR | ROH | 1YAB010145P0102 | DOOR STOPPER ROD 8 MM DIA. | 41 | 9 | 32 | 6100K023 | PO-SEP-8704-[1] | PO | 2025-09-21 | Mechanical |  | - | 2026-04-04 | 2026-03-21 | 0 | Laser Company for Metal Industries Ltd | 6100K023 – PR for Supply of MV 13.8 kV Switchgear (SWGR) for Halfmoon 115/13.8 kV Substation (SS). This PR covers 1st lot of mechanical bulk materials required for the SWGR SS, i
6100K023 | Half_Moon : SWITCHGEAR - Half_Moon | SWGR | ROH | 1YAB010145P0102 | DOOR STOPPER ROD 8 MM DIA. | 32 | 32 | 0 | 6100KDP01 | PO-SEP-8523-[7] | PO | 2025-10-23 | Mechanical |  | - | 2026-04-04 | 2026-03-21 | 0 | Laser Company for Metal Industries Ltd | 6100K023 – PR for Supply of
6100K023 | Half_Moon : SWITCHGEAR - Half_Moon | SWGR | ROH | 1YAB010241P0101 | HEX. BOLT M10X20 POLYAMIDE | 240 | 240 | 0 | 6100K023 | PO-SEP-8378-[102] | PO | 2025-11-17 | Mechanical |  | - | 2026-04-04 | 2026-03-21 | 0 | China Star (Dalian) Industry Co., Ltd. | 6100K023 – PR for Supply of MV 13.8 kV Switchgear (SWGR) for Halfmoon 115/13.8 kV Substation (SS). This PR covers 1st lot of mechanical bulk materials required for the SWGR SS, i
6100K023 | Half_Moon : SWITCHGEAR - Half_Moon | SWGR | ROH | 1YAB010241P0102 | HEX. BOLT M10X25 POLYAMIDE | 120 | 60 | 60 | 6100K023 | PO-SEP-8629-[21] | PO | 2025-10-30 | Mechanical |  | - | 2026-04-04 | 2026-03-21 | 0 | FLY METALTECH TRADING CO.
6100K023 | Half_Moon : SWITCHGEAR - Half_Moon | SWGR | ROH | 1YAB010241P0102 | HEX. BOLT M10X25 POLYAMIDE | 60 | 60 | 0 | 6100KDP01 | PO-SEP-8378-[299] | PO | 2025-11-17 | Mechanical |  | - | 2026-04-04 | 2026-03-21 | 0 | China Star (Dalian) Industry Co., Ltd. | 6100K023 – PR for Supply of MV 13.8 kV Switchgear (SWGR) for Halfmoon 115/13.8 kV Substation (SS). This PR covers 1st lot of mechanical bulk materials required for the SWGR SS, i
6100K023 | Half_Moon : SWITCHGEAR - Half_Moon | SWGR | ROH | 1YAB010241P0103 | HEX. BOLT M10X30 POLYAMIDE | 108 | 108 | 0 | 6100K023 | PO-SEP-8378-[118] | PO | 2025-11-17 | Mechanical |  | - | 2026-04-04 | 2026-03-21 | 0 | China Star (Dalian) Industry Co., Ltd. | 6100K023 – PR for Supply of MV 13.8 kV Switchgear (SWGR) for Halfmoon 115/13.8 kV Substation (SS). This PR covers 1st lot of mechanical bulk materials required for the SWGR SS, i
6100K023 | Half_Moon : SWITCHGEAR - Half_Moon | SWGR | ROH | 1YAB010241P0104 | HEX. BOLT M10X40 POLYAMIDE | 12 | 12 | 0 | 6100K023 | PO-SEP-8378-[104] | PO | 2025-11-17 | Mechanical |  | - | 2026-04-04 | 2026-03-21 | 0 | China Star (Dalian) Industry Co., Ltd. | 6100K023 – PR for Supply of MV 13.8 kV Switchgear (SWGR) for Halfmoon 115/13.8 kV Substation (SS). This PR covers 1st lot of mechanical bulk materials required for the SWGR SS, i
6100K023 | Half_Moon : SWITCHGEAR - Half_Moon | SWGR | ROH | 1YAB010301P0101 | Instruction label for Pres Flap Opening | 38 | 38 | 0 | 6100K023 | PO-SEP-8379-[19] | PO | 2025-10-30 | Mechanical |  | - | 2026-04-04 | 2026-03-21 | 0 | Azm and Tumooh Trading Establishment | 6100K023 – PR for Supply of MV 13.8 kV Switchgear (SWGR) for Halfmoon 115/13.8 kV Substation (SS). This PR covers 1st lot of mechanical bulk materials required for the SWGR SS, i
6100K023 | Half_Moon : SWITCHGEAR - Half_Moon | SWGR | ROH | 1YAB010301P0111 | Label printed in Trafolite 200 x 100 | 41 | 41 | 0 | 6100K023 | PO-SEP-8379-[20] | PO | 2025-10-30 | Mechanical |  | - | 2026-04-04 | 2026-03-21 | 0 | Azm and Tumooh Trading Establishment | 6100K023 – PR for Supply of MV 13.8 kV Switchgear (SWGR) for Halfmoon 115/13.8 kV Substation (SS). This PR covers 1st lot of mechanical bulk materials required for the SWGR SS, i
6100K023 | Half_Moon : SWITCHGEAR - Half_Moon | SWGR | ROH | 1YAB010378P0110 | SEC.FEMALE CONTACTS 1.5,W.SLEEVES 50X | 50 | 50 | 0 | 6100K023 | PO-SEP-8385-[40] | PO | 2025-09-21 | Mechanical - Accessories |  | - | 2026-04-04 | 2026-03-21 | 0 | Easy China (Xiamen) Trading Co, Ltd. | To update Promised Delivery Date
6100K023 | Half_Moon : SWITCHGEAR - Half_Moon | SWGR | ROH | 1YAB010378P0110 | SEC.FEMALE CONTACTS 1.5,W.SLEEVES 50X | 2050 | 1100 | 950 | 6100K023 | PO-SEP-8385-[40] | PO | 2025-09-21 | Mechanical |  | - | 2026-04-04 | 2026-03-21 | 0 | Easy China (Xiamen) Trading Co, Ltd. | To update Promised Delivery Date
6100K023 | Half_Moon : SWITCHGEAR - Half_Moon | SWGR | ROH | 1YAB010378P0110 | SEC.FEMALE CONTACTS 1.5,W.SLEEVES 50X | 950 | 950 | 0 | 6100KDP01 | PO-SEP-8385-[216] | PO | 2025-10-05 | Mechanical |  | - | 2026-04-04 | 2026-03-21 | 0 | Easy China (Xiamen) Trading Co, Ltd. | To update Promised Delivery Date
6100K023 | Half_Moon : SWITCHGEAR - Half_Moon | SWGR | ROH | 1YAB010378P0112 | SEC. FEMALE CONTACT PIN 2.5MM | 1900 | 1100 | 800 | 6100K023 | PO-SEP-8385-[71] | PO | 2025-09-21 | Mechanical |  | - | 2026-04-04 | 2026-03-21 | 0 | Easy China (Xiamen) Trading Co, Ltd. | To update Promised Delivery Date
6100K023 | Half_Moon : SWITCHGEAR - Half_Moon | SWGR | ROH | 1YAB010378P0112 | SEC. FEMALE CONTACT PIN 2.5MM | 800 | 800 | 0 | 6100KDP01 | PO-SEP-8385-[129] | PO | 2025-10-05 | Mechanical |  | - | 2026-04-04 | 2026-03-21 | 0 | Easy China (Xiamen) Trading Co, Ltd. | To update Promised Delivery Date
6100K023 | Half_Moon : SWITCHGEAR - Half_Moon | SWGR | ROH | 1YAB010402P0101 | STICKER "operating Instruction manual" | 80 | 80 | 0 | 6100K023 | PO-SEP-8379-[21] | PO | 2025-10-30 | Mechanical |  | - | 2026-04-04 | 2026-03-21 | 0 | Azm and Tumooh Trading Establishment | 6100K023 – PR for Supply of MV 13.8 kV Switchgear (SWGR) for Halfmoon 115/13.8 kV Substation (SS). This PR covers 1st lot of mechanical bulk materials required for the SWGR SS, i
6100K023 | Half_Moon : SWITCHGEAR - Half_Moon | SWGR | ROH | 1YAB010402R0103 | LABELS FOR SHUTTERS BUSBAR-CABLE -FEEDER | 39 | 18 | 21 | 6100K023 | PO-SEP-8379-[22] | PO | 2025-10-30 | Mechanical |  | - | 2026-04-04 | 2026-03-21 | 0 | Azm and Tumooh Trading Establishment | 6100K023 – PR for Supply of MV 13.8 kV Switchgear (SWGR) for Halfmoon 115/13.8 kV Substation (SS). This PR covers 1st lot of mechanical bulk materials required for the SWGR SS, i
6100K023 | Half_Moon : SWITCHGEAR - Half_Moon | SWGR | ROH | 1YAB010402R0103 | LABELS FOR SHUTTERS BUSBAR-CABLE -FEEDER | 21 | 21 | 0 | 6100KDP01 | PO-SEP-8379-[37] | PO | 2025-10-30 | Mechanical |  | - | 2026-04-04 | 2026-03-21 | 0 | Azm and Tumooh Trading Establishment | 6100K023 – PR for Supply of MV 13.8 kV Switchgear (SWGR) for Halfmoon 115/13.8 kV Substation (SS). This PR covers 1st lot of mechanical bulk materials required for the SWGR SS, i
6100K023 | Half_Moon : SWITCHGEAR - Half_Moon | SWGR | ROH | 1YAB010402R0104 | LABELS FOR SHUTTERS BUSBAR-1,2,3-B/S,B/R | 1 | 1 | 0 | 6100K023 | PO-SEP-8379-[54] | PO | 2025-10-30 | Mechanical |  | - | 2026-04-04 | 2026-03-21 | 0 | Azm and Tumooh Trading Establishment | 6100K023 – PR for Supply of MV 13.8 kV Switchgear (SWGR) for Halfmoon 115/13.8 kV Substation (SS). This PR covers 1st lot of mechanical bulk materials required for the SWGR SS, i
6100K023 | Half_Moon : SWITCHGEAR - Half_Moon | SWGR | ROH | 1YAB010489P0101 | FLAT BRAIDED, 16SQMM. TIN(13.8kV)6mmdia | 127 | 54 | 73 | 6100K023 | PO-SEP-8378-[111] | PO | 2025-11-17 | Mechanical |  | - | 2026-04-04 | 2026-03-21 | 0 | China Star (Dalian) Industry Co., Ltd. | 6100K023 – PR for Supply of MV 13.8 kV Switchgear (SWGR) for Halfmoon 115/13.8 kV Substation (SS). This PR covers 1st lot of mechanical bulk materials required for the SWGR SS, i
6100K023 | Half_Moon : SWITCHGEAR - Half_Moon | SWGR | ROH | 1YAB010489P0101 | FLAT BRAIDED, 16SQMM. TIN(13.8kV)6mmdia | 73 | 73 | 0 | 6100KDP01 | PO-SEP-8378-[211] | PO | 2025-11-17 | Mechanical |  | - | 2026-04-04 | 2026-03-21 | 0 | China Star (Dalian) Industry Co., Ltd. | 6100K023 – PR for Supply of MV 13.8 kV Switchgear (SWGR) for Halfmoon 115/13.8 kV Substation (SS). This PR covers 1st lot of mechanical bulk materials required for the SWGR SS, i
6100K023 | Half_Moon : SWITCHGEAR - Half_Moon | SWGR | ROH | 1YAB010489P0102 | FLAT BRAIDED CONNECTOR, 16 SQMM. TINNED | 39 | 10 | 29 | 6100K023 | PO-SEP-8403-[4] | PO | 2025-09-21 | Mechanical |  | - | 2026-04-04 | 2026-03-21 | 0 | AL NAKHEEL GREEN STEEL WORKS | 6100K023Halfmoon SWGR Project, All Electrical Components (ABB, Hitachi & Bulk) to Supply of MV 13.8 kV SWGR For Halfmoon 115/13.8kv SS
6100K023 | Half_Moon : SWITCHGEAR - Half_Moon | SWGR | ROH | 1YAB010489P0102 | FLAT BRAIDED CONNECTOR, 16 SQMM. TINNED | 29 | 29 | 0 | 6100KDP01 | PO-SEP-8403-[8] | PO | 2025-10-05 | Mechanical |  | - | 2026-04-04 | 2026-03-21 | 0 | AL NAKHEEL GREEN STEEL WORKS | 6100K023Halfmoon SWGR Project, All Electrical Components (ABB, Hitachi & Bulk) to Supply of MV 13.8 kV SWGR For Halfmoon 115/13.8kv SS
6100K023 | Half_Moon : SWITCHGEAR - Half_Moon | SWGR | ROH | 1YAB5112XFS00000 | VT 3Nos PRIMARY FUSE 17.5kV, 3A, SIBA.VT PRIMARY FUSE FOR 17.5kV UG ZS1 Fuse length : 192 mm Fuse dia : 53 mm Rated Voltage: 17.5kV Rated Current: 3A Rated breaking current : 31.5 kA Frequency: 60 Hz Fuse make : SIBA Type: 30 179 11.3 | 12 | 12 | 0 | 6100K023 | PO-SEP-8408-[1] | PO | 2026-01-15 | VT fuse |  | - | 2026-04-04 | 2026-03-21 | 0 | SABANA TRADERS LLC | 6100K023Halfmoon SWGR Project, All Electrical Components (ABB, Hitachi & Bulk) to Supply of MV 13.8 kV SWGR For Halfmoon 115/13.8kv SS
6100K023 | Half_Moon : SWITCHGEAR - Half_Moon | SWGR | ROH | 1YAB52321VW6CN00 | VD4/PW 170625-p210-125VDC (1VCD400222) | 30 | 30 | 0 | 6100K023 | PO-SEP-8359-[1] | PO | 2025-12-15 | A |  | - | 2026-04-04 | 2026-03-21 | 0 | Abb Electrical Industriesco | CBs / 6100K023Halfmoon SWGR Project, All Electrical Components (ABB, Hitachi & Bulk) to Supply of MV 13.8 kV SWGR For Halfmoon 115/13.8kv SS
6100K023 | Half_Moon : SWITCHGEAR - Half_Moon | SWGR | ROH | 1YAB52333VW6CN00 | VD4/P 171240-p210-125VDC (1VCD400222) | 2 | 2 | 0 | 6100K023 | PO-SEP-8359-[3] | PO | 2025-12-15 | A |  | - | 2026-04-04 | 2026-03-21 | 0 | Abb Electrical Industriesco | CBs / 6100K023Halfmoon SWGR Project, All Electrical Components (ABB, Hitachi & Bulk) to Supply of MV 13.8 kV SWGR For Halfmoon 115/13.8kv SS
6100K023 | Half_Moon : SWITCHGEAR - Half_Moon | SWGR | ROH | 1YAB52371V06CN00 | VD4/P 173225-p275-125VDC (1VCD400222) | 3 | 3 | 0 | 6100K023 | PO-SEP-8359-[4] | PO | 2025-12-15 | A |  | - | 2026-04-04 | 2026-03-21 | 0 | Abb Electrical Industriesco | CBs / 6100K023Halfmoon SWGR Project, All Electrical Components (ABB, Hitachi & Bulk) to Supply of MV 13.8 kV SWGR For Halfmoon 115/13.8kv SS
6100K023 | Half_Moon : SWITCHGEAR - Half_Moon | SWGR | ROH | 1YAB5310XFAXXN28 | REF 620_NBFNAAAANEA1BNN11G | 39 | 39 | 0 | 6100K023 | PO-SEP-8360-[1] | PO | 2025-11-30 | A |  | - | 2026-04-04 | 2026-03-21 | 0 | Abb Electrical Industriesco | Relay /Aziziyah & 6100K023Halfmoon SWGR Project, All Electrical Components (ABB, Hitachi & Bulk) to Supply of MV 13.8 kV SWGR For Halfmoon 115/13.8kv SS
6100K023 | Half_Moon : SWITCHGEAR - Half_Moon | SWGR | ROH | 1YAB5320XHI1XN00 | POWER QUALITY ANALYZER, ISKRA iMC784 | 2 | 2 | 0 | 6100K020 | PO-SEP-8547-[3] | PO | 2025-10-23 | LVA |  | - | 2026-04-04 | 2026-03-21 | 0 | Enerziff Solutions FZCO | AL Azyziyah 6100KDP01, Supply of Electrical Components – 1st Lot for SWGR under Dummy Project 6100KDP01 – Al Azyziyah Project (SEC Scope).
6100K023 | Half_Moon : SWITCHGEAR - Half_Moon | SWGR | ROH | 1YAB53303XRX0000 | THERMOSTAT 24,48,60,115 & 230V,SK 3110 | 41 | 41 | 0 | 6100K023 | PO-SEP-8829-[1] | PO | 2025-10-23 | LVA |  | - | 2026-04-04 | 2026-03-21 | 0 | Abdullah AbuNayyan Trading Corp
6100K023 | Half_Moon : SWITCHGEAR - Half_Moon | SWGR | ROH | 1YAB5331XXCX0000 | CAPACITOR PARKING KEY_COMELECTRIC ITALY.ELECTROMECHANICAL TRAPPED KEY INTERLOCK SWITCH Model: SR 102 R20 2/4 Key Trapped Solenoid Release Switch with IP20 Contacts. Key Free Position: 0 Degree, 4 Contacts. Key Trapped Position: 90 Degree, 4 Contacts. Label: Capacitor Bank Gate Interlock. Make: Comeletric, Italy. Door Interlock lock : KD1 SAP PART NO: 1YAB5331XXCX0000 ------------------ CAPACITOR PARKING KEY_COMELECTRIC ITALY | 2 | 0 | 2 | PR Required | - | PR |  | Customer to supply |  | - | 2026-04-04 | 2026-03-21 | 0
6100K023 | Half_Moon : SWITCHGEAR - Half_Moon | SWGR | ROH | 1YAB5331XXCX0100 | BREAKER CONTROL SWITCH (Comelectric)Breaker Control Switch3-Pole, 3-Position & spring returnDim: 51 X 51 mm Padlockable handle:Colour : Red YellowFront plate:Text Engrave : OPEN- NORMAL-CLOSELettering plate:Text Engrave : BREAKER CONTROL SWITCH Ordering Code: R601 SAM303 011 01-L078+48-30309T133 | 39 | 39 | 0 | 6100K023 | PO-SEP-8398-[2] | PO | 2025-12-31 | LVB |  | - | 2026-04-04 | 2026-03-21 | 0 | Aman Engineering FZC | 6100K023Halfmoon SWGR Project, All Electrical Components (ABB, Hitachi & Bulk) to Supply of MV 13.8 kV SWGR For Halfmoon 115/13.8kv SS
6100K023 | Half_Moon : SWITCHGEAR - Half_Moon | SWGR | ROH | 1YAB5331XXCX0210 | CBMODE6P,4Pos.Off-Emer-Local-Rem-Padlock(COMELECTRIC), Breaker Mode Selector Switch 6-Poles, 4-Positions Padlockable in each position Stop at last position: YES Handle Color: Black Front plate: Text engrave : Cam Position 270, Text = OFF Cam Position 330, Text = EMERGENCY Cam Position 30, Text = LOCAL Cam Position 90, Text = REMOTE Lettering plate Text engrave : BREAKER MODE SWITCH COMELETRIC Part No. R601 SA412 067 27-L071+48-40513T134 SAP Part no: 1YAB5331XXCX0210 | 5 | 5 | 0 | 6100K023 | PO-SEP-8398-[3] | PO | 2025-12-31 | LVB |  | - | 2026-04-04 | 2026-03-21 | 0 | Aman Engineering FZC | 6100K023Halfmoon SWGR Project, All Electrical Components (ABB, Hitachi & Bulk) to Supply of MV 13.8 kV SWGR For Halfmoon 115/13.8kv SS
6100K023 | Half_Moon : SWITCHGEAR - Half_Moon | SWGR | ROH | 1YAB5331XXCX0220 | OFF-EMER-LOCAL-REMOTE 4P4P, PADLCK (COMELECTRIC), Breaker Mode Selector Switch 4-Poles, 4-Positions Padlockable in each position Stop at last position: YES Handle Color: Black Front plate: Text engrave : Cam Position 270, Text = OFF Cam Position 330, Text = EMERGENCY Cam Position 30, Text = LOCAL Cam Position 90, Text = REMOTE Lettering plate Text engrave : BREAKER MODE SWITCH Ordering Code: R601 SA408 067 27-L071+48-40513T134 20A, 4 pos Stayput 4 contacts in each Pos, TYPE 1: Engraving: OFF-EMERGENCY-LOCAL-REMOTE TOP PLATE: BREAKER MODE PADLOCK SAP PART NO: 1YAB5331XXCX0220 | 34 | 34 | 0 | 6100K023 | PO-SEP-8398-[16] | PO | 2025-12-31 | LVB |  | - | 2026-04-04 | 2026-03-21 | 0 | Aman Engineering FZC | 6100K023Halfmoon SWGR Project, All Electrical Components (ABB, Hitachi & Bulk) to Supply of MV 13.8 kV SWGR For Halfmoon 115/13.8kv SS
6100K023 | Half_Moon : SWITCHGEAR - Half_Moon | SWGR | ROH | 1YAB5331XXCX0300 | SPACE HEATER SEL. SWITCH ( COMELECTRIC )R601 SA302 112-W051+48-31090T124 20A, 3Positions without internal links 2pole,3position Engraving (OFF/Auto/Manual) OFF-zero contacts AUTO-2 contacts MANUAL-2contacts TOP PLATE (SPACE HEATER) Single hole mounting FT6 | 41 | 41 | 0 | 6100K023 | PO-SEP-8398-[5] | PO | 2025-12-31 | LVB |  | - | 2026-04-04 | 2026-03-21 | 0 | Aman Engineering FZC | 6100K023Halfmoon SWGR Project, All Electrical Components (ABB, Hitachi & Bulk) to Supply of MV 13.8 kV SWGR For Halfmoon 115/13.8kv SS
6100K023 | Half_Moon : SWITCHGEAR - Half_Moon | SWGR | ROH | 1YAB5331XXCX0400 | LAMP TEST SWITCH ( COMELECTRIC )R601 SAM201 071-W051+48-20547T123 20A SPRING RETAIN WITHOUT INTERNAL LINKS 2 POSITION,1POLE Engraving (OFF-TEST) TOP PLATE Engraving (LAMP TEST) | 41 | 41 | 0 | 6100K023 | PO-SEP-8398-[6] | PO | 2025-12-31 | LVB |  | - | 2026-04-04 | 2026-03-21 | 0 | Aman Engineering FZC | 6100K023Halfmoon SWGR Project, All Electrical Components (ABB, Hitachi & Bulk) to Supply of MV 13.8 kV SWGR For Halfmoon 115/13.8kv SS
6100K023 | Half_Moon : SWITCHGEAR - Half_Moon | SWGR | ROH | 1YAB5331XXKX0700 | Auto Re-close IN-OUT Selector Switch(COMELECTRIC),"Auto Re-close IN-OUT Selector Switch 4-Pole, 2-Positions Dim: 51 X 51 mm Padlockable handle: Colour : Black Front plate: Text Engrave : IN-OUT Lettering plate Text Engrave : A/R IN-OUT SWITCH" CA10-A723-SA0030-E 1YAB5331XXKX0700 | 32 | 32 | 0 | 6100K023 | PO-SEP-8398-[7] | PO | 2025-12-31 | LVB |  | - | 2026-04-04 | 2026-03-21 | 0 | Aman Engineering FZC | 6100K023Halfmoon SWGR Project, All Electrical Components (ABB, Hitachi & Bulk) to Supply of MV 13.8 kV SWGR For Halfmoon 115/13.8kv SS
6100K023 | Half_Moon : SWITCHGEAR - Half_Moon | SWGR | ROH | 1YAB5332XXAXB000 | PB Black 1NO+1NC-22 dia-1SFA611100R4076 | 86 | 10 | 76 | 6100K023 | PO-SEP-8041-[52] | PO | 2025-12-15 | LVB |  | - | 2026-04-04 | 2026-03-21 | 0 | Abb Electrical Industriesco | LV/ 6100K023 Supply of MV 13.8 kV SWGR For Halfmoon 115/13.8kv SS
6100K023 | Half_Moon : SWITCHGEAR - Half_Moon | SWGR | ROH | 1YAB5332XXAXB000 | PB Black 1NO+1NC-22 dia-1SFA611100R4076 | 76 | 76 | 0 | 6100K020 | PO-SEP-8753-[79] | PO | 2025-10-23 | LVB |  | - | 2026-04-04 | 2026-03-21 | 0 | Abb Electrical Industriesco | To update Promised Delivery Date
6100K023 | Half_Moon : SWITCHGEAR - Half_Moon | SWGR | ROH | 1YAB5335XXAX1100 | COMBIFLEX TERMINAL BASE RX 2H -5619625-A | 191 | 86 | 105 | 6100K023 | PO-SEP-8366-[1] | PO | 2025-12-31 | LVA |  | - | 2026-04-04 | 2026-03-21 | 0 | Hitachi Energy Ltd | 6100K023Halfmoon SWGR Project, All Electrical Components (ABB, Hitachi & Bulk) to Supply of MV 13.8 kV SWGR For Halfmoon 115/13.8kv SS
6100K023 | Half_Moon : SWITCHGEAR - Half_Moon | SWGR | ROH | 1YAB5335XXAX1100 | COMBIFLEX TERMINAL BASE RX 2H -5619625-A | 105 | 73 | 32 | 6100KDP01 | PO-SEP-8366-[14] | PO | 2025-12-31 | LVA |  | - | 2026-04-04 | 2026-03-21 | 0 | Hitachi Energy Ltd | 6100K023Halfmoon SWGR Project, All Electrical Components (ABB, Hitachi & Bulk) to Supply of MV 13.8 kV SWGR For Halfmoon 115/13.8kv SS
6100K023 | Half_Moon : SWITCHGEAR - Half_Moon | SWGR | ROH | 1YAB5335XXAX1100 | COMBIFLEX TERMINAL BASE RX 2H -5619625-A | 32 | 0 | 32 | PR Required | - | PR |  | LVA |  | - | 2026-04-04 | 2026-03-21 | 0
6100K023 | Half_Moon : SWITCHGEAR - Half_Moon | SWGR | ROH | 1YAB5336XXAA2E00 | MCB 3A AC -2P,2CDS252001R0317 | 3 | 3 | 0 | 6100K023 | PO-SEP-8753-[47] | PO | 2025-10-23 | LVB |  | - | 2026-04-04 | 2026-03-21 | 0 | Abb Electrical Industriesco | To update Promised Delivery Date
6100K023 | Half_Moon : SWITCHGEAR - Half_Moon | SWGR | ROH | 1YAB5336XXAA2G00 | MCB S 202-K6 6A AC -2P - 2CDS252001R0377 | 83 | 83 | 0 | 6100K023 | PO-SEP-8753-[48] | PO | 2025-10-23 | LVB |  | - | 2026-04-04 | 2026-03-21 | 0 | Abb Electrical Industriesco | To update Promised Delivery Date
6100K023 | Half_Moon : SWITCHGEAR - Half_Moon | SWGR | ROH | 1YAB5336XXAA2L00 | MCB 16A AC -2P - 2CDS252001R0467 | 3 | 3 | 0 | 6100K023 | PO-SEP-8753-[49] | PO | 2025-10-23 | LVB |  | - | 2026-04-04 | 2026-03-21 | 0 | Abb Electrical Industriesco | To update Promised Delivery Date
6100K023 | Half_Moon : SWITCHGEAR - Half_Moon | SWGR | ROH | 1YAB5336XXAA3F00 | MCB S203-K 4 MC -3P 2CDS253001R0337 | 24 | 0 | 24 | PR Required | - | PR |  | LVB |  | - | 2026-04-04 | 2026-03-21 | 0
6100K023 | Half_Moon : SWITCHGEAR - Half_Moon | SWGR | ROH | 1YAB5336XXAB2G00 | MCB 6A DC 2P S202M-K6UC -2CDS272061R0377 | 242 | 242 | 0 | 6100K023 | PO-SEP-8753-[51] | PO | 2025-10-23 | LVB |  | - | 2026-04-04 | 2026-03-21 | 0 | Abb Electrical Industriesco | To update Promised Delivery Date
6100K023 | Half_Moon : SWITCHGEAR - Half_Moon | SWGR | ROH | 1YAB5336XXACG000 | Aux contact 2NC, S2C-HO2L-for MCB Order # 2CDS200936R0003 | 199 | 199 | 0 | 6100K023 | PO-SEP-8753-[52] | PO | 2025-10-23 | LVB |  | - | 2026-04-04 | 2026-03-21 | 0 | Abb Electrical Industriesco | To update Promised Delivery Date
6100K023 | Half_Moon : SWITCHGEAR - Half_Moon | SWGR | ROH | 1YAB5336XXACH000 | Aux contact 1NO+1NC MCB -2CDS200936R0001 | 259 | 259 | 0 | 6100K023 | PO-SEP-8753-[53] | PO | 2025-10-23 | LVB |  | - | 2026-04-04 | 2026-03-21 | 0 | Abb Electrical Industriesco | To update Promised Delivery Date
6100K023 | Half_Moon : SWITCHGEAR - Half_Moon | SWGR | ROH | 1YAB5336XXACJ000 | S2C-H01 - 1NC- Bottom Auxiliary Contact 2CDS200970R0031 | 50 | 50 | 0 | 6100K023 | PO-SEP-8753-[54] | PO | 2025-10-23 | LVB |  | - | 2026-04-04 | 2026-03-21 | 0 | Abb Electrical Industriesco | To update Promised Delivery Date
6100K023 | Half_Moon : SWITCHGEAR - Half_Moon | SWGR | ROH | 1YAB5340XAJXXN00 | RF-4R_125Vdc_4 C/O_LED | 71 | 30 | 41 | 6100K023 | PO-SEP-8407-[1] | PO | 2025-09-18 | LVA |  | - | 2026-04-04 | 2026-03-21 | 0 | Innovative Systems Co. Ltd | 6100K023Halfmoon SWGR Project, All Electrical Components (ABB, Hitachi & Bulk) to Supply of MV 13.8 kV SWGR For Halfmoon 115/13.8kv SS
6100K023 | Half_Moon : SWITCHGEAR - Half_Moon | SWGR | ROH | 1YAB5340XAJXXN00 | RF-4R_125Vdc_4 C/O_LED | 41 | 41 | 0 | 6100KDP01 | PO-SEP-8407-[3] | PO | 2025-10-05 | LVA |  | - | 2026-04-04 | 2026-03-21 | 0 | Innovative Systems Co. Ltd | 6100K023Halfmoon SWGR Project, All Electrical Components (ABB, Hitachi & Bulk) to Supply of MV 13.8 kV SWGR For Halfmoon 115/13.8kv SS
6100K023 | Half_Moon : SWITCHGEAR - Half_Moon | SWGR | ROH | 1YAB5340XAJXXN01 | BJ-8RP_Bistable_125Vdc_8 C/O | 34 | 16 | 18 | 6100K023 | PO-SEP-8407-[2] | PO | 2025-09-18 | LVA |  | - | 2026-04-04 | 2026-03-21 | 0 | Innovative Systems Co. Ltd | 6100K023Halfmoon SWGR Project, All Electrical Components (ABB, Hitachi & Bulk) to Supply of MV 13.8 kV SWGR For Halfmoon 115/13.8kv SS
6100K023 | Half_Moon : SWITCHGEAR - Half_Moon | SWGR | ROH | 1YAB5340XAJXXN01 | BJ-8RP_Bistable_125Vdc_8 C/O | 18 | 18 | 0 | 6100KDP01 | PO-SEP-8407-[4] | PO | 2025-10-05 | LVA |  | - | 2026-04-04 | 2026-03-21 | 0 | Innovative Systems Co. Ltd | 6100K023Halfmoon SWGR Project, All Electrical Components (ABB, Hitachi & Bulk) to Supply of MV 13.8 kV SWGR For Halfmoon 115/13.8kv SS
6100K023 | Half_Moon : SWITCHGEAR - Half_Moon | SWGR | ROH | 1YAB5340XCHXXN01 | LOCKOUT RELAY (86) TYPE 7835FD, HIGH SPEED TRIP 8ms, TRIP COIL (70-280VDC),10NO+10NC ELECTRICAL RESET COIL (100-150VDC) | 39 | 39 | 0 | 6100K023 | PO-SEP-8786-[7] | PO | 2025-10-23 | LVA |  | - | 2026-04-04 | 2026-03-21 | 0 | Electroswitch
6100K023 | Half_Moon : SWITCHGEAR - Half_Moon | SWGR | ROH | 1YAB5340XCLXXN00 | MVAJ205 ,125VDC ) CAT No. MVAJ205TB0808A | 1 | 1 | 0 | 6100K023 | PO-SEP-8841-[2] | PO | 2026-02-28 | LVA |  | - | 2026-04-04 | 2026-03-21 | 0 | Grid Solution Middle-East Fze | MV
6100K023 | Half_Moon : SWITCHGEAR - Half_Moon | SWGR | ROH | 1YAB5340XDAXXN00 | RXMVB 4, RK 251 401-AP | 5 | 5 | 0 | 6100K023 | PO-SEP-8751-[27] | PO | 2025-12-31 | LVA |  | - | 2026-04-04 | 2026-03-21 | 0 | Hitachi Energy Ltd | 6100K021 AL RAYAN SS SWGR Electrical Componentes Order.
6100K023 | Half_Moon : SWITCHGEAR - Half_Moon | SWGR | ROH | 1YAB5340XDAXXN01 | RXMVB2, RK 251 204-AP | 6 | 6 | 0 | 6100K023 | PO-SEP-8751-[28] | PO | 2025-12-31 | LVA |  | - | 2026-04-04 | 2026-03-21 | 0 | Hitachi Energy Ltd | 6100K021 AL RAYAN SS SWGR Electrical Componentes Order.
6100K023 | Half_Moon : SWITCHGEAR - Half_Moon | SWGR | ROH | 1YAB5340XEAXXN00 | RXMB1 6NO_110-125VDC-1MRK 000 863-AN | 10 | 10 | 0 | 6100K023 | PO-SEP-8751-[29] | PO | 2025-12-31 | LVA |  | - | 2026-04-04 | 2026-03-21 | 0 | Hitachi Energy Ltd | 6100K021 AL RAYAN SS SWGR Electrical Componentes Order.
6100K023 | Half_Moon : SWITCHGEAR - Half_Moon | SWGR | ROH | 1YAB5340XFAXXN00 | RXKL1, TYPE: 1MRK 000 066-AB | 3 | 3 | 0 | 6100K023 | PO-SEP-8751-[30] | PO | 2025-12-31 | LVA |  | - | 2026-04-04 | 2026-03-21 | 0 | Hitachi Energy Ltd | 6100K021 AL RAYAN SS SWGR Electrical Componentes Order.
6100K023 | Half_Moon : SWITCHGEAR - Half_Moon | SWGR | ROH | 1YAB5340XIAXXN00 | RXSF1_DC110-125V-MV RK 271 019-AN No volt flag relay | 121 | 121 | 0 | 6100K023 | PO-SEP-8751-[31] | PO | 2025-12-31 | LVA |  | - | 2026-04-04 | 2026-03-21 | 0 | Hitachi Energy Ltd | 6100K021 AL RAYAN SS SWGR Electrical Componentes Order.
6100K023 | Half_Moon : SWITCHGEAR - Half_Moon | SWGR | ROH | 1YAB5340XJAXXN00 | THREE PHASE FUSE SUPERVISION RELAY Type : RXBA4 (ABB) ORDER NO. : RK 428 004-AA CONTACTS : 2 CHANGE OVER SELF RESET | 4 | 4 | 0 | 6100K021 | PO-SEP-8751-[2] | PO | 2025-12-31 | LVA |  | - | 2026-04-04 | 2026-03-21 | 0 | Hitachi Energy Ltd | 6100K021 AL RAYAN SS SWGR Electrical Componentes Order.
6100K023 | Half_Moon : SWITCHGEAR - Half_Moon | SWGR | ROH | 1YAB5340XNHXXN00 | TRIP LOR/ER 7840FD 20NO+20NC, 125VDC HIGH SPEED TRIP 8ms, TRIP COIL (70-280VDC), ELECTRICAL RESET COIL (100-150VDC) | 6 | 6 | 0 | 6100K023 | PO-SEP-8786-[3] | PO | 2025-10-23 | LVA |  | - | 2026-04-04 | 2026-03-21 | 0 | Electroswitch
6100K023 | Half_Moon : SWITCHGEAR - Half_Moon | SWGR | ROH | 1YAB5355AAB0002 | TERMINAL BLOCK OTTA 6 - 0790433 | 5460 | 2490 | 2970 | 6100K023 | PO-SEP-8417-[2] | PO | 2025-11-30 | Terminals |  | - | 2026-04-04 | 2026-03-21 | 0 | Phoenix Contact Trading LLC | 6100K023Halfmoon SWGR Project, All Electrical Components (ABB, Hitachi & Bulk) to Supply of MV 13.8 kV SWGR For Halfmoon 115/13.8kv SS
6100K023 | Half_Moon : SWITCHGEAR - Half_Moon | SWGR | ROH | 1YAB5355AAB0002 | TERMINAL BLOCK OTTA 6 - 0790433 | 2970 | 2970 | 0 | 6100KDP01 | PO-SEP-8572-[2] | PO | 2025-12-15 | Terminals |  | - | 2026-04-04 | 2026-03-21 | 0 | Phoenix Contact Trading LLC | AL Azyziyah 6100KDP01, Supply of Electrical Components – 1st Lot for SWGR under Dummy Project 6100KDP01 – Al Azyziyah Project (SEC Scope).
6100K023 | Half_Moon : SWITCHGEAR - Half_Moon | SWGR | ROH | 1YAB5355ABA0001 | Terminal Block,6SWG, :Lugs,D-6/8.ST1.RS | 1845 | 1845 | 0 | 6100K023 | PO-SEP-8386-[2] | PO | 2025-11-10 | Terminals |  | - | 2026-04-04 | 2026-03-21 | 0 | Al Suhaili Trading And Development | 6100K023Halfmoon SWGR Project, All Electrical Components (ABB, Hitachi & Bulk) to Supply of MV 13.8 kV SWGR For Halfmoon 115/13.8kv SS
6100K023 | Half_Moon : SWITCHGEAR - Half_Moon | SWGR | ROH | 1YAB5355AEA0001 | M 6/8.RS (SpringLoaded) 1SNA115685R1200 | 1811 | 1811 | 0 | 6100K023 | PO-SEP-8386-[3] | PO | 2025-11-10 | Terminals |  | - | 2026-04-04 | 2026-03-21 | 0 | Al Suhaili Trading And Development | 6100K023Halfmoon SWGR Project, All Electrical Components (ABB, Hitachi & Bulk) to Supply of MV 13.8 kV SWGR For Halfmoon 115/13.8kv SS
6100K023 | Half_Moon : SWITCHGEAR - Half_Moon | SWGR | ROH | 1YAB5355AEA1112 | M 4/6.RS- SpringLoaded 1SNA115930R1300 | 9625 | 9625 | 0 | 6100K023 | PO-SEP-8386-[4] | PO | 2025-11-10 | Terminals |  | - | 2026-04-04 | 2026-03-21 | 0 | Al Suhaili Trading And Development | 6100K023Halfmoon SWGR Project, All Electrical Components (ABB, Hitachi & Bulk) to Supply of MV 13.8 kV SWGR For Halfmoon 115/13.8kv SS
6100K023 | Half_Moon : SWITCHGEAR - Half_Moon | SWGR | ROH | 1YAB5355AFA0001 | M4/6.SNTS Spring Loaded 1SNA115229R2000 | 1845 | 1845 | 0 | 6100K023 | PO-SEP-8386-[5] | PO | 2025-11-10 | Terminals |  | - | 2026-04-04 | 2026-03-21 | 0 | Al Suhaili Trading And Development | 6100K023Halfmoon SWGR Project, All Electrical Components (ABB, Hitachi & Bulk) to Supply of MV 13.8 kV SWGR For Halfmoon 115/13.8kv SS
6100K023 | Half_Moon : SWITCHGEAR - Half_Moon | SWGR | ROH | 1YAB5355AMA0001 | D 6/8.ST1.RS AC/DC - 1SNA115914R0700 | 371 | 371 | 0 | 6100K023 | PO-SEP-8386-[6] | PO | 2025-11-10 | Terminals |  | - | 2026-04-04 | 2026-03-21 | 0 | Al Suhaili Trading And Development | 6100K023Halfmoon SWGR Project, All Electrical Components (ABB, Hitachi & Bulk) to Supply of MV 13.8 kV SWGR For Halfmoon 115/13.8kv SS
6100K023 | Half_Moon : SWITCHGEAR - Half_Moon | SWGR | ROH | 1YAB5355AMC0001 | Base Terminal Plug AC-DC-4mm 1848350000.Feed-through terminal block,ZT 4/4AN/2 . | 1230 | 1230 | 0 | 6100K023 | PO-SEP-8518-[22] | PO | 2025-12-31 | Plug socket |  | - | 2026-04-04 | 2026-03-21 | 0 | WEIDMULLER MIDDLE EAST (FZE) | To update Promised Delivery Date
6100K023 | Half_Moon : SWITCHGEAR - Half_Moon | SWGR | ROH | 1YAB5355APC0001 | Base Terminal 2Deck- Plug In E-Sw-2.5mm | 492 | 492 | 0 | 6100K023 | PO-SEP-8518-[23] | PO | 2025-12-31 | Plug socket |  | - | 2026-04-04 | 2026-03-21 | 0 | WEIDMULLER MIDDLE EAST (FZE) | To update Promised Delivery Date
6100K023 | Half_Moon : SWITCHGEAR - Half_Moon | SWGR | ROH | 1YAB5355ATC0001 | Base Terminal Plug for Alrm & VT 2.5mm | 588 | 588 | 0 | 6100K023 | PO-SEP-8518-[24] | PO | 2025-12-31 | Plug socket |  | - | 2026-04-04 | 2026-03-21 | 0 | WEIDMULLER MIDDLE EAST (FZE) | To update Promised Delivery Date
6100K023 | Half_Moon : SWITCHGEAR - Half_Moon | SWGR | ROH | 1YAB5355CBA0000 | FEM8T6 End Sections Grey 1SNA215266R0100 | 615 | 615 | 0 | 6100K023 | PO-SEP-8386-[7] | PO | 2025-11-10 | Terminals |  | - | 2026-04-04 | 2026-03-21 | 0 | Al Suhaili Trading And Development | 6100K023Halfmoon SWGR Project, All Electrical Components (ABB, Hitachi & Bulk) to Supply of MV 13.8 kV SWGR For Halfmoon 115/13.8kv SS
6100K023 | Half_Moon : SWITCHGEAR - Half_Moon | SWGR | ROH | 1YAB5355CEA0000 | FEMR8 End Sections Grey 1SNA116987R0200 | 820 | 820 | 0 | 6100K023 | PO-SEP-8386-[8] | PO | 2025-11-10 | Terminals |  | - | 2026-04-04 | 2026-03-21 | 0 | Al Suhaili Trading And Development | 6100K023Halfmoon SWGR Project, All Electrical Components (ABB, Hitachi & Bulk) to Supply of MV 13.8 kV SWGR For Halfmoon 115/13.8kv SS
6100K023 | Half_Moon : SWITCHGEAR - Half_Moon | SWGR | ROH | 1YAB5355CFA0000 | FEM6 End Sections Grey - 1SNA118368R1600 | 410 | 410 | 0 | 6100K023 | PO-SEP-8386-[9] | PO | 2025-11-10 | Terminals |  | - | 2026-04-04 | 2026-03-21 | 0 | Al Suhaili Trading And Development | 6100K023Halfmoon SWGR Project, All Electrical Components (ABB, Hitachi & Bulk) to Supply of MV 13.8 kV SWGR For Halfmoon 115/13.8kv SS
6100K023 | Half_Moon : SWITCHGEAR - Half_Moon | SWGR | ROH | 1YAB5355CMC0000 | Terminal End Plate 1848360000-Wiedmuller | 164 | 164 | 0 | 6100K023 | PO-SEP-8518-[25] | PO | 2025-12-31 | Plug socket |  | - | 2026-04-04 | 2026-03-21 | 0 | WEIDMULLER MIDDLE EAST (FZE) | To update Promised Delivery Date
6100K023 | Half_Moon : SWITCHGEAR - Half_Moon | SWGR | ROH | 1YAB5355CPC0000 | Terminal End Plate 1816110000-Wiedmuller | 67 | 67 | 0 | 6100K023 | PO-SEP-8518-[26] | PO | 2025-12-31 | Plug socket |  | - | 2026-04-04 | 2026-03-21 | 0 | WEIDMULLER MIDDLE EAST (FZE) | To update Promised Delivery Date
6100K023 | Half_Moon : SWITCHGEAR - Half_Moon | SWGR | ROH | 1YAB5355CTC0000 | Terminal End Plate 1816070000-Wiedmuller | 20 | 20 | 0 | 6100K023 | PO-SEP-8518-[27] | PO | 2025-12-31 | Plug socket |  | - | 2026-04-04 | 2026-03-21 | 0 | WEIDMULLER MIDDLE EAST (FZE) | To update Promised Delivery Date
6100K023 | Half_Moon : SWITCHGEAR - Half_Moon | SWGR | ROH | 1YAB5355CXB0000 | End Clamp, E/UK - 1201442 | 1600 | 1600 | 0 | 6100KDP01 | PO-SEP-8572-[4] | PO | 2025-12-15 | Terminals |  | - | 2026-04-04 | 2026-03-21 | 0 | Phoenix Contact Trading LLC | AL Azyziyah 6100KDP01, Supply of Electrical Components – 1st Lot for SWGR under Dummy Project 6100KDP01 – Al Azyziyah Project (SEC Scope).
6100K023 | Half_Moon : SWITCHGEAR - Half_Moon | SWGR | ROH | 1YAB5355DFA0000 | RC610-VerticalMarking 1SNA233060R0400 | 369 | 369 | 0 | 6100K023 | PO-SEP-8386-[10] | PO | 2025-11-10 | Terminals |  | - | 2026-04-04 | 2026-03-21 | 0 | Al Suhaili Trading And Development | 6100K023Halfmoon SWGR Project, All Electrical Components (ABB, Hitachi & Bulk) to Supply of MV 13.8 kV SWGR For Halfmoon 115/13.8kv SS
6100K023 | Half_Moon : SWITCHGEAR - Half_Moon | SWGR | ROH | 1YAB5355DXC0000 | 460660001 DEK 5 FSZ 1-10 Z-Terminal 1-10 | 16500 | 16500 | 0 | 6100K023 | PO-SEP-8518-[28] | PO | 2025-12-31 | Terminals |  | - | 2026-04-04 | 2026-03-21 | 0 | WEIDMULLER MIDDLE EAST (FZE) | To update Promised Delivery Date
6100K023 | Half_Moon : SWITCHGEAR - Half_Moon | SWGR | ROH | 1YAB5355EEA0000 | JUMPER BAR "BJS8" 20 Poles | 82 | 82 | 0 | 6100K023 | PO-SEP-8386-[11] | PO | 2025-11-10 | Terminals |  | - | 2026-04-04 | 2026-03-21 | 0 | Al Suhaili Trading And Development | 6100K023Halfmoon SWGR Project, All Electrical Components (ABB, Hitachi & Bulk) to Supply of MV 13.8 kV SWGR For Halfmoon 115/13.8kv SS
6100K023 | Half_Moon : SWITCHGEAR - Half_Moon | SWGR | ROH | 1YAB5355EFA0000 | PC61-CombTypeJumprBar10 1SNA163311R2200 | 164 | 164 | 0 | 6100K023 | PO-SEP-8386-[12] | PO | 2025-11-10 | Terminals |  | - | 2026-04-04 | 2026-03-21 | 0 | Al Suhaili Trading And Development | 6100K023Halfmoon SWGR Project, All Electrical Components (ABB, Hitachi & Bulk) to Supply of MV 13.8 kV SWGR For Halfmoon 115/13.8kv SS
6100K023 | Half_Moon : SWITCHGEAR - Half_Moon | SWGR | ROH | 1YAB5355GPC0000 | 2Pole cross connectn.plugable-1693800000 | 328 | 328 | 0 | 6100K023 | PO-SEP-8518-[29] | PO | 2025-12-31 | Plug socket |  | - | 2026-04-04 | 2026-03-21 | 0 | WEIDMULLER MIDDLE EAST (FZE) | To update Promised Delivery Date
6100K023 | Half_Moon : SWITCHGEAR - Half_Moon | SWGR | ROH | 1YAB5355HAB0001 | Zack Strip-Vertical(11-20)- 1053027:0011 | 210 | 0 | 210 | PR Required | - | PR |  | Terminals |  | - | 2026-04-04 | 2026-03-21 | 0
6100K023 | Half_Moon : SWITCHGEAR - Half_Moon | SWGR | ROH | 1YAB5355JMC0000 | 10Pole Plug 4mm-1855070000-DC looping | 136 | 136 | 0 | 6100K023 | PO-SEP-8518-[31] | PO | 2025-12-31 | Plug socket |  | - | 2026-04-04 | 2026-03-21 | 0 | WEIDMULLER MIDDLE EAST (FZE) | To update Promised Delivery Date
6100K023 | Half_Moon : SWITCHGEAR - Half_Moon | SWGR | ROH | 1YAB5355JPC0000 | 6Pole Plug 2.5mm-1815240000-Cont-loop | 66 | 66 | 0 | 6100K023 | PO-SEP-8518-[32] | PO | 2025-12-31 | Plug socket |  | - | 2026-04-04 | 2026-03-21 | 0 | WEIDMULLER MIDDLE EAST (FZE) | To update Promised Delivery Date
6100K023 | Half_Moon : SWITCHGEAR - Half_Moon | SWGR | ROH | 1YAB5355JTC0000 | 10Pole Plug 2.5mm-1815280000-Cont-loop | 100 | 100 | 0 | 6100K023 | PO-SEP-8518-[33] | PO | 2025-12-31 | Plug socket |  | - | 2026-04-04 | 2026-03-21 | 0 | WEIDMULLER MIDDLE EAST (FZE) | To update Promised Delivery Date
6100K023 | Half_Moon : SWITCHGEAR - Half_Moon | SWGR | ROH | 1YAB5355KMC0000 | Locking element 185525000 for ZT4/4AN/2 | 240 | 240 | 0 | 6100K023 | PO-SEP-8518-[34] | PO | 2025-12-31 | Plug socket |  | - | 2026-04-04 | 2026-03-21 | 0 | WEIDMULLER MIDDLE EAST (FZE) | To update Promised Delivery Date
6100K023 | Half_Moon : SWITCHGEAR - Half_Moon | SWGR | ROH | 1YAB5355KPC0000 | Locking ele. 1816130000 for ZT2.5/4AN/2 | 130 | 130 | 0 | 6100K023 | PO-SEP-8518-[35] | PO | 2025-12-31 | Plug socket |  | - | 2026-04-04 | 2026-03-21 | 0 | WEIDMULLER MIDDLE EAST (FZE) | To update Promised Delivery Date
6100K023 | Half_Moon : SWITCHGEAR - Half_Moon | SWGR | ROH | 1YAB5355LMC0000 | Coding element 1856860000 - ZT4/4AN/2 | 132 | 132 | 0 | 6100K023 | PO-SEP-8518-[36] | PO | 2025-12-31 | Plug socket |  | - | 2026-04-04 | 2026-03-21 | 0 | WEIDMULLER MIDDLE EAST (FZE) | To update Promised Delivery Date
6100K023 | Half_Moon : SWITCHGEAR - Half_Moon | SWGR | ROH | 1YAB5355LPC0000 | Coding element 1816150000 | 148 | 148 | 0 | 6100K023 | PO-SEP-8518-[37] | PO | 2025-12-31 | Plug socket |  | - | 2026-04-04 | 2026-03-21 | 0 | WEIDMULLER MIDDLE EAST (FZE) | To update Promised Delivery Date
6100K023 | Half_Moon : SWITCHGEAR - Half_Moon | SWGR | ROH | 1YAB5355MPC0000 | Strain Relief Wied mulpart # 1816140000 | 130 | 130 | 0 | 6100K023 | PO-SEP-8518-[38] | PO | 2025-12-31 | Plug socket |  | - | 2026-04-04 | 2026-03-21 | 0 | WEIDMULLER MIDDLE EAST (FZE) | To update Promised Delivery Date
6100K023 | Half_Moon : SWITCHGEAR - Half_Moon | SWGR | ROH | 1YAB539500002004 | Adjustable Trolley (Haydraulic type) | 1 | 1 | 0 | 6100K023 | PO-SEP-8497-[1] | PO | 2025-12-21 | Mechanical - Accessories |  | - | 2026-04-04 | 2026-03-21 | 0 | Leistung Energie Limited | 6100K023 – PR for Supply of
6100K023 | Half_Moon : SWITCHGEAR - Half_Moon | SWGR | ROH | 1YAB60050819P0103 | Braided HARNESS TUBE (D40) | 615 | 615 | 0 | 6100K023 | PO-SEP-8378-[75] | PO | 2025-11-17 | LVD |  | - | 2026-04-04 | 2026-03-21 | 0 | China Star (Dalian) Industry Co., Ltd. | 6100K023 – PR for Supply of MV 13.8 kV Switchgear (SWGR) for Halfmoon 115/13.8 kV Substation (SS). This PR covers 1st lot of mechanical bulk materials required for the SWGR SS, i
6100K023 | Half_Moon : SWITCHGEAR - Half_Moon | SWGR | ROH | 1YAB60050819P0106 | Braided HARNESS TUBE (D30) | 820 | 820 | 0 | 6100K023 | PO-SEP-8378-[77] | PO | 2025-11-17 | LVD |  | - | 2026-04-04 | 2026-03-21 | 0 | China Star (Dalian) Industry Co., Ltd. | 6100K023 – PR for Supply of MV 13.8 kV Switchgear (SWGR) for Halfmoon 115/13.8 kV Substation (SS). This PR covers 1st lot of mechanical bulk materials required for the SWGR SS, i
6100K023 | Half_Moon : SWITCHGEAR - Half_Moon | SWGR | ROH | 1YAB60050819P0107 | Braided HARNESS TUBE (D20) | 410 | 410 | 0 | 6100K023 | PO-SEP-8378-[78] | PO | 2025-11-17 | LVD |  | - | 2026-04-04 | 2026-03-21 | 0 | China Star (Dalian) Industry Co., Ltd. | 6100K023 – PR for Supply of MV 13.8 kV Switchgear (SWGR) for Halfmoon 115/13.8 kV Substation (SS). This PR covers 1st lot of mechanical bulk materials required for the SWGR SS, i
6100K023 | Half_Moon : SWITCHGEAR - Half_Moon | SWGR | ROH | 1YAZ21500101 | SILICON SEALANT GE1200 CLEAR MADE IN USA | 172 | 172 | 0 | 6100K023 | PO-SEP-8388-[21] | PO | 2025-10-30 | Mechanical |  | - | 2026-04-04 | 2026-03-21 | 0 | Saeed Aziz Alsomali Trading Est | 6100K023Halfmoon SWGR Project, All Electrical Components (ABB, Hitachi & Bulk) to Supply of MV 13.8 kV SWGR For Halfmoon 115/13.8kv SS
6100K023 | Half_Moon : SWITCHGEAR - Half_Moon | SWGR | ROH | 28192 | SCREW NYLON (POLIAM T21900 / 8X25) | 372 | 162 | 210 | 6100K023 | PO-SEP-8378-[1] | PO | 2025-11-17 | Mechanical |  | - | 2026-04-04 | 2026-03-21 | 0 | China Star (Dalian) Industry Co., Ltd. | 6100K023 – PR for Supply of MV 13.8 kV Switchgear (SWGR) for Halfmoon 115/13.8 kV Substation (SS). This PR covers 1st lot of mechanical bulk materials required for the SWGR SS, i
6100K023 | Half_Moon : SWITCHGEAR - Half_Moon | SWGR | ROH | 28192 | SCREW NYLON (POLIAM T21900 / 8X25) | 210 | 210 | 0 | 6100KDP01 | PO-SEP-8378-[271] | PO | 2025-11-17 | Mechanical |  | - | 2026-04-04 | 2026-03-21 | 0 | China Star (Dalian) Industry Co., Ltd. | 6100K023 – PR for Supply of MV 13.8 kV Switchgear (SWGR) for Halfmoon 115/13.8 kV Substation (SS). This PR covers 1st lot of mechanical bulk materials required for the SWGR SS, i
6100K023 | Half_Moon : SWITCHGEAR - Half_Moon | SWGR | ROH | 28373 | LOCK NUT ACC TO T21192/M2.5x0.45 | 56 | 56 | 0 | 6100K023 | PO-SEP-8647-[17] | PO | 2025-10-30 | Mechanical |  | - | 2026-04-04 | 2026-03-21 | 0 | Mattssons Fasteners AB
6100K023 | Half_Moon : SWITCHGEAR - Half_Moon | SWGR | ROH | 28452 | FLEXIBLE SPIROID PINS T22513/3X26 | 6 | 6 | 0 | 6100KDP01 | PO-SEP-8385-[223] | PO | 2025-10-05 | Mechanical |  | - | 2026-04-04 | 2026-03-21 | 0 | Easy China (Xiamen) Trading Co, Ltd. | To update Promised Delivery Date
6100K023 | Half_Moon : SWITCHGEAR - Half_Moon | SWGR | ROH | 28627 | Rivet NUT ACC T21098/M6 (countersunk) | 512 | 512 | 0 | 6100K023 | PO-SEP-8645-[8] | PO | 2025-10-30 | Mechanical |  | - | 2026-04-04 | 2026-03-21 | 0 | Saeed Aziz Alsomali Trading Est
6100K023 | Half_Moon : SWITCHGEAR - Half_Moon | SWGR | ROH | 29823 | TOMMY HEAD SCREW ACC. T21010/M2.5x20 | 54 | 54 | 0 | 6100K023 | PO-SEP-8647-[18] | PO | 2025-10-30 | Mechanical |  | - | 2026-04-04 | 2026-03-21 | 0 | Mattssons Fasteners AB
6100K023 | Half_Moon : SWITCHGEAR - Half_Moon | SWGR | ROH | 2CDS254001R0337 | MCB S204-K 4 MC -4P 2CDS254001R0337 | 106 | 106 | 0 | 6100K023 | PO-SEP-8753-[50] | PO | 2025-10-23 | LVB |  | - | 2026-04-04 | 2026-03-21 | 0 | Abb Electrical Industriesco | To update Promised Delivery Date
6100K023 | Half_Moon : SWITCHGEAR - Half_Moon | SWGR | ROH | 2TRE123451P0001 | 3 PIN SOCKET SWITCH,13A,250V,BSRDP-I | 3 | 2 | 1 | 6100K023 | PO-SEP-8388-[4] | PO | 2025-10-30 | LVB |  | - | 2026-04-04 | 2026-03-21 | 0 | Saeed Aziz Alsomali Trading Est | 6100K023Halfmoon SWGR Project, All Electrical Components (ABB, Hitachi & Bulk) to Supply of MV 13.8 kV SWGR For Halfmoon 115/13.8kv SS
6100K023 | Half_Moon : SWITCHGEAR - Half_Moon | SWGR | ROH | 2TRE123451P0001 | 3 PIN SOCKET SWITCH,13A,250V,BSRDP-I | 1 | 1 | 0 | 6100K020 | PO-SEP-8836-[7] | PO | 2025-10-23 | LVB |  | - | 2026-04-04 | 2026-03-21 | 0 | Saeed Aziz Alsomali Trading Est
6100K023 | Half_Moon : SWITCHGEAR - Half_Moon | SWGR | ROH | 3WKA014480P0004 | RETAINING_WASHER_DIN6799_6-SPST/A3K | 40 | 10 | 30 | 6100K023 | PO-SEP-8385-[291] | PO | 2025-09-21 | Mechanical |  | - | 2026-04-04 | 2026-03-21 | 0 | Easy China (Xiamen) Trading Co, Ltd. | To update Promised Delivery Date
6100K023 | Half_Moon : SWITCHGEAR - Half_Moon | SWGR | ROH | 3WKA014480P0004 | RETAINING_WASHER_DIN6799_6-SPST/A3K | 30 | 30 | 0 | 6100KDP01 | PO-SEP-8385-[289] | PO | 2025-10-05 | Mechanical |  | - | 2026-04-04 | 2026-03-21 | 0 | Easy China (Xiamen) Trading Co, Ltd. | To update Promised Delivery Date
6100K023 | Half_Moon : SWITCHGEAR - Half_Moon | SWGR | ROH | 3WKA014480P0007 | RETAINING_WASHER_DIN6799_9-SPST/A3K | 80 | 80 | 0 | 6100K023 | PO-SEP-8378-[356] | PO | 2025-11-17 | Mechanical |  | - | 2026-04-04 | 2026-03-21 | 0 | China Star (Dalian) Industry Co., Ltd. | 6100K023 – PR for Supply of MV 13.8 kV Switchgear (SWGR) for Halfmoon 115/13.8 kV Substation (SS). This PR covers 1st lot of mechanical bulk materials required for the SWGR SS, i
6100K023 | Half_Moon : SWITCHGEAR - Half_Moon | SWGR | ROH | 3WKA014538P0012 | SPIRAL_PIN_ISO8748_4X20-ST/BK | 52 | 52 | 0 | 6100K023 | PO-SEP-8385-[1] | PO | 2025-09-21 | Mechanical |  | - | 2026-04-04 | 2026-03-21 | 0 | Easy China (Xiamen) Trading Co, Ltd. | To update Promised Delivery Date
6100K023 | Half_Moon : SWITCHGEAR - Half_Moon | SWGR | ROH | 4CE7000583P0101 | PIN | 40 | 8 | 32 | 6100K023 | PO-SEP-8680-[33] | PO | 2025-11-17 | Mechanical |  | - | 2026-04-04 | 2026-03-21 | 0 | ALAM AL NIMA TRADING EST
6100K023 | Half_Moon : SWITCHGEAR - Half_Moon | SWGR | ROH | 4CE7000583P0101 | PIN | 32 | 32 | 0 | 6100KDP01 | PO-SEP-8680-[5] | PO | 2025-11-17 | Mechanical |  | - | 2026-04-04 | 2026-03-21 | 0 | ALAM AL NIMA TRADING EST
6100K023 | Half_Moon : SWITCHGEAR - Half_Moon | SWGR | ROH | 500214111 | WASHER T22001/6.8X18 | 41 | 41 | 0 | 6100K023 | PO-SEP-8378-[9] | PO | 2025-11-17 | Mechanical |  | - | 2026-04-04 | 2026-03-21 | 0 | China Star (Dalian) Industry Co., Ltd. | 6100K023 – PR for Supply of MV 13.8 kV Switchgear (SWGR) for Halfmoon 115/13.8 kV Substation (SS). This PR covers 1st lot of mechanical bulk materials required for the SWGR SS, i
6100K023 | Half_Moon : SWITCHGEAR - Half_Moon | SWGR | ROH | 500673075 | PIN T22681/8X54,5-5 | 152 | 80 | 72 | 6100K023 | PO-SEP-8387-[18] | PO | 2025-11-30 | Mechanical |  | - | 2026-04-04 | 2026-03-21 | 0 | Fujian Sanxing Electric Co., Ltd | 6100K023 – PR for Supply of MV 13.8 kV Switchgear (SWGR) for Halfmoon 115/13.8 kV Substation (SS). This PR covers 1st lot of mechanical bulk materials required for the SWGR SS, i
6100K023 | Half_Moon : SWITCHGEAR - Half_Moon | SWGR | ROH | 500673075 | PIN T22681/8X54,5-5 | 72 | 72 | 0 | 6100KDP01 | PO-SEP-8387-[34] | PO | 2025-11-30 | Mechanical |  | - | 2026-04-04 | 2026-03-21 | 0 | Fujian Sanxing Electric Co., Ltd | 6100K023 – PR for Supply of MV 13.8 kV Switchgear (SWGR) for Halfmoon 115/13.8 kV Substation (SS). This PR covers 1st lot of mechanical bulk materials required for the SWGR SS, i
6100K023 | Half_Moon : SWITCHGEAR - Half_Moon | SWGR | ROH | 5022 643 | COVER PROFILE, AP3 | 65.6 | 40 | 25.6 | 6100K023 | PO-SEP-8417-[9] | PO | 2025-11-30 | LVD |  | - | 2026-04-04 | 2026-03-21 | 0 | Phoenix Contact Trading LLC | 6100K023Halfmoon SWGR Project, All Electrical Components (ABB, Hitachi & Bulk) to Supply of MV 13.8 kV SWGR For Halfmoon 115/13.8kv SS
6100K023 | Half_Moon : SWITCHGEAR - Half_Moon | SWGR | ROH | 5022 643 | COVER PROFILE, AP3 | 25.6 | 25.6 | 0 | 6100KDP01 | PO-SEP-8572-[9] | PO | 2025-12-15 | LVD |  | - | 2026-04-04 | 2026-03-21 | 0 | Phoenix Contact Trading LLC | AL Azyziyah 6100KDP01, Supply of Electrical Components – 1st Lot for SWGR under Dummy Project 6100KDP01 – Al Azyziyah Project (SEC Scope).
6100K023 | Half_Moon : SWITCHGEAR - Half_Moon | SWGR | ROH | 5022 656 | COVER PROFILE SUPPORT, AP3-TU | 1025 | 500 | 525 | 6100K023 | PO-SEP-8417-[10] | PO | 2025-11-30 | LVD |  | - | 2026-04-04 | 2026-03-21 | 0 | Phoenix Contact Trading LLC | 6100K023Halfmoon SWGR Project, All Electrical Components (ABB, Hitachi & Bulk) to Supply of MV 13.8 kV SWGR For Halfmoon 115/13.8kv SS
6100K023 | Half_Moon : SWITCHGEAR - Half_Moon | SWGR | ROH | 5022 656 | COVER PROFILE SUPPORT, AP3-TU | 525 | 525 | 0 | 6100KDP01 | PO-SEP-8572-[10] | PO | 2025-12-15 | LVD |  | - | 2026-04-04 | 2026-03-21 | 0 | Phoenix Contact Trading LLC | AL Azyziyah 6100KDP01, Supply of Electrical Components – 1st Lot for SWGR under Dummy Project 6100KDP01 – Al Azyziyah Project (SEC Scope).
6100K023 | Half_Moon : SWITCHGEAR - Half_Moon | SWGR | ROH | 5217 708-3 | M.CONTACT/HAN-E16M/09330162601 | 2 | 2 | 0 | 6100K023 | PO-SEP-8368-[2] | PO | 2025-11-30 | Mechanical |  | - | 2026-04-04 | 2026-03-21 | 0 | OPTIMAL CONNECTIVITY LLC | 6100K023Halfmoon SWGR Project, All Electrical Components (ABB, Hitachi & Bulk) to Supply of MV 13.8 kV SWGR For Halfmoon 115/13.8kv SS
6100K023 | Half_Moon : SWITCHGEAR - Half_Moon | SWGR | ROH | 5217 708-7 | F.CONTACT/HAN-E16F/09330162701 | 2 | 2 | 0 | 6100K023 | PO-SEP-8368-[3] | PO | 2025-11-30 | Mechanical |  | - | 2026-04-04 | 2026-03-21 | 0 | OPTIMAL CONNECTIVITY LLC | 6100K023Halfmoon SWGR Project, All Electrical Components (ABB, Hitachi & Bulk) to Supply of MV 13.8 kV SWGR For Halfmoon 115/13.8kv SS
6100K023 | Half_Moon : SWITCHGEAR - Half_Moon | SWGR | ROH | 561762/001 | PLATE -FOR PANEL FIXING | 164 | 0 | 164 | PR Required | - | PR |  | Mechanical - Accessories |  | - | 2026-04-04 | 2026-03-21 | 0
6100K023 | Half_Moon : SWITCHGEAR - Half_Moon | SWGR | ROH | 564093/001 | BLOCK FOUNDATION - ZINK COATED | 116 | 116 | 0 | 6100K023 | PO-SEP-8629-[19] | PO | 2025-10-30 | Mechanical - Accessories |  | - | 2026-04-04 | 2026-03-21 | 0 | FLY METALTECH TRADING CO.
6100K023 | Half_Moon : SWITCHGEAR - Half_Moon | SWGR | ROH | 565937/001 | LEAF SPRING 499355009 | 6 | 6 | 0 | 6100K023 | PO-SEP-8483-[2] | PO | 2025-12-31 | Mechanical |  | - | 2026-04-04 | 2026-03-21 | 0 | AB KOMPONENTY s.r.o. | 6100K023 – PR for Supply of
6100K023 | Half_Moon : SWITCHGEAR - Half_Moon | SWGR | ROH | 593503001 | ROLLER | 38 | 12 | 26 | 6100K023 | PO-SEP-8387-[19] | PO | 2025-11-30 | Mechanical |  | - | 2026-04-04 | 2026-03-21 | 0 | Fujian Sanxing Electric Co., Ltd | 6100K023 – PR for Supply of MV 13.8 kV Switchgear (SWGR) for Halfmoon 115/13.8 kV Substation (SS). This PR covers 1st lot of mechanical bulk materials required for the SWGR SS, i
6100K023 | Half_Moon : SWITCHGEAR - Half_Moon | SWGR | ROH | 593503001 | ROLLER | 26 | 26 | 0 | 6100KDP01 | PO-SEP-8387-[35] | PO | 2025-11-30 | Mechanical |  | - | 2026-04-04 | 2026-03-21 | 0 | Fujian Sanxing Electric Co., Ltd | 6100K023 – PR for Supply of MV 13.8 kV Switchgear (SWGR) for Halfmoon 115/13.8 kV Substation (SS). This PR covers 1st lot of mechanical bulk materials required for the SWGR SS, i
6100K023 | Half_Moon : SWITCHGEAR - Half_Moon | SWGR | ROH | 593509/001 | COMPRESSION SPRING | 78 | 16 | 62 | 6100K023 | PO-SEP-8483-[6] | PO | 2025-12-31 | Mechanical |  | - | 2026-04-04 | 2026-03-21 | 0 | AB KOMPONENTY s.r.o. | 6100K023 – PR for Supply of
6100K023 | Half_Moon : SWITCHGEAR - Half_Moon | SWGR | ROH | 593509/001 | COMPRESSION SPRING | 62 | 62 | 0 | 6100KDP01 | PO-SEP-8483-[4] | PO | 2025-12-31 | Mechanical |  | - | 2026-04-04 | 2026-03-21 | 0 | AB KOMPONENTY s.r.o. | 6100K023 – PR for Supply of
6100K023 | Half_Moon : SWITCHGEAR - Half_Moon | SWGR | ROH | 837A407G01 | ‭FT SWITCH, (C-C C-C C-C C-C P P)/837A407G01/FT-1‬ | 41 | 41 | 0 | 6100K023 | PO-SEP-8747-[13] | PO | 2025-12-31 | LVA |  | - | 2026-04-04 | 2026-03-21 | 0 | Abb Electrical Industriesco | FT Switch/ 6100K021 AL RAYAN SS SWGR Electrical Componentes Order.
6100K023 | Half_Moon : SWITCHGEAR - Half_Moon | SWGR | ROH | 9676A14G01 | ‭FT SWITCH, (P P P P T T T P P P)/9676A14G01/FT-1‬ | 45 | 45 | 0 | 6100K023 | PO-SEP-8747-[14] | PO | 2025-12-31 | LVA |  | - | 2026-04-04 | 2026-03-21 | 0 | Abb Electrical Industriesco | FT Switch/ 6100K021 AL RAYAN SS SWGR Electrical Componentes Order.
6100K023 | Half_Moon : SWITCHGEAR - Half_Moon | SWGR | ROH | 9ABA450060P0004 | NUT_ISO7040_M6-8/A3K | 40 | 18 | 22 | 6100K023 | PO-SEP-8680-[34] | PO | 2025-11-17 | Mechanical |  | - | 2026-04-04 | 2026-03-21 | 0 | ALAM AL NIMA TRADING EST
6100K023 | Half_Moon : SWITCHGEAR - Half_Moon | SWGR | ROH | 9ABA450060P0004 | NUT_ISO7040_M6-8/A3K | 22 | 22 | 0 | 6100KDP01 | PO-SEP-8680-[6] | PO | 2025-11-17 | Mechanical |  | - | 2026-04-04 | 2026-03-21 | 0 | ALAM AL NIMA TRADING EST
6100K023 | Half_Moon : SWITCHGEAR - Half_Moon | SWGR | ROH | 9ABA450060P0005 | NUT_ISO7040_M8-8/A3K | 82 | 82 | 0 | 6100K023 | PO-SEP-8378-[11] | PO | 2025-11-17 | Mechanical |  | - | 2026-04-04 | 2026-03-21 | 0 | China Star (Dalian) Industry Co., Ltd. | 6100K023 – PR for Supply of MV 13.8 kV Switchgear (SWGR) for Halfmoon 115/13.8 kV Substation (SS). This PR covers 1st lot of mechanical bulk materials required for the SWGR SS, i
6100K023 | Half_Moon : SWITCHGEAR - Half_Moon | SWGR | ROH | 9ADJ100023P0357 | BLIND_RIVET_ISO15979_6,4x16-ST/ST | 164 | 164 | 0 | 6100K023 | PO-SEP-8378-[12] | PO | 2025-11-17 | Mechanical |  | - | 2026-04-04 | 2026-03-21 | 0 | China Star (Dalian) Industry Co., Ltd. | 6100K023 – PR for Supply of MV 13.8 kV Switchgear (SWGR) for Halfmoon 115/13.8 kV Substation (SS). This PR covers 1st lot of mechanical bulk materials required for the SWGR SS, i
6100K023 | Half_Moon : SWITCHGEAR - Half_Moon | SWGR | ROH | AE 2093 7000-5 | RAYCHEM SHRINKABLE TUBE, BPTM 100/40-A/U | 81.02 | 81.02 | 0 | 6100K023 | PO-SEP-8393-[2] | PO | 2025-11-03 | Mechanical |  | - | 2026-04-04 | 2026-03-21 | 0 | Saudi Electrical Supply Co Sesco | 6100K023 – PR for Supply of MV 13.8 kV Switchgear (SWGR) for Halfmoon 115/13.8 kV Substation (SS). This PR covers 1st lot of mechanical bulk materials required for the SWGR SS, i
6100K023 | Half_Moon : SWITCHGEAR - Half_Moon | SWGR | ROH | AE 2093 7000-6N | RAYCHEM SHRINKABLE TUBE, BPTM 120/50-A/U | 24.43 | 24.43 | 0 | 6100K023 | PO-SEP-8393-[1] | PO | 2025-11-03 | Mechanical |  | - | 2026-04-04 | 2026-03-21 | 0 | Saudi Electrical Supply Co Sesco | 6100K023 – PR for Supply of MV 13.8 kV Switchgear (SWGR) for Halfmoon 115/13.8 kV Substation (SS). This PR covers 1st lot of mechanical bulk materials required for the SWGR SS, i
6100K023 | Half_Moon : SWITCHGEAR - Half_Moon | SWGR | ROH | AE 2636 4000-001 | INSULATION SLEEVE,6MMDIA. | 30 | 30 | 0 | 6100K023 | PO-SEP-8667-[15] | PO | 2025-11-03 | Mechanical |  | - | 2026-04-04 | 2026-03-21 | 0 | Sana For Electric And Telephone Co
6100K023 | Half_Moon : SWITCHGEAR - Half_Moon | SWGR | ROH | AE 2636 4000-001 | INSULATION SLEEVE,6MMDIA. | 645 | 600 | 45 | 6100K023 | PO-SEP-8502-[18] | PO | 2025-12-31 | LVD |  | - | 2026-04-04 | 2026-03-21 | 0 | Sana For Electric And Telephone Co | Tube, White, Inner Diameter 4 mm, 2.5 Wire ¦ ¦ KSS
6100K023 | Half_Moon : SWITCHGEAR - Half_Moon | SWGR | ROH | AE 2636 4000-001 | INSULATION SLEEVE,6MMDIA. | 45 | 45 | 0 | 6100K020 | PO-SEP-8836-[15] | PO | 2025-10-23 | LVD |  | - | 2026-04-04 | 2026-03-21 | 0 | Saeed Aziz Alsomali Trading Est
6100K023 | Half_Moon : SWITCHGEAR - Half_Moon | SWGR | ROH | AE 2636 4000-002 | ADHESIVE MOUNTING BASE | 615 | 615 | 0 | 6100K023 | PO-SEP-8388-[5] | PO | 2025-10-30 | LVD |  | - | 2026-04-04 | 2026-03-21 | 0 | Saeed Aziz Alsomali Trading Est | 6100K023Halfmoon SWGR Project, All Electrical Components (ABB, Hitachi & Bulk) to Supply of MV 13.8 kV SWGR For Halfmoon 115/13.8kv SS
6100K023 | Half_Moon : SWITCHGEAR - Half_Moon | SWGR | ROH | AE 2941 2000-1 | STIKER "ON" (WHITE LETTER RED BACKGRND) | 40 | 40 | 0 | 6100K023 | PO-SEP-8379-[1] | PO | 2025-10-30 | Mechanical |  | - | 2026-04-04 | 2026-03-21 | 0 | Azm and Tumooh Trading Establishment | 6100K023 – PR for Supply of MV 13.8 kV Switchgear (SWGR) for Halfmoon 115/13.8 kV Substation (SS). This PR covers 1st lot of mechanical bulk materials required for the SWGR SS, i
6100K023 | Half_Moon : SWITCHGEAR - Half_Moon | SWGR | ROH | AE 2941 2000-2 | STICKER "OFF" (WHITE LETTER GREEN B/G) | 40 | 40 | 0 | 6100K023 | PO-SEP-8379-[2] | PO | 2025-10-30 | Mechanical |  | - | 2026-04-04 | 2026-03-21 | 0 | Azm and Tumooh Trading Establishment | 6100K023 – PR for Supply of MV 13.8 kV Switchgear (SWGR) for Halfmoon 115/13.8 kV Substation (SS). This PR covers 1st lot of mechanical bulk materials required for the SWGR SS, i
6100K023 | Half_Moon : SWITCHGEAR - Half_Moon | SWGR | ROH | AE 2941 2000-24 | STICKER "DANGER" (ENGLISH/ARABIC)) | 82 | 82 | 0 | 6100K023 | PO-SEP-8379-[3] | PO | 2025-10-30 | Mechanical |  | - | 2026-04-04 | 2026-03-21 | 0 | Azm and Tumooh Trading Establishment | 6100K023 – PR for Supply of MV 13.8 kV Switchgear (SWGR) for Halfmoon 115/13.8 kV Substation (SS). This PR covers 1st lot of mechanical bulk materials required for the SWGR SS, i
6100K023 | Half_Moon : SWITCHGEAR - Half_Moon | SWGR | ROH | AE2000-2150-06 | SELF STICK RUBBER FOAM | 3.4 | 3.4 | 0 | 6100K023 | PO-SEP-8835-[4] | PO | 2025-09-18 | LVD |  | - | 2026-04-04 | 2026-03-21 | 0 | EMKA Beschlagteile Middle East FZE
6100K023 | Half_Moon : SWITCHGEAR - Half_Moon | SWGR | ROH | AE2000-2166-03 | TIE WRAP/PLT4I-C0/371MM | 820 | 820 | 0 | 6100K023 | PO-SEP-8378-[79] | PO | 2025-11-17 | LVD |  | - | 2026-04-04 | 2026-03-21 | 0 | China Star (Dalian) Industry Co., Ltd. | 6100K023 – PR for Supply of MV 13.8 kV Switchgear (SWGR) for Halfmoon 115/13.8 kV Substation (SS). This PR covers 1st lot of mechanical bulk materials required for the SWGR SS, i
6100K023 | Half_Moon : SWITCHGEAR - Half_Moon | SWGR | ROH | AE2000-6884-01 | EQUIPMENT FRAME CLAMP | 246 | 246 | 0 | 6100K023 | PO-SEP-8378-[80] | PO | 2025-11-17 | LVD |  | - | 2026-04-04 | 2026-03-21 | 0 | China Star (Dalian) Industry Co., Ltd. | 6100K023 – PR for Supply of MV 13.8 kV Switchgear (SWGR) for Halfmoon 115/13.8 kV Substation (SS). This PR covers 1st lot of mechanical bulk materials required for the SWGR SS, i
6100K023 | Half_Moon : SWITCHGEAR - Half_Moon | SWGR | ROH | AE2001-1903-01 | EDGE PROTECTION (RUBBER) | 41.62 | 34.74 | 6.88 | 6100K023 | PO-SEP-8384-[1] | PO | 2025-11-30 | Mechanical |  | - | 2026-04-04 | 2026-03-21 | 0 | DIRAK MIDDLE EAST FZE | 6100K023 – PR for Supply of MV 13.8 kV Switchgear (SWGR) for Halfmoon 115/13.8 kV Substation (SS). This PR covers 1st lot of mechanical bulk materials required for the SWGR SS, i
6100K023 | Half_Moon : SWITCHGEAR - Half_Moon | SWGR | ROH | AE2001-1903-01 | EDGE PROTECTION (RUBBER) | 6.88 | 6.88 | 0 | 6100KDP01 | PO-SEP-8384-[3] | PO | 2025-11-30 | Mechanical |  | - | 2026-04-04 | 2026-03-21 | 0 | DIRAK MIDDLE EAST FZE | 6100K023 – PR for Supply of MV 13.8 kV Switchgear (SWGR) for Halfmoon 115/13.8 kV Substation (SS). This PR covers 1st lot of mechanical bulk materials required for the SWGR SS, i
6100K023 | Half_Moon : SWITCHGEAR - Half_Moon | SWGR | ROH | AE2522-2000-01 | HOOD HAN-E16,09300161520 | 2 | 2 | 0 | 6100K023 | PO-SEP-8368-[4] | PO | 2025-11-30 | Mechanical |  | - | 2026-04-04 | 2026-03-21 | 0 | OPTIMAL CONNECTIVITY LLC | 6100K023Halfmoon SWGR Project, All Electrical Components (ABB, Hitachi & Bulk) to Supply of MV 13.8 kV SWGR For Halfmoon 115/13.8kv SS
6100K023 | Half_Moon : SWITCHGEAR - Half_Moon | SWGR | ROH | AE2522-2000-02 | HOUSING, 0930016-0301,HAN-E16 | 2 | 2 | 0 | 6100K023 | PO-SEP-8368-[5] | PO | 2025-11-30 | Mechanical |  | - | 2026-04-04 | 2026-03-21 | 0 | OPTIMAL CONNECTIVITY LLC | 6100K023Halfmoon SWGR Project, All Electrical Components (ABB, Hitachi & Bulk) to Supply of MV 13.8 kV SWGR For Halfmoon 115/13.8kv SS
6100K023 | Half_Moon : SWITCHGEAR - Half_Moon | SWGR | ROH | AE2522-2000-02 | HOUSING, 0930016-0301, HAN-E16 (West/South) | 5 | 1 | 4 | 6100K023 | PO-SEP-8368-[1] | PO | 2025-11-30 | LVD |  | - | 2026-04-04 | 2026-03-21 | 0 | OPTIMAL CONNECTIVITY LLC | 6100K023Halfmoon SWGR Project, All Electrical Components (ABB, Hitachi & Bulk) to Supply of MV 13.8 kV SWGR For Halfmoon 115/13.8kv SS
6100K023 | Half_Moon : SWITCHGEAR - Half_Moon | SWGR | ROH | AE2522-2000-02 | HOUSING, 0930016-0301, HAN-E16 (West/South) | 4 | 4 | 0 | 6100KDP01 | PO-SEP-8368-[7] | PO | 2025-11-30 | LVD |  | - | 2026-04-04 | 2026-03-21 | 0 | OPTIMAL CONNECTIVITY LLC | 6100K023Halfmoon SWGR Project, All Electrical Components (ABB, Hitachi & Bulk) to Supply of MV 13.8 kV SWGR For Halfmoon 115/13.8kv SS
6100K023 | Half_Moon : SWITCHGEAR - Half_Moon | SWGR | ROH | AE2632-2000-13 | LOCKING PIN RELAY BOX | 41 | 19 | 22 | 6100K023 | PO-SEP-8403-[1] | PO | 2025-09-18 | LVD |  | - | 2026-04-04 | 2026-03-21 | 0 | AL NAKHEEL GREEN STEEL WORKS | 6100K023Halfmoon SWGR Project, All Electrical Components (ABB, Hitachi & Bulk) to Supply of MV 13.8 kV SWGR For Halfmoon 115/13.8kv SS
6100K023 | Half_Moon : SWITCHGEAR - Half_Moon | SWGR | ROH | AE2632-2000-13 | LOCKING PIN RELAY BOX | 22 | 22 | 0 | 6100KDP01 | PO-SEP-8484-[4] | PO | 2025-11-30 | LVD |  | - | 2026-04-04 | 2026-03-21 | 0 | AL NAKHEEL GREEN STEEL WORKS | 6100K023 – PR for Supply of
6100K023 | Half_Moon : SWITCHGEAR - Half_Moon | SWGR | ROH | AE2632-2000-33 | Spring for Door Combiflex | 0.82 | 0.82 | 0 | 6100K023 | PO-SEP-8388-[6] | PO | 2025-10-30 | LVD |  | - | 2026-04-04 | 2026-03-21 | 0 | Saeed Aziz Alsomali Trading Est | 6100K023Halfmoon SWGR Project, All Electrical Components (ABB, Hitachi & Bulk) to Supply of MV 13.8 kV SWGR For Halfmoon 115/13.8kv SS
6100K023 | Half_Moon : SWITCHGEAR - Half_Moon | SWGR | ROH | AE2632-2000-AAP | BOX ASSEMBLY 60C, RHGX 20 (PAINT RAL) | 41 | 41 | 0 | 6100K023 | PO-SEP-8402-[70] | PO | 2025-11-17 | LVD |  | - | 2026-04-04 | 2026-03-21 | 0 | First Telecom Industries | 6100K023 – PR for Supply of MV 13.8 kV Switchgear (SWGR) for Halfmoon 115/13.8 kV Substation (SS). This PR covers 1st lot of mechanical bulk materials required for the SWGR SS, i
6100K023 | Half_Moon : SWITCHGEAR - Half_Moon | SWGR | ROH | AE5295-2000-08 | POST INSULATOR h=50mm (2035679) | 6 | 6 | 0 | 6100K023 | PO-SEP-8389-[4] | PO | 2025-11-30 | Mechanical |  | - | 2026-04-04 | 2026-03-21 | 0 | Georg Jordan GmbH | 6100K023 – PR for Supply of MV 13.8 kV Switchgear (SWGR) for Halfmoon 115/13.8 kV Substation (SS). This PR covers 1st lot of mechanical bulk materials required for the SWGR SS, i
6100K023 | Half_Moon : SWITCHGEAR - Half_Moon | SWGR | ROH | AE5380-2000-04 | END COVER D-OTTA6 - 790417 | 2460 | 1290 | 1170 | 6100K023 | PO-SEP-8417-[11] | PO | 2025-11-30 | LVD |  | - | 2026-04-04 | 2026-03-21 | 0 | Phoenix Contact Trading LLC | 6100K023Halfmoon SWGR Project, All Electrical Components (ABB, Hitachi & Bulk) to Supply of MV 13.8 kV SWGR For Halfmoon 115/13.8kv SS | 500 | 25-10-2025
6100K023 | Half_Moon : SWITCHGEAR - Half_Moon | SWGR | ROH | AE5380-2000-04 | END COVER D-OTTA6 - 790417 | 1170 | 1170 | 0 | 6100KDP01 | PO-SEP-8572-[11] | PO | 2025-12-15 | LVD |  | - | 2026-04-04 | 2026-03-21 | 0 | Phoenix Contact Trading LLC | AL Azyziyah 6100KDP01, Supply of Electrical Components – 1st Lot for SWGR under Dummy Project 6100KDP01 – Al Azyziyah Project (SEC Scope).
6100K023 | Half_Moon : SWITCHGEAR - Half_Moon | SWGR | ROH | AL-FOIL-A4-PLAIN | Aluminum Foil-A4size Plain-Self Adhesive | 41 | 41 | 0 | 6100K023 | PO-SEP-8379-[16] | PO | 2025-10-30 | LVD |  | - | 2026-04-04 | 2026-03-21 | 0 | Azm and Tumooh Trading Establishment | 6100K023 – PR for Supply of MV 13.8 kV Switchgear (SWGR) for Halfmoon 115/13.8 kV Substation (SS). This PR covers 1st lot of mechanical bulk materials required for the SWGR SS, i
6100K023 | Half_Moon : SWITCHGEAR - Half_Moon | SWGR | ROH | CDX7005632R1A | EARTHING CONTACT COMPLETE | 82 | 82 | 0 | 6100K023 | PO-SEP-8387-[1] | PO | 2025-11-30 | Mechanical |  | - | 2026-04-04 | 2026-03-21 | 0 | Fujian Sanxing Electric Co., Ltd | 6100K023 – PR for Supply of MV 13.8 kV Switchgear (SWGR) for Halfmoon 115/13.8 kV Substation (SS). This PR covers 1st lot of mechanical bulk materials required for the SWGR SS, i
6100K023 | Half_Moon : SWITCHGEAR - Half_Moon | SWGR | ROH | CDXN010061R1103 | HANDLE COMPLETE | 41 | 41 | 0 | 6100K023 | PO-SEP-8387-[2] | PO | 2025-11-30 | Mechanical |  | - | 2026-04-04 | 2026-03-21 | 0 | Fujian Sanxing Electric Co., Ltd | 6100K023 – PR for Supply of MV 13.8 kV Switchgear (SWGR) for Halfmoon 115/13.8 kV Substation (SS). This PR covers 1st lot of mechanical bulk materials required for the SWGR SS, i
6100K023 | Half_Moon : SWITCHGEAR - Half_Moon | SWGR | ROH | DM0000000058 | Relay, Auxiliary, 2 Coils, Self Reset Contacts, Hand Reset Flag, 110-125V, DC, 2NO, 1NC, Coil ¦ RXSF1 RK 271 007-AN | 8 | 8 | 0 | 6100K023 | PO-SEP-8751-[32] | PO | 2025-12-31 | LVA |  | - | 2026-04-04 | 2026-03-21 | 0 | Hitachi Energy Ltd | 6100K021 AL RAYAN SS SWGR Electrical Componentes Order.
6100K023 | Half_Moon : SWITCHGEAR - Half_Moon | SWGR | ROH | DM0000003057 | Relay, Over Current Protection, DC, 110-250V, AC 100-230V, 19BI + 15BO, With IEC 61850-8-1, 2x Optical, Type 7SJ85 ¦ P1J198095 | 2 | 2 | 0 | 6100K023 | PO-SEP-8595-[1] | PO | 2026-01-30 | LVA |  | - | 2026-04-04 | 2026-03-21 | 0 | Siemens Ltd. | MV
6100K023 | Half_Moon : SWITCHGEAR - Half_Moon | SWGR | ROH | DM0000003059 | ‭CT SUPERVISION RELAY, 40msec DELAY, 125V DC, 4NC (TYPE: AR901) / 7PG1110-7AE10-0AF0‬ | 2 | 2 | 0 | 6100K023 | PO-SEP-8595-[2] | PO | 2026-01-30 | LVA |  | - | 2026-04-04 | 2026-03-21 | 0 | Siemens Ltd. | MV
6100K023 | Half_Moon : SWITCHGEAR - Half_Moon | SWGR | ROH | DMS 1854 1917-1 | SEALING, 24 X 3mm (SUPERLON) | 280 | 280 | 0 | 6100K023 | PO-SEP-8392-[1] | PO | 2025-11-30 | Mechanical |  | - | 2026-04-04 | 2026-03-21 | 0 | Saeed Aziz Alsomali Trading Est | 6100K023 – PR for Supply of MV 13.8 kV Switchgear (SWGR) for Halfmoon 115/13.8 kV Substation (SS). This PR covers 1st lot of mechanical bulk materials required for the SWGR SS, i
6100K023 | Half_Moon : SWITCHGEAR - Half_Moon | SWGR | ROH | DMS 2121 2016-256 | BOLT HEX HEAD M6X12 | 82 | 82 | 0 | 6100K023 | PO-SEP-8378-[110] | PO | 2025-11-17 | Mechanical |  | - | 2026-04-04 | 2026-03-21 | 0 | China Star (Dalian) Industry Co., Ltd. | 6100K023 – PR for Supply of MV 13.8 kV Switchgear (SWGR) for Halfmoon 115/13.8 kV Substation (SS). This PR covers 1st lot of mechanical bulk materials required for the SWGR SS, i
6100K023 | Half_Moon : SWITCHGEAR - Half_Moon | SWGR | ROH | DMS 2121 2016-263 | BOLT HEX HEAD M6X30 | 40 | 40 | 0 | 6100K023 | PO-SEP-8378-[13] | PO | 2025-11-17 | Mechanical |  | - | 2026-04-04 | 2026-03-21 | 0 | China Star (Dalian) Industry Co., Ltd. | 6100K023 – PR for Supply of MV 13.8 kV Switchgear (SWGR) for Halfmoon 115/13.8 kV Substation (SS). This PR covers 1st lot of mechanical bulk materials required for the SWGR SS, i
6100K023 | Half_Moon : SWITCHGEAR - Half_Moon | SWGR | ROH | DMS 2121 2016-419 | BOLT HEX HEAD M8X45 | 2 | 1 | 1 | 6100K023 | PO-SEP-8378-[148] | PO | 2025-11-17 | Mechanical - Accessories |  | - | 2026-04-04 | 2026-03-21 | 0 | China Star (Dalian) Industry Co., Ltd. | 6100K023 – PR for Supply of MV 13.8 kV Switchgear (SWGR) for Halfmoon 115/13.8 kV Substation (SS). This PR covers 1st lot of mechanical bulk materials required for the SWGR SS, i
6100K023 | Half_Moon : SWITCHGEAR - Half_Moon | SWGR | ROH | DMS 2121 2016-419 | BOLT HEX HEAD M8X45 | 1 | 1 | 0 | 6100KDP01 | PO-SEP-6812-[119] | PO | 2025-12-31 | Mechanical - Accessories |  | - | 2026-04-04 | 2026-03-21 | 0 | China Star (Dalian) Industry Co., Ltd. | 6100KDP01 // PP-12 (Mechanical Parts) for 07 Panels with Accessories
6100K023 | Half_Moon : SWITCHGEAR - Half_Moon | SWGR | ROH | DMS 2121 2016-494 | BOLT HEX HEAD M10X35 | 18 | 18 | 0 | 6100K023 | PO-SEP-8378-[119] | PO | 2025-11-17 | Mechanical |  | - | 2026-04-04 | 2026-03-21 | 0 | China Star (Dalian) Industry Co., Ltd. | 6100K023 – PR for Supply of MV 13.8 kV Switchgear (SWGR) for Halfmoon 115/13.8 kV Substation (SS). This PR covers 1st lot of mechanical bulk materials required for the SWGR SS, i
6100K023 | Half_Moon : SWITCHGEAR - Half_Moon | SWGR | ROH | DMS 2121 2016-496 | BOLT HEX HEAD M10X45 | 45 | 45 | 0 | 6100K023 | PO-SEP-8378-[125] | PO | 2025-11-17 | Mechanical |  | - | 2026-04-04 | 2026-03-21 | 0 | China Star (Dalian) Industry Co., Ltd. | 6100K023 – PR for Supply of MV 13.8 kV Switchgear (SWGR) for Halfmoon 115/13.8 kV Substation (SS). This PR covers 1st lot of mechanical bulk materials required for the SWGR SS, i
6100K023 | Half_Moon : SWITCHGEAR - Half_Moon | SWGR | ROH | DMS 2121 2016-508 | BOLT HEX HEAD M10X130 | 8 | 8 | 0 | 6100K023 | PO-SEP-8680-[50] | PO | 2025-09-21 | Mechanical - Accessories |  | - | 2026-04-04 | 2026-03-21 | 0 | ALAM AL NIMA TRADING EST
6100K023 | Half_Moon : SWITCHGEAR - Half_Moon | SWGR | ROH | DMS 2121 2016-658 | BOLT HEX HEAD M20X40 | 117 | 117 | 0 | 6100K023 | PO-SEP-8378-[14] | PO | 2025-11-17 | Mechanical |  | - | 2026-04-04 | 2026-03-21 | 0 | China Star (Dalian) Industry Co., Ltd. | 6100K023 – PR for Supply of MV 13.8 kV Switchgear (SWGR) for Halfmoon 115/13.8 kV Substation (SS). This PR covers 1st lot of mechanical bulk materials required for the SWGR SS, i
6100K023 | Half_Moon : SWITCHGEAR - Half_Moon | SWGR | ROH | DMS 2121 2016-659 | BOLT HEX HEAD M20X45 | 30 | 30 | 0 | 6100K023 | PO-SEP-8378-[15] | PO | 2025-11-17 | Mechanical |  | - | 2026-04-04 | 2026-03-21 | 0 | China Star (Dalian) Industry Co., Ltd. | 6100K023 – PR for Supply of MV 13.8 kV Switchgear (SWGR) for Halfmoon 115/13.8 kV Substation (SS). This PR covers 1st lot of mechanical bulk materials required for the SWGR SS, i
6100K023 | Half_Moon : SWITCHGEAR - Half_Moon | SWGR | ROH | DMS 2121 2016-660 | BOLT HEX HEAD M20X50 | 9 | 9 | 0 | 6100K023 | PO-SEP-8378-[130] | PO | 2025-11-17 | Mechanical |  | - | 2026-04-04 | 2026-03-21 | 0 | China Star (Dalian) Industry Co., Ltd. | 6100K023 – PR for Supply of MV 13.8 kV Switchgear (SWGR) for Halfmoon 115/13.8 kV Substation (SS). This PR covers 1st lot of mechanical bulk materials required for the SWGR SS, i
6100K023 | Half_Moon : SWITCHGEAR - Half_Moon | SWGR | ROH | DMS 2121 2016-666 | BOLT HEX HEAD M20X90 | 30 | 30 | 0 | 6100K023 | PO-SEP-8378-[108] | PO | 2025-11-17 | Mechanical |  | - | 2026-04-04 | 2026-03-21 | 0 | China Star (Dalian) Industry Co., Ltd. | 6100K023 – PR for Supply of MV 13.8 kV Switchgear (SWGR) for Halfmoon 115/13.8 kV Substation (SS). This PR covers 1st lot of mechanical bulk materials required for the SWGR SS, i
6100K023 | Half_Moon : SWITCHGEAR - Half_Moon | SWGR | ROH | DMS 2121 2017-659 | BOLT HEX HEAD H D M20X45 | 6 | 6 | 0 | 6100KDP01 | PO-SEP-8680-[7] | PO | 2025-11-17 | Mechanical |  | - | 2026-04-04 | 2026-03-21 | 0 | ALAM AL NIMA TRADING EST
6100K023 | Half_Moon : SWITCHGEAR - Half_Moon | SWGR | ROH | DMS 2121 2452-293 | SCREW CROSS REC.HEAD M4X16 | 8 | 8 | 0 | 6100K023 | PO-SEP-8680-[35] | PO | 2025-11-17 | Mechanical |  | - | 2026-04-04 | 2026-03-21 | 0 | ALAM AL NIMA TRADING EST
6100K023 | Half_Moon : SWITCHGEAR - Half_Moon | SWGR | ROH | DMS 2121 2464-364 | SCREW SELF TAPPING TORX M6X10 | 16 | 16 | 0 | 6100K023 | PO-SEP-8680-[36] | PO | 2025-11-17 | Mechanical - Accessories |  | - | 2026-04-04 | 2026-03-21 | 0 | ALAM AL NIMA TRADING EST
6100K023 | Half_Moon : SWITCHGEAR - Half_Moon | SWGR | ROH | DMS 2121 2464-364 | SCREW SELF TAPPING TORX M6X10 | 2377 | 2377 | 0 | 6100K023 | PO-SEP-8680-[36] | PO | 2025-11-17 | Mechanical |  | - | 2026-04-04 | 2026-03-21 | 0 | ALAM AL NIMA TRADING EST
6100K023 | Half_Moon : SWITCHGEAR - Half_Moon | SWGR | ROH | DMS 2121 2467-368 | SCREW SELF TAPPING TORX M6 X 16 | 172 | 172 | 0 | 6100K023 | PO-SEP-8378-[19] | PO | 2025-11-17 | Mechanical |  | - | 2026-04-04 | 2026-03-21 | 0 | China Star (Dalian) Industry Co., Ltd. | 6100K023 – PR for Supply of MV 13.8 kV Switchgear (SWGR) for Halfmoon 115/13.8 kV Substation (SS). This PR covers 1st lot of mechanical bulk materials required for the SWGR SS, i
6100K023 | Half_Moon : SWITCHGEAR - Half_Moon | SWGR | ROH | DMS 2121 2519-291 | BOLT SOCKET CAP HEAD M4X12 | 8 | 8 | 0 | 6100K023 | PO-SEP-8378-[131] | PO | 2025-11-17 | Mechanical |  | - | 2026-04-04 | 2026-03-21 | 0 | China Star (Dalian) Industry Co., Ltd. | 6100K023 – PR for Supply of MV 13.8 kV Switchgear (SWGR) for Halfmoon 115/13.8 kV Substation (SS). This PR covers 1st lot of mechanical bulk materials required for the SWGR SS, i
6100K023 | Half_Moon : SWITCHGEAR - Half_Moon | SWGR | ROH | DMS 2121 2519-293 | BOLT SOCKET HEAD M4X16 | 4 | 4 | 0 | 6100K023 | PO-SEP-8378-[132] | PO | 2025-11-17 | Mechanical |  | - | 2026-04-04 | 2026-03-21 | 0 | China Star (Dalian) Industry Co., Ltd. | 6100K023 – PR for Supply of MV 13.8 kV Switchgear (SWGR) for Halfmoon 115/13.8 kV Substation (SS). This PR covers 1st lot of mechanical bulk materials required for the SWGR SS, i
6100K023 | Half_Moon : SWITCHGEAR - Half_Moon | SWGR | ROH | DMS 2121 2519-325 | BOLT SOCKET CAP M5X10 | 12 | 12 | 0 | 6100K023 | PO-SEP-8378-[21] | PO | 2025-11-17 | Mechanical |  | - | 2026-04-04 | 2026-03-21 | 0 | China Star (Dalian) Industry Co., Ltd. | 6100K023 – PR for Supply of MV 13.8 kV Switchgear (SWGR) for Halfmoon 115/13.8 kV Substation (SS). This PR covers 1st lot of mechanical bulk materials required for the SWGR SS, i
6100K023 | Half_Moon : SWITCHGEAR - Half_Moon | SWGR | ROH | DMS 2121 2519-333 | BOLT SOCKET CAP HEAD M5X25 | 1 | 1 | 0 | 6100K023 | PO-SEP-8378-[151] | PO | 2025-11-17 | Mechanical - Accessories |  | - | 2026-04-04 | 2026-03-21 | 0 | China Star (Dalian) Industry Co., Ltd. | 6100K023 – PR for Supply of MV 13.8 kV Switchgear (SWGR) for Halfmoon 115/13.8 kV Substation (SS). This PR covers 1st lot of mechanical bulk materials required for the SWGR SS, i
6100K023 | Half_Moon : SWITCHGEAR - Half_Moon | SWGR | ROH | DMS 2121 2519-371 | BOLT SOCKET CAP M6X20 | 10 | 10 | 0 | 6100K023 | PO-SEP-8378-[121] | PO | 2025-11-17 | Mechanical |  | - | 2026-04-04 | 2026-03-21 | 0 | China Star (Dalian) Industry Co., Ltd. | 6100K023 – PR for Supply of MV 13.8 kV Switchgear (SWGR) for Halfmoon 115/13.8 kV Substation (SS). This PR covers 1st lot of mechanical bulk materials required for the SWGR SS, i
6100K023 | Half_Moon : SWITCHGEAR - Half_Moon | SWGR | ROH | DMS 2121 2519-372 | BOLT SOCKET CAP M6X25 | 2 | 2 | 0 | 6100K023 | PO-SEP-8378-[25] | PO | 2025-11-17 | Mechanical |  | - | 2026-04-04 | 2026-03-21 | 0 | China Star (Dalian) Industry Co., Ltd. | 6100K023 – PR for Supply of MV 13.8 kV Switchgear (SWGR) for Halfmoon 115/13.8 kV Substation (SS). This PR covers 1st lot of mechanical bulk materials required for the SWGR SS, i
6100K023 | Half_Moon : SWITCHGEAR - Half_Moon | SWGR | ROH | DMS 2121 2519-430 | BOLT SOCKET CAP HEAD M6X50 | 6 | 6 | 0 | 6100K023 | PO-SEP-8378-[26] | PO | 2025-11-17 | Mechanical |  | - | 2026-04-04 | 2026-03-21 | 0 | China Star (Dalian) Industry Co., Ltd. | 6100K023 – PR for Supply of MV 13.8 kV Switchgear (SWGR) for Halfmoon 115/13.8 kV Substation (SS). This PR covers 1st lot of mechanical bulk materials required for the SWGR SS, i
6100K023 | Half_Moon : SWITCHGEAR - Half_Moon | SWGR | ROH | DMS 2121 2519-449 | BOLT SOCKET CAP HEAD M8X16 | 164 | 164 | 0 | 6100K023 | PO-SEP-8378-[27] | PO | 2025-11-17 | Mechanical |  | - | 2026-04-04 | 2026-03-21 | 0 | China Star (Dalian) Industry Co., Ltd. | 6100K023 – PR for Supply of MV 13.8 kV Switchgear (SWGR) for Halfmoon 115/13.8 kV Substation (SS). This PR covers 1st lot of mechanical bulk materials required for the SWGR SS, i
6100K023 | Half_Moon : SWITCHGEAR - Half_Moon | SWGR | ROH | DMS 2121 2519-451 | BOLT SOCKET CAP M8X20 | 32 | 32 | 0 | 6100K023 | PO-SEP-8378-[112] | PO | 2025-11-17 | Mechanical - Accessories |  | - | 2026-04-04 | 2026-03-21 | 0 | China Star (Dalian) Industry Co., Ltd. | 6100K023 – PR for Supply of MV 13.8 kV Switchgear (SWGR) for Halfmoon 115/13.8 kV Substation (SS). This PR covers 1st lot of mechanical bulk materials required for the SWGR SS, i
6100K023 | Half_Moon : SWITCHGEAR - Half_Moon | SWGR | ROH | DMS 2121 2519-451 | BOLT SOCKET CAP M8X20 | 3019 | 3019 | 0 | 6100K023 | PO-SEP-8378-[112] | PO | 2025-11-17 | Mechanical |  | - | 2026-04-04 | 2026-03-21 | 0 | China Star (Dalian) Industry Co., Ltd. | 6100K023 – PR for Supply of MV 13.8 kV Switchgear (SWGR) for Halfmoon 115/13.8 kV Substation (SS). This PR covers 1st lot of mechanical bulk materials required for the SWGR SS, i
6100K023 | Half_Moon : SWITCHGEAR - Half_Moon | SWGR | ROH | DMS 2121 2519-453 | BOLT SOCKET CAP HEAD M8X25 | 1700 | 1700 | 0 | 6100K023 | PO-SEP-8378-[113] | PO | 2025-11-17 | Mechanical |  | - | 2026-04-04 | 2026-03-21 | 0 | China Star (Dalian) Industry Co., Ltd. | 6100K023 – PR for Supply of MV 13.8 kV Switchgear (SWGR) for Halfmoon 115/13.8 kV Substation (SS). This PR covers 1st lot of mechanical bulk materials required for the SWGR SS, i
6100K023 | Half_Moon : SWITCHGEAR - Half_Moon | SWGR | ROH | DMS 2121 2519-455 | BOLT SOCKET CAP HEAD M8X30 | 392 | 392 | 0 | 6100K023 | PO-SEP-8378-[114] | PO | 2025-11-17 | Mechanical - Accessories |  | - | 2026-04-04 | 2026-03-21 | 0 | China Star (Dalian) Industry Co., Ltd. | 6100K023 – PR for Supply of MV 13.8 kV Switchgear (SWGR) for Halfmoon 115/13.8 kV Substation (SS). This PR covers 1st lot of mechanical bulk materials required for the SWGR SS, i
6100K023 | Half_Moon : SWITCHGEAR - Half_Moon | SWGR | ROH | DMS 2121 2519-455 | BOLT SOCKET CAP HEAD M8X30 | 658 | 422 | 236 | 6100K023 | PO-SEP-8378-[114] | PO | 2025-11-17 | Mechanical |  | - | 2026-04-04 | 2026-03-21 | 0 | China Star (Dalian) Industry Co., Ltd. | 6100K023 – PR for Supply of MV 13.8 kV Switchgear (SWGR) for Halfmoon 115/13.8 kV Substation (SS). This PR covers 1st lot of mechanical bulk materials required for the SWGR SS, i
6100K023 | Half_Moon : SWITCHGEAR - Half_Moon | SWGR | ROH | DMS 2121 2519-455 | BOLT SOCKET CAP HEAD M8X30 | 236 | 236 | 0 | 6100KDP01 | PO-SEP-8378-[180] | PO | 2025-11-17 | Mechanical |  | - | 2026-04-04 | 2026-03-21 | 0 | China Star (Dalian) Industry Co., Ltd. | 6100K023 – PR for Supply of MV 13.8 kV Switchgear (SWGR) for Halfmoon 115/13.8 kV Substation (SS). This PR covers 1st lot of mechanical bulk materials required for the SWGR SS, i
6100K023 | Half_Moon : SWITCHGEAR - Half_Moon | SWGR | ROH | DMS 2121 2519-457 | BOLT SOCKET CAP M8X35 | 4 | 4 | 0 | 6100K023 | PO-SEP-8378-[115] | PO | 2025-11-17 | Mechanical |  | - | 2026-04-04 | 2026-03-21 | 0 | China Star (Dalian) Industry Co., Ltd. | 6100K023 – PR for Supply of MV 13.8 kV Switchgear (SWGR) for Halfmoon 115/13.8 kV Substation (SS). This PR covers 1st lot of mechanical bulk materials required for the SWGR SS, i
6100K023 | Half_Moon : SWITCHGEAR - Half_Moon | SWGR | ROH | DMS 2121 2519-461 | BOLT SOCKET CAP HEAD M8X50 | 80 | 80 | 0 | 6100K023 | PO-SEP-8680-[21] | PO | 2025-11-17 | Mechanical |  | - | 2026-04-04 | 2026-03-21 | 0 | ALAM AL NIMA TRADING EST
6100K023 | Half_Moon : SWITCHGEAR - Half_Moon | SWGR | ROH | DMS 2121 2519-465 | BOLT SOCKET CAP HEAD M8X70 | 117 | 117 | 0 | 6100K023 | PO-SEP-8378-[117] | PO | 2025-11-17 | Mechanical |  | - | 2026-04-04 | 2026-03-21 | 0 | China Star (Dalian) Industry Co., Ltd. | 6100K023 – PR for Supply of MV 13.8 kV Switchgear (SWGR) for Halfmoon 115/13.8 kV Substation (SS). This PR covers 1st lot of mechanical bulk materials required for the SWGR SS, i
6100K023 | Half_Moon : SWITCHGEAR - Half_Moon | SWGR | ROH | DMS 2121 2519-491 | BOLT SOCKET CAP HEAD M10X20 | 246 | 246 | 0 | 6100K023 | PO-SEP-8378-[220] | PO | 2025-11-17 | Mechanical |  | - | 2026-04-04 | 2026-03-21 | 0 | China Star (Dalian) Industry Co., Ltd. | 6100K023 – PR for Supply of MV 13.8 kV Switchgear (SWGR) for Halfmoon 115/13.8 kV Substation (SS). This PR covers 1st lot of mechanical bulk materials required for the SWGR SS, i
6100K023 | Half_Moon : SWITCHGEAR - Half_Moon | SWGR | ROH | DMS 2121 2519-493 | BOLT SOCKET CAP M10X25 | 60 | 60 | 0 | 6100K023 | PO-SEP-8378-[28] | PO | 2025-11-17 | Mechanical - Accessories |  | - | 2026-04-04 | 2026-03-21 | 0 | China Star (Dalian) Industry Co., Ltd. | 6100K023 – PR for Supply of MV 13.8 kV Switchgear (SWGR) for Halfmoon 115/13.8 kV Substation (SS). This PR covers 1st lot of mechanical bulk materials required for the SWGR SS, i
6100K023 | Half_Moon : SWITCHGEAR - Half_Moon | SWGR | ROH | DMS 2121 2519-493 | BOLT SOCKET CAP M10X25 | 1441 | 1441 | 0 | 6100K023 | PO-SEP-8378-[28] | PO | 2025-11-17 | Mechanical |  | - | 2026-04-04 | 2026-03-21 | 0 | China Star (Dalian) Industry Co., Ltd. | 6100K023 – PR for Supply of MV 13.8 kV Switchgear (SWGR) for Halfmoon 115/13.8 kV Substation (SS). This PR covers 1st lot of mechanical bulk materials required for the SWGR SS, i
6100K023 | Half_Moon : SWITCHGEAR - Half_Moon | SWGR | ROH | DMS 2121 2519-495 | BOLT SOCKET CAP HEAD M10X30 | 272 | 272 | 0 | 6100K023 | PO-SEP-8378-[29] | PO | 2025-11-17 | Mechanical |  | - | 2026-04-04 | 2026-03-21 | 0 | China Star (Dalian) Industry Co., Ltd. | 6100K023 – PR for Supply of MV 13.8 kV Switchgear (SWGR) for Halfmoon 115/13.8 kV Substation (SS). This PR covers 1st lot of mechanical bulk materials required for the SWGR SS, i
6100K023 | Half_Moon : SWITCHGEAR - Half_Moon | SWGR | ROH | DMS 2121 2519-497 | BOLT SOCKET CAP HEAD M10X35 | 665 | 665 | 0 | 6100K023 | PO-SEP-8378-[30] | PO | 2025-11-17 | Mechanical |  | - | 2026-04-04 | 2026-03-21 | 0 | China Star (Dalian) Industry Co., Ltd. | 6100K023 – PR for Supply of MV 13.8 kV Switchgear (SWGR) for Halfmoon 115/13.8 kV Substation (SS). This PR covers 1st lot of mechanical bulk materials required for the SWGR SS, i
6100K023 | Half_Moon : SWITCHGEAR - Half_Moon | SWGR | ROH | DMS 2121 2519-499 | BOLT SOCKET CAP HEAD M10X40 | 27 | 27 | 0 | 6100K023 | PO-SEP-8378-[129] | PO | 2025-11-17 | Mechanical |  | - | 2026-04-04 | 2026-03-21 | 0 | China Star (Dalian) Industry Co., Ltd. | 6100K023 – PR for Supply of MV 13.8 kV Switchgear (SWGR) for Halfmoon 115/13.8 kV Substation (SS). This PR covers 1st lot of mechanical bulk materials required for the SWGR SS, i
6100K023 | Half_Moon : SWITCHGEAR - Half_Moon | SWGR | ROH | DMS 2121 2519-500 | BOLT SOCKET CAP HEAD M10X45 | 558 | 558 | 0 | 6100K023 | PO-SEP-8378-[31] | PO | 2025-11-17 | Mechanical |  | - | 2026-04-04 | 2026-03-21 | 0 | China Star (Dalian) Industry Co., Ltd. | 6100K023 – PR for Supply of MV 13.8 kV Switchgear (SWGR) for Halfmoon 115/13.8 kV Substation (SS). This PR covers 1st lot of mechanical bulk materials required for the SWGR SS, i
6100K023 | Half_Moon : SWITCHGEAR - Half_Moon | SWGR | ROH | DMS 2121 2519-508 | BOLT SOCKET CAP HEAD M10X100 | 144 | 144 | 0 | 6100K023 | PO-SEP-8378-[126] | PO | 2025-11-17 | Mechanical |  | - | 2026-04-04 | 2026-03-21 | 0 | China Star (Dalian) Industry Co., Ltd. | 6100K023 – PR for Supply of MV 13.8 kV Switchgear (SWGR) for Halfmoon 115/13.8 kV Substation (SS). This PR covers 1st lot of mechanical bulk materials required for the SWGR SS, i
6100K023 | Half_Moon : SWITCHGEAR - Half_Moon | SWGR | ROH | DMS 2121 2519-531 | BOLT SOCKET CAP M12X16 (C.H.) | 39 | 18 | 21 | 6100K023 | PO-SEP-8378-[32] | PO | 2025-11-17 | Mechanical |  | - | 2026-04-04 | 2026-03-21 | 0 | China Star (Dalian) Industry Co., Ltd. | 6100K023 – PR for Supply of MV 13.8 kV Switchgear (SWGR) for Halfmoon 115/13.8 kV Substation (SS). This PR covers 1st lot of mechanical bulk materials required for the SWGR SS, i
6100K023 | Half_Moon : SWITCHGEAR - Half_Moon | SWGR | ROH | DMS 2121 2519-531 | BOLT SOCKET CAP M12X16 (C.H.) | 21 | 21 | 0 | 6100KDP01 | PO-SEP-8378-[251] | PO | 2025-11-17 | Mechanical |  | - | 2026-04-04 | 2026-03-21 | 0 | China Star (Dalian) Industry Co., Ltd. | 6100K023 – PR for Supply of MV 13.8 kV Switchgear (SWGR) for Halfmoon 115/13.8 kV Substation (SS). This PR covers 1st lot of mechanical bulk materials required for the SWGR SS, i
6100K023 | Half_Moon : SWITCHGEAR - Half_Moon | SWGR | ROH | DMS 2121 2519-532 | BOLT SOCKET CAP M12X20 | 46 | 46 | 0 | 6100K023 | PO-SEP-8378-[122] | PO | 2025-11-17 | Mechanical |  | - | 2026-04-04 | 2026-03-21 | 0 | China Star (Dalian) Industry Co., Ltd. | 6100K023 – PR for Supply of MV 13.8 kV Switchgear (SWGR) for Halfmoon 115/13.8 kV Substation (SS). This PR covers 1st lot of mechanical bulk materials required for the SWGR SS, i
6100K023 | Half_Moon : SWITCHGEAR - Half_Moon | SWGR | ROH | DMS 2121 2519-534 | BOLT SOCKET CAP HEAD M12X25 | 4 | 4 | 0 | 6100KDP01 | PO-SEP-8378-[248] | PO | 2025-11-17 | Mechanical - Accessories |  | - | 2026-04-04 | 2026-03-21 | 0 | China Star (Dalian) Industry Co., Ltd. | 6100K023 – PR for Supply of MV 13.8 kV Switchgear (SWGR) for Halfmoon 115/13.8 kV Substation (SS). This PR covers 1st lot of mechanical bulk materials required for the SWGR SS, i
6100K023 | Half_Moon : SWITCHGEAR - Half_Moon | SWGR | ROH | DMS 2121 2519-534 | BOLT SOCKET CAP HEAD M12X25 | 9 | 6 | 3 | 6100KDP01 | PO-SEP-8378-[248] | PO | 2025-11-17 | Mechanical |  | - | 2026-04-04 | 2026-03-21 | 0 | China Star (Dalian) Industry Co., Ltd. | 6100K023 – PR for Supply of MV 13.8 kV Switchgear (SWGR) for Halfmoon 115/13.8 kV Substation (SS). This PR covers 1st lot of mechanical bulk materials required for the SWGR SS, i
6100K023 | Half_Moon : SWITCHGEAR - Half_Moon | SWGR | ROH | DMS 2121 2519-534 | BOLT SOCKET CAP HEAD M12X25 | 3 | 3 | 0 | 6100KDP01 | PO-SEP-8378-[313] | PO | 2025-11-17 | Mechanical |  | - | 2026-04-04 | 2026-03-21 | 0 | China Star (Dalian) Industry Co., Ltd. | 6100K023 – PR for Supply of MV 13.8 kV Switchgear (SWGR) for Halfmoon 115/13.8 kV Substation (SS). This PR covers 1st lot of mechanical bulk materials required for the SWGR SS, i
6100K023 | Half_Moon : SWITCHGEAR - Half_Moon | SWGR | ROH | DMS 2121 2519-538 | BOLT SOCKET CAP HEAD M12X35 | 1187 | 1187 | 0 | 6100K023 | PO-SEP-8378-[33] | PO | 2025-11-17 | Mechanical |  | - | 2026-04-04 | 2026-03-21 | 0 | China Star (Dalian) Industry Co., Ltd. | 6100K023 – PR for Supply of MV 13.8 kV Switchgear (SWGR) for Halfmoon 115/13.8 kV Substation (SS). This PR covers 1st lot of mechanical bulk materials required for the SWGR SS, i
6100K023 | Half_Moon : SWITCHGEAR - Half_Moon | SWGR | ROH | DMS 2121 2519-540 | BOLT SOCKET CAP HEAD M12X40 | 13 | 7 | 6 | 6100K023 | PO-SEP-8680-[27] | PO | 2025-11-17 | Mechanical |  | - | 2026-04-04 | 2026-03-21 | 0 | ALAM AL NIMA TRADING EST
6100K023 | Half_Moon : SWITCHGEAR - Half_Moon | SWGR | ROH | DMS 2121 2519-540 | BOLT SOCKET CAP HEAD M12X40 | 6 | 6 | 0 | 6100KDP01 | PO-SEP-6812-[111] | PO | 2025-12-31 | Mechanical |  | - | 2026-04-04 | 2026-03-21 | 0 | China Star (Dalian) Industry Co., Ltd. | 6100KDP01 // PP-12 (Mechanical Parts) for 07 Panels with Accessories
6100K023 | Half_Moon : SWITCHGEAR - Half_Moon | SWGR | ROH | DMS 2121 2519-541 | BOLT SOCKET CAP M12X45 | 444 | 444 | 0 | 6100K023 | PO-SEP-8378-[34] | PO | 2025-11-17 | Mechanical |  | - | 2026-04-04 | 2026-03-21 | 0 | China Star (Dalian) Industry Co., Ltd. | 6100K023 – PR for Supply of MV 13.8 kV Switchgear (SWGR) for Halfmoon 115/13.8 kV Substation (SS). This PR covers 1st lot of mechanical bulk materials required for the SWGR SS, i
6100K023 | Half_Moon : SWITCHGEAR - Half_Moon | SWGR | ROH | DMS 2121 2519-542 | BOLT SOCKET CAP HEAD M12X50 | 30 | 30 | 0 | 6100K023 | PO-SEP-8378-[35] | PO | 2025-11-17 | Mechanical |  | - | 2026-04-04 | 2026-03-21 | 0 | China Star (Dalian) Industry Co., Ltd. | 6100K023 – PR for Supply of MV 13.8 kV Switchgear (SWGR) for Halfmoon 115/13.8 kV Substation (SS). This PR covers 1st lot of mechanical bulk materials required for the SWGR SS, i
6100K023 | Half_Moon : SWITCHGEAR - Half_Moon | SWGR | ROH | DMS 2121 2519-544 | BOLT SOCKET CAP HEAD M12X60 | 66 | 66 | 0 | 6100K023 | PO-SEP-8680-[37] | PO | 2025-11-17 | Mechanical |  | - | 2026-04-04 | 2026-03-21 | 0 | ALAM AL NIMA TRADING EST
6100K023 | Half_Moon : SWITCHGEAR - Half_Moon | SWGR | ROH | DMS 2121 2519-627 | BOLT SOCKET CAP HEAD M16X30 (T21216) | 726 | 726 | 0 | 6100K023 | PO-SEP-8378-[124] | PO | 2025-11-17 | Mechanical |  | - | 2026-04-04 | 2026-03-21 | 0 | China Star (Dalian) Industry Co., Ltd. | 6100K023 – PR for Supply of MV 13.8 kV Switchgear (SWGR) for Halfmoon 115/13.8 kV Substation (SS). This PR covers 1st lot of mechanical bulk materials required for the SWGR SS, i
6100K023 | Half_Moon : SWITCHGEAR - Half_Moon | SWGR | ROH | DMS 2121 2519-628 | BOLT SOCKET CAP HEAD M16X40 | 18 | 15 | 3 | 6100K023 | PO-SEP-8378-[37] | PO | 2025-11-17 | Mechanical |  | - | 2026-04-04 | 2026-03-21 | 0 | China Star (Dalian) Industry Co., Ltd. | 6100K023 – PR for Supply of MV 13.8 kV Switchgear (SWGR) for Halfmoon 115/13.8 kV Substation (SS). This PR covers 1st lot of mechanical bulk materials required for the SWGR SS, i
6100K023 | Half_Moon : SWITCHGEAR - Half_Moon | SWGR | ROH | DMS 2121 2519-628 | BOLT SOCKET CAP HEAD M16X40 | 3 | 3 | 0 | 6100KDP01 | PO-SEP-6812-[109] | PO | 2025-12-31 | Mechanical |  | - | 2026-04-04 | 2026-03-21 | 0 | China Star (Dalian) Industry Co., Ltd. | 6100KDP01 // PP-12 (Mechanical Parts) for 07 Panels with Accessories
6100K023 | Half_Moon : SWITCHGEAR - Half_Moon | SWGR | ROH | DMS 2121 2711-366 | SCREW COUNTERSUNK HEAD M6X12 | 236 | 108 | 128 | 6100K023 | PO-SEP-8680-[38] | PO | 2025-11-17 | Mechanical |  | - | 2026-04-04 | 2026-03-21 | 0 | ALAM AL NIMA TRADING EST
6100K023 | Half_Moon : SWITCHGEAR - Half_Moon | SWGR | ROH | DMS 2121 2711-366 | SCREW COUNTERSUNK HEAD M6X12 | 128 | 128 | 0 | 6100KDP01 | PO-SEP-8680-[10] | PO | 2025-11-17 | Mechanical |  | - | 2026-04-04 | 2026-03-21 | 0 | ALAM AL NIMA TRADING EST
6100K023 | Half_Moon : SWITCHGEAR - Half_Moon | SWGR | ROH | DMS 2121 2852-536 | COUNTERSUNK ALLEN HEAD M12X30 | 120 | 120 | 0 | 6100K023 | PO-SEP-8378-[224] | PO | 2025-11-17 | Mechanical - Accessories |  | - | 2026-04-04 | 2026-03-21 | 0 | China Star (Dalian) Industry Co., Ltd. | 6100K023 – PR for Supply of MV 13.8 kV Switchgear (SWGR) for Halfmoon 115/13.8 kV Substation (SS). This PR covers 1st lot of mechanical bulk materials required for the SWGR SS, i
6100K023 | Half_Moon : SWITCHGEAR - Half_Moon | SWGR | ROH | DMS 2126 2011-117 | NUT, HEX M 8 | 42 | 42 | 0 | 6100K023 | PO-SEP-8680-[41] | PO | 2025-11-17 | Mechanical - Accessories |  | - | 2026-04-04 | 2026-03-21 | 0 | ALAM AL NIMA TRADING EST
6100K023 | Half_Moon : SWITCHGEAR - Half_Moon | SWGR | ROH | DMS 2126 2011-117 | NUT, HEX M 8 | 784 | 784 | 0 | 6100K023 | PO-SEP-8680-[41] | PO | 2025-11-17 | Mechanical |  | - | 2026-04-04 | 2026-03-21 | 0 | ALAM AL NIMA TRADING EST
6100K023 | Half_Moon : SWITCHGEAR - Half_Moon | SWGR | ROH | DMS 2126 2011-120 | NUT, HEX M10 | 598 | 598 | 0 | 6100K023 | PO-SEP-8378-[43] | PO | 2025-11-17 | Mechanical |  | - | 2026-04-04 | 2026-03-21 | 0 | China Star (Dalian) Industry Co., Ltd. | 6100K023 – PR for Supply of MV 13.8 kV Switchgear (SWGR) for Halfmoon 115/13.8 kV Substation (SS). This PR covers 1st lot of mechanical bulk materials required for the SWGR SS, i
6100K023 | Half_Moon : SWITCHGEAR - Half_Moon | SWGR | ROH | DMS 2126 2011-120 | NUT, HEX M10 | 1356 | 1356 | 0 | 6100K023 | PO-SEP-8378-[43] | PO | 2025-11-17 | Mechanical - Accessories |  | - | 2026-04-04 | 2026-03-21 | 0 | China Star (Dalian) Industry Co., Ltd. | 6100K023 – PR for Supply of MV 13.8 kV Switchgear (SWGR) for Halfmoon 115/13.8 kV Substation (SS). This PR covers 1st lot of mechanical bulk materials required for the SWGR SS, i
6100K023 | Half_Moon : SWITCHGEAR - Half_Moon | SWGR | ROH | DMS 2126 2011-122 | NUT, HEX M12 | 347 | 347 | 0 | 6100K023 | PO-SEP-8378-[44] | PO | 2025-11-17 | Mechanical |  | - | 2026-04-04 | 2026-03-21 | 0 | China Star (Dalian) Industry Co., Ltd. | 6100K023 – PR for Supply of MV 13.8 kV Switchgear (SWGR) for Halfmoon 115/13.8 kV Substation (SS). This PR covers 1st lot of mechanical bulk materials required for the SWGR SS, i
6100K023 | Half_Moon : SWITCHGEAR - Half_Moon | SWGR | ROH | DMS 2126 2013-122 | NUT HEX H D GALV M12 | 144 | 144 | 0 | 6100K023 | PO-SEP-8680-[24] | PO | 2025-11-17 | Mechanical |  | - | 2026-04-04 | 2026-03-21 | 0 | ALAM AL NIMA TRADING EST
6100K023 | Half_Moon : SWITCHGEAR - Half_Moon | SWGR | ROH | DMS 2126 2013-124 | NUT HEX H D GALV M16 | 270 | 270 | 0 | 6100K023 | PO-SEP-8645-[5] | PO | 2025-10-30 | Mechanical |  | - | 2026-04-04 | 2026-03-21 | 0 | Saeed Aziz Alsomali Trading Est
6100K023 | Half_Moon : SWITCHGEAR - Half_Moon | SWGR | ROH | DMS 2126 843-1 | RIVET NUT M6 (HEXAGONAL) | 6 | 6 | 0 | 6100K023 | PO-SEP-8378-[328] | PO | 2025-11-17 | Mechanical |  | - | 2026-04-04 | 2026-03-21 | 0 | China Star (Dalian) Industry Co., Ltd. | 6100K023 – PR for Supply of MV 13.8 kV Switchgear (SWGR) for Halfmoon 115/13.8 kV Substation (SS). This PR covers 1st lot of mechanical bulk materials required for the SWGR SS, i
6100K023 | Half_Moon : SWITCHGEAR - Half_Moon | SWGR | ROH | DMS 2151 2062-136 | WASHER FLAT BRIR 4.3X8X0.8 | 255 | 102 | 153 | 6100K023 | PO-SEP-8680-[42] | PO | 2025-11-17 | Mechanical |  | - | 2026-04-04 | 2026-03-21 | 0 | ALAM AL NIMA TRADING EST
6100K023 | Half_Moon : SWITCHGEAR - Half_Moon | SWGR | ROH | DMS 2151 2062-136 | WASHER FLAT BRIR 4.3X8X0.8 | 153 | 153 | 0 | 6100KDP01 | PO-SEP-8680-[20] | PO | 2025-11-17 | Mechanical |  | - | 2026-04-04 | 2026-03-21 | 0 | ALAM AL NIMA TRADING EST
6100K023 | Half_Moon : SWITCHGEAR - Half_Moon | SWGR | ROH | DMS 2151 2062-153 | WASHER FLAT 6.4X12X1.5 | 1217 | 1217 | 0 | 6100K023 | PO-SEP-8378-[46] | PO | 2025-11-17 | Mechanical |  | - | 2026-04-04 | 2026-03-21 | 0 | China Star (Dalian) Industry Co., Ltd. | 6100K023 – PR for Supply of MV 13.8 kV Switchgear (SWGR) for Halfmoon 115/13.8 kV Substation (SS). This PR covers 1st lot of mechanical bulk materials required for the SWGR SS, i
6100K023 | Half_Moon : SWITCHGEAR - Half_Moon | SWGR | ROH | DMS 2151 2062-165 | WASHER FLAT BRIR 8.4X16X1.5 (M8) | 162 | 162 | 0 | 6100K023 | PO-SEP-8378-[47] | PO | 2025-11-17 | Mechanical |  | - | 2026-04-04 | 2026-03-21 | 0 | China Star (Dalian) Industry Co., Ltd. | 6100K023 – PR for Supply of MV 13.8 kV Switchgear (SWGR) for Halfmoon 115/13.8 kV Substation (SS). This PR covers 1st lot of mechanical bulk materials required for the SWGR SS, i
6100K023 | Half_Moon : SWITCHGEAR - Half_Moon | SWGR | ROH | DMS 2151 2062-173 | WASHER FLAT BRIR 10.5X22X2 (M10) | 328 | 328 | 0 | 6100K023 | PO-SEP-8378-[48] | PO | 2025-11-17 | Mechanical |  | - | 2026-04-04 | 2026-03-21 | 0 | China Star (Dalian) Industry Co., Ltd. | 6100K023 – PR for Supply of MV 13.8 kV Switchgear (SWGR) for Halfmoon 115/13.8 kV Substation (SS). This PR covers 1st lot of mechanical bulk materials required for the SWGR SS, i
6100K023 | Half_Moon : SWITCHGEAR - Half_Moon | SWGR | ROH | DMS 2154 2033-10 | WASHER, CONICAL 10.5X23X2.5 | 2736 | 2736 | 0 | 6100K023 | PO-SEP-8378-[49] | PO | 2025-11-17 | Mechanical - Accessories |  | - | 2026-04-04 | 2026-03-21 | 0 | China Star (Dalian) Industry Co., Ltd. | 6100K023 – PR for Supply of MV 13.8 kV Switchgear (SWGR) for Halfmoon 115/13.8 kV Substation (SS). This PR covers 1st lot of mechanical bulk materials required for the SWGR SS, i
6100K023 | Half_Moon : SWITCHGEAR - Half_Moon | SWGR | ROH | DMS 2154 2033-10 | WASHER, CONICAL 10.5X23X2.5 | 4013 | 2494 | 1519 | 6100K023 | PO-SEP-8378-[49] | PO | 2025-11-17 | Mechanical |  | - | 2026-04-04 | 2026-03-21 | 0 | China Star (Dalian) Industry Co., Ltd. | 6100K023 – PR for Supply of MV 13.8 kV Switchgear (SWGR) for Halfmoon 115/13.8 kV Substation (SS). This PR covers 1st lot of mechanical bulk materials required for the SWGR SS, i
6100K023 | Half_Moon : SWITCHGEAR - Half_Moon | SWGR | ROH | DMS 2154 2033-10 | WASHER, CONICAL 10.5X23X2.5 | 1519 | 1519 | 0 | 6100KDP01 | PO-SEP-8378-[250] | PO | 2025-11-17 | Mechanical |  | - | 2026-04-04 | 2026-03-21 | 0 | China Star (Dalian) Industry Co., Ltd. | 6100K023 – PR for Supply of MV 13.8 kV Switchgear (SWGR) for Halfmoon 115/13.8 kV Substation (SS). This PR covers 1st lot of mechanical bulk materials required for the SWGR SS, i
6100K023 | Half_Moon : SWITCHGEAR - Half_Moon | SWGR | ROH | DMS 2154 2033-12 | WASHER, CONICAL 13X29X3 | 2520 | 2520 | 0 | 6100K023 | PO-SEP-8378-[50] | PO | 2025-11-17 | Mechanical |  | - | 2026-04-04 | 2026-03-21 | 0 | China Star (Dalian) Industry Co., Ltd. | 6100K023 – PR for Supply of MV 13.8 kV Switchgear (SWGR) for Halfmoon 115/13.8 kV Substation (SS). This PR covers 1st lot of mechanical bulk materials required for the SWGR SS, i
6100K023 | Half_Moon : SWITCHGEAR - Half_Moon | SWGR | ROH | DMS 2154 2033-16 | WASHER, CONICAL 17X39X4 | 1386 | 1386 | 0 | 6100K023 | PO-SEP-8378-[51] | PO | 2025-11-17 | Mechanical |  | - | 2026-04-04 | 2026-03-21 | 0 | China Star (Dalian) Industry Co., Ltd. | 6100K023 – PR for Supply of MV 13.8 kV Switchgear (SWGR) for Halfmoon 115/13.8 kV Substation (SS). This PR covers 1st lot of mechanical bulk materials required for the SWGR SS, i
6100K023 | Half_Moon : SWITCHGEAR - Half_Moon | SWGR | ROH | DMS 2154 2033-19 | WASHER,SPRING 21X45X5 DIN6796 | 168 | 168 | 0 | 6100K023 | PO-SEP-8378-[52] | PO | 2025-11-17 | Mechanical |  | - | 2026-04-04 | 2026-03-21 | 0 | China Star (Dalian) Industry Co., Ltd. | 6100K023 – PR for Supply of MV 13.8 kV Switchgear (SWGR) for Halfmoon 115/13.8 kV Substation (SS). This PR covers 1st lot of mechanical bulk materials required for the SWGR SS, i
6100K023 | Half_Moon : SWITCHGEAR - Half_Moon | SWGR | ROH | DMS 2154 2033-7 | WASHER, CONICAL 6.4X14X1.5 | 4 | 4 | 0 | 6100K023 | PO-SEP-8378-[53] | PO | 2025-11-17 | Mechanical - Accessories |  | - | 2026-04-04 | 2026-03-21 | 0 | China Star (Dalian) Industry Co., Ltd. | 6100K023 – PR for Supply of MV 13.8 kV Switchgear (SWGR) for Halfmoon 115/13.8 kV Substation (SS). This PR covers 1st lot of mechanical bulk materials required for the SWGR SS, i
6100K023 | Half_Moon : SWITCHGEAR - Half_Moon | SWGR | ROH | DMS 2154 2033-7 | WASHER, CONICAL 6.4X14X1.5 | 566 | 566 | 0 | 6100K023 | PO-SEP-8378-[53] | PO | 2025-11-17 | Mechanical |  | - | 2026-04-04 | 2026-03-21 | 0 | China Star (Dalian) Industry Co., Ltd. | 6100K023 – PR for Supply of MV 13.8 kV Switchgear (SWGR) for Halfmoon 115/13.8 kV Substation (SS). This PR covers 1st lot of mechanical bulk materials required for the SWGR SS, i
6100K023 | Half_Moon : SWITCHGEAR - Half_Moon | SWGR | ROH | DMS 2154 2033-9 | WASHER, CONICAL 8.4X18X2 | 430 | 430 | 0 | 6100K023 | PO-SEP-8378-[54] | PO | 2025-11-17 | Mechanical - Accessories |  | - | 2026-04-04 | 2026-03-21 | 0 | China Star (Dalian) Industry Co., Ltd. | 6100K023 – PR for Supply of MV 13.8 kV Switchgear (SWGR) for Halfmoon 115/13.8 kV Substation (SS). This PR covers 1st lot of mechanical bulk materials required for the SWGR SS, i
6100K023 | Half_Moon : SWITCHGEAR - Half_Moon | SWGR | ROH | DMS 2154 2033-9 | WASHER, CONICAL 8.4X18X2 | 5857 | 5857 | 0 | 6100K023 | PO-SEP-8378-[54] | PO | 2025-11-17 | Mechanical |  | - | 2026-04-04 | 2026-03-21 | 0 | China Star (Dalian) Industry Co., Ltd. | 6100K023 – PR for Supply of MV 13.8 kV Switchgear (SWGR) for Halfmoon 115/13.8 kV Substation (SS). This PR covers 1st lot of mechanical bulk materials required for the SWGR SS, i
6100K023 | Half_Moon : SWITCHGEAR - Half_Moon | SWGR | ROH | DMS 2166 2056-3 | CABLE TIE WRAP KSS-CV140S | 16400 | 16400 | 0 | 6100K023 | PO-SEP-8378-[81] | PO | 2025-11-17 | LVD |  | - | 2026-04-04 | 2026-03-21 | 0 | China Star (Dalian) Industry Co., Ltd. | 6100K023 – PR for Supply of MV 13.8 kV Switchgear (SWGR) for Halfmoon 115/13.8 kV Substation (SS). This PR covers 1st lot of mechanical bulk materials required for the SWGR SS, i
6100K023 | Half_Moon : SWITCHGEAR - Half_Moon | SWGR | ROH | DMS 2166 5011-10 | WIRE CHANNEL SIZE 48X100(1box=40meters) | 74 | 74 | 0 | 6100K023 | PO-SEP-8502-[23] | PO | 2025-12-31 | LVD |  | - | 2026-04-04 | 2026-03-21 | 0 | Sana For Electric And Telephone Co | Tube, White, Inner Diameter 4 mm, 2.5 Wire ¦ ¦ KSS
6100K023 | Half_Moon : SWITCHGEAR - Half_Moon | SWGR | ROH | DMS 2166 5011-11 | WIRE CHANNEL SIZE 150X100(1box=12meter) | 14 | 14 | 0 | 6100K023 | PO-SEP-8502-[24] | PO | 2025-12-31 | LVD |  | - | 2026-04-04 | 2026-03-21 | 0 | Sana For Electric And Telephone Co | Tube, White, Inner Diameter 4 mm, 2.5 Wire ¦ ¦ KSS
6100K023 | Half_Moon : SWITCHGEAR - Half_Moon | SWGR | ROH | DMS 2175 2012-25 | MOUNTNG RAIL OMEGA 35X15 02150 | 90 | 90 | 0 | 6100K023 | PO-SEP-8502-[25] | PO | 2025-12-31 | LVD |  | - | 2026-04-04 | 2026-03-21 | 0 | Sana For Electric And Telephone Co | Tube, White, Inner Diameter 4 mm, 2.5 Wire ¦ ¦ KSS
6100K023 | Half_Moon : SWITCHGEAR - Half_Moon | SWGR | ROH | DMS 2686 7001-1 | SPIRAL TUBE. KS15, 15MM DIA | 88 | 88 | 0 | 6100K023 | PO-SEP-8502-[27] | PO | 2025-12-31 | LVD |  | - | 2026-04-04 | 2026-03-21 | 0 | Sana For Electric And Telephone Co | Tube, White, Inner Diameter 4 mm, 2.5 Wire ¦ ¦ KSS
6100K023 | Half_Moon : SWITCHGEAR - Half_Moon | SWGR | ROH | DMS 924 0010 | Combiflex wire Socket 1.5mm 1MRK002136-B | 8200 | 8200 | 0 | 6100K023 | PO-SEP-8366-[4] | PO | 2025-12-31 | LVD |  | - | 2026-04-04 | 2026-03-21 | 0 | Hitachi Energy Ltd | 6100K023Halfmoon SWGR Project, All Electrical Components (ABB, Hitachi & Bulk) to Supply of MV 13.8 kV SWGR For Halfmoon 115/13.8kv SS
6100K023 | Half_Moon : SWITCHGEAR - Half_Moon | SWGR | ROH | DMS 924 0020 | Combiflex wire Socket 2.5mm 1MRK002136-E | 4920 | 4920 | 0 | 6100K023 | PO-SEP-8366-[5] | PO | 2025-12-31 | LVD |  | - | 2026-04-04 | 2026-03-21 | 0 | Hitachi Energy Ltd | 6100K023Halfmoon SWGR Project, All Electrical Components (ABB, Hitachi & Bulk) to Supply of MV 13.8 kV SWGR For Halfmoon 115/13.8kv SS
6100K023 | Half_Moon : SWITCHGEAR - Half_Moon | SWGR | ROH | E5090512100 | SNAP ACTION SWITCH CO S800 e 41 | 4 | 4 | 0 | 6100K023 | PO-SEP-8362-[2] | PO | 2025-11-30 | Mechanical |  | - | 2026-04-04 | 2026-03-21 | 0 | Shanghai Feili Xuncheng Electrical Technology Co.,Ltd | Snap action/ 6100K023Halfmoon SWGR Project, All Electrical Components (ABB, Hitachi & Bulk) to Supply of MV 13.8 kV SWGR For Halfmoon 115/13.8kv SS
6100K023 | Half_Moon : SWITCHGEAR - Half_Moon | SWGR | ROH | E5090512100 | SNAP ACTION SWITCH CO S800 e 41 | 8 | 4 | 4 | 6100KDP01 | PO-SEP-8362-[3] | PO | 2025-11-30 | B |  | - | 2026-04-04 | 2026-03-21 | 0 | Shanghai Feili Xuncheng Electrical Technology Co.,Ltd | Snap action/ 6100K023Halfmoon SWGR Project, All Electrical Components (ABB, Hitachi & Bulk) to Supply of MV 13.8 kV SWGR For Halfmoon 115/13.8kv SS
6100K023 | Half_Moon : SWITCHGEAR - Half_Moon | SWGR | ROH | E5090512100 | SNAP ACTION SWITCH CO S800 e 41 | 4 | 4 | 0 | 6100K025 | PO-SEP-8757-[1] | PO | 2025-12-15 | B |  | - | 2026-04-04 | 2026-03-21 | 0 | Shanghai Feili Xuncheng Electrical Technology Co.,Ltd | Snap action Switch
6100K023 | Half_Moon : SWITCHGEAR - Half_Moon | SWGR | ROH | GCE0007249P0100 | GREASE ISOPLEX TOPAS,NB52,1kg | 0.462 | 0.462 | 0 | 6100K023 | PO-SEP-8390-[1] | PO | 2025-11-20 | Mechanical |  | - | 2026-04-04 | 2026-03-21 | 0 | Quality Bearing Online Limited | 6100K023 – PR for Supply of MV 13.8 kV Switchgear (SWGR) for Halfmoon 115/13.8 kV Substation (SS). This PR covers 1st lot of mechanical bulk materials required for the SWGR SS, i
6100K023 | Half_Moon : SWITCHGEAR - Half_Moon | SWGR | ROH | GCE0068009P0100 | BUSHING D8/3 PVC | 12 | 12 | 0 | 6100K023 | PO-SEP-8755-[4] | PO | 2025-12-31 | Mechanical |  | - | 2026-04-04 | 2026-03-21 | 0 | MESAN KİLİT A.Ş.
6100K023 | Half_Moon : SWITCHGEAR - Half_Moon | SWGR | ROH | GCE0301012P0100 | CHEESE HEAD B0LT M3X6 | 8 | 8 | 0 | 6100K023 | PO-SEP-8378-[223] | PO | 2025-11-17 | Mechanical |  | - | 2026-04-04 | 2026-03-21 | 0 | China Star (Dalian) Industry Co., Ltd. | 6100K023 – PR for Supply of MV 13.8 kV Switchgear (SWGR) for Halfmoon 115/13.8 kV Substation (SS). This PR covers 1st lot of mechanical bulk materials required for the SWGR SS, i
6100K023 | Half_Moon : SWITCHGEAR - Half_Moon | SWGR | ROH | GCE0303179P0100 | CYLINDER HEAD BOLT M10X80 DIN 91 | 2 | 2 | 0 | 6100K023 | PO-SEP-8680-[25] | PO | 2025-11-17 | Mechanical |  | - | 2026-04-04 | 2026-03-21 | 0 | ALAM AL NIMA TRADING EST
6100K023 | Half_Moon : SWITCHGEAR - Half_Moon | SWGR | ROH | GCE0305850P0100 | POLYAMID BOLT M6X20 | 57 | 57 | 0 | 6100K023 | PO-SEP-8378-[55] | PO | 2025-11-17 | Mechanical |  | - | 2026-04-04 | 2026-03-21 | 0 | China Star (Dalian) Industry Co., Ltd. | 6100K023 – PR for Supply of MV 13.8 kV Switchgear (SWGR) for Halfmoon 115/13.8 kV Substation (SS). This PR covers 1st lot of mechanical bulk materials required for the SWGR SS, i
6100K023 | Half_Moon : SWITCHGEAR - Half_Moon | SWGR | ROH | GCE0305871P0100 | HEX BOLT M8X16 DIN 933-POLY | 296 | 154 | 142 | 6100K023 | PO-SEP-8378-[297] | PO | 2025-11-17 | Mechanical |  | - | 2026-04-04 | 2026-03-21 | 0 | China Star (Dalian) Industry Co., Ltd. | 6100K023 – PR for Supply of MV 13.8 kV Switchgear (SWGR) for Halfmoon 115/13.8 kV Substation (SS). This PR covers 1st lot of mechanical bulk materials required for the SWGR SS, i
6100K023 | Half_Moon : SWITCHGEAR - Half_Moon | SWGR | ROH | GCE0305871P0100 | HEX BOLT M8X16 DIN 933-POLY | 142 | 142 | 0 | 6100KDP01 | PO-SEP-8378-[290] | PO | 2025-11-17 | Mechanical |  | - | 2026-04-04 | 2026-03-21 | 0 | China Star (Dalian) Industry Co., Ltd. | 6100K023 – PR for Supply of MV 13.8 kV Switchgear (SWGR) for Halfmoon 115/13.8 kV Substation (SS). This PR covers 1st lot of mechanical bulk materials required for the SWGR SS, i
6100K023 | Half_Moon : SWITCHGEAR - Half_Moon | SWGR | ROH | GCE0316006P0100 | HEAD SCREW M6X16, DIN 603-4.6 | 276 | 276 | 0 | 6100K023 | PO-SEP-8378-[56] | PO | 2025-11-17 | Mechanical |  | - | 2026-04-04 | 2026-03-21 | 0 | China Star (Dalian) Industry Co., Ltd. | 6100K023 – PR for Supply of MV 13.8 kV Switchgear (SWGR) for Halfmoon 115/13.8 kV Substation (SS). This PR covers 1st lot of mechanical bulk materials required for the SWGR SS, i
6100K023 | Half_Moon : SWITCHGEAR - Half_Moon | SWGR | ROH | GCE0316044P0100 | HEAD SCREW M8X50, DIN 603-4.3 | 76 | 36 | 40 | 6100K023 | PO-SEP-8629-[14] | PO | 2025-10-30 | Mechanical |  | - | 2026-04-04 | 2026-03-21 | 0 | FLY METALTECH TRADING CO.
6100K023 | Half_Moon : SWITCHGEAR - Half_Moon | SWGR | ROH | GCE0316044P0100 | HEAD SCREW M8X50, DIN 603-4.3 | 40 | 40 | 0 | 6100KDP01 | PO-SEP-8629-[7] | PO | 2025-10-30 | Mechanical |  | - | 2026-04-04 | 2026-03-21 | 0 | FLY METALTECH TRADING CO.
6100K023 | Half_Moon : SWITCHGEAR - Half_Moon | SWGR | ROH | GCE0326219P0100 | SCREW,SET M6X10 | 80 | 80 | 0 | 6100K023 | PO-SEP-8629-[15] | PO | 2025-10-30 | Mechanical |  | - | 2026-04-04 | 2026-03-21 | 0 | FLY METALTECH TRADING CO.
6100K023 | Half_Moon : SWITCHGEAR - Half_Moon | SWGR | ROH | GCE0336970P0100 | BOLT,TAPTITE HEX BOLT M5X12 | 8 | 2 | 6 | 6100K023 | PO-SEP-8385-[230] | PO | 2025-09-21 | Mechanical |  | - | 2026-04-04 | 2026-03-21 | 0 | Easy China (Xiamen) Trading Co, Ltd. | To update Promised Delivery Date
6100K023 | Half_Moon : SWITCHGEAR - Half_Moon | SWGR | ROH | GCE0336970P0100 | BOLT,TAPTITE HEX BOLT M5X12 | 6 | 6 | 0 | 6100KDP01 | PO-SEP-8385-[193] | PO | 2025-10-05 | Mechanical |  | - | 2026-04-04 | 2026-03-21 | 0 | Easy China (Xiamen) Trading Co, Ltd. | To update Promised Delivery Date
6100K023 | Half_Moon : SWITCHGEAR - Half_Moon | SWGR | ROH | GCE0336985P0100 | TAPPING SCREW M6X16/6KTHEAD | 7 | 1 | 6 | 6100KDP01 | PO-SEP-8378-[177] | PO | 2025-11-17 | Mechanical |  | - | 2026-04-04 | 2026-03-21 | 0 | China Star (Dalian) Industry Co., Ltd. | 6100K023 – PR for Supply of MV 13.8 kV Switchgear (SWGR) for Halfmoon 115/13.8 kV Substation (SS). This PR covers 1st lot of mechanical bulk materials required for the SWGR SS, i
6100K023 | Half_Moon : SWITCHGEAR - Half_Moon | SWGR | ROH | GCE0336985P0100 | TAPPING SCREW M6X16/6KTHEAD | 6 | 6 | 0 | 6100KDP01 | PO-SEP-6812-[35] | PO | 2025-12-31 | Mechanical |  | - | 2026-04-04 | 2026-03-21 | 0 | China Star (Dalian) Industry Co., Ltd. | 6100KDP01 // PP-12 (Mechanical Parts) for 07 Panels with Accessories
6100K023 | Half_Moon : SWITCHGEAR - Half_Moon | SWGR | ROH | GCE0350009P0100 | NUT M6 DIN 439-04 | 4 | 4 | 0 | 6100K023 | PO-SEP-8385-[304] | PO | 2025-09-21 | Mechanical - Accessories |  | - | 2026-04-04 | 2026-03-21 | 0 | Easy China (Xiamen) Trading Co, Ltd. | To update Promised Delivery Date
6100K023 | Half_Moon : SWITCHGEAR - Half_Moon | SWGR | ROH | GCE0352913P0100 | NUT M10 DIN 555-Polyamide | 12 | 12 | 0 | 6100K023 | PO-SEP-8680-[23] | PO | 2025-11-17 | Mechanical |  | - | 2026-04-04 | 2026-03-21 | 0 | ALAM AL NIMA TRADING EST
6100K023 | Half_Moon : SWITCHGEAR - Half_Moon | SWGR | ROH | GCE0365304P0100 | NUT,HEX.NUT MPG 16 | 2 | 2 | 0 | 6100K023 | PO-SEP-8378-[58] | PO | 2025-11-17 | Mechanical |  | - | 2026-04-04 | 2026-03-21 | 0 | China Star (Dalian) Industry Co., Ltd. | 6100K023 – PR for Supply of MV 13.8 kV Switchgear (SWGR) for Halfmoon 115/13.8 kV Substation (SS). This PR covers 1st lot of mechanical bulk materials required for the SWGR SS, i
6100K023 | Half_Moon : SWITCHGEAR - Half_Moon | SWGR | ROH | GCE0367308P0100 | NUT, HEX - M5, DIN 985-6 ( LOCK NUT ) | 4 | 4 | 0 | 6100K023 | PO-SEP-8378-[296] | PO | 2025-11-17 | Mechanical |  | - | 2026-04-04 | 2026-03-21 | 0 | China Star (Dalian) Industry Co., Ltd. | 6100K023 – PR for Supply of MV 13.8 kV Switchgear (SWGR) for Halfmoon 115/13.8 kV Substation (SS). This PR covers 1st lot of mechanical bulk materials required for the SWGR SS, i
6100K023 | Half_Moon : SWITCHGEAR - Half_Moon | SWGR | ROH | GCE0367309P0100 | HEX. NUT M6, DIN 985-6 ( LOCK NUT ) | 10 | 4 | 6 | 6100KDP01 | PO-SEP-8378-[291] | PO | 2025-11-17 | Mechanical |  | - | 2026-04-04 | 2026-03-21 | 0 | China Star (Dalian) Industry Co., Ltd. | 6100K023 – PR for Supply of MV 13.8 kV Switchgear (SWGR) for Halfmoon 115/13.8 kV Substation (SS). This PR covers 1st lot of mechanical bulk materials required for the SWGR SS, i
6100K023 | Half_Moon : SWITCHGEAR - Half_Moon | SWGR | ROH | GCE0367309P0100 | HEX. NUT M6, DIN 985-6 ( LOCK NUT ) | 6 | 6 | 0 | 6100KDP01 | PO-SEP-6812-[77] | PO | 2025-12-31 | Mechanical |  | - | 2026-04-04 | 2026-03-21 | 0 | China Star (Dalian) Industry Co., Ltd. | 6100KDP01 // PP-12 (Mechanical Parts) for 07 Panels with Accessories
6100K023 | Half_Moon : SWITCHGEAR - Half_Moon | SWGR | ROH | GCE0367402P0100 | HEX. NUT M4, DIN 6925-13 ( LOCK NUT ) | 4 | 4 | 0 | 6100K023 | PO-SEP-8378-[137] | PO | 2025-11-17 | Mechanical |  | - | 2026-04-04 | 2026-03-21 | 0 | China Star (Dalian) Industry Co., Ltd. | 6100K023 – PR for Supply of MV 13.8 kV Switchgear (SWGR) for Halfmoon 115/13.8 kV Substation (SS). This PR covers 1st lot of mechanical bulk materials required for the SWGR SS, i
6100K023 | Half_Moon : SWITCHGEAR - Half_Moon | SWGR | ROH | GCE0369010P0100 | RIVET NUT M6X16 WITH GROOVE | 57 | 57 | 0 | 6100K023 | PO-SEP-8378-[59] | PO | 2025-11-17 | Mechanical |  | - | 2026-04-04 | 2026-03-21 | 0 | China Star (Dalian) Industry Co., Ltd. | 6100K023 – PR for Supply of MV 13.8 kV Switchgear (SWGR) for Halfmoon 115/13.8 kV Substation (SS). This PR covers 1st lot of mechanical bulk materials required for the SWGR SS, i
6100K023 | Half_Moon : SWITCHGEAR - Half_Moon | SWGR | ROH | GCE0369213P0100 | HEX RIVET NUT M8X17, LARGE FLANGE | 1843 | 1843 | 0 | 6100K023 | PO-SEP-8378-[60] | PO | 2025-11-17 | Mechanical |  | - | 2026-04-04 | 2026-03-21 | 0 | China Star (Dalian) Industry Co., Ltd. | 6100K023 – PR for Supply of MV 13.8 kV Switchgear (SWGR) for Halfmoon 115/13.8 kV Substation (SS). This PR covers 1st lot of mechanical bulk materials required for the SWGR SS, i
6100K023 | Half_Moon : SWITCHGEAR - Half_Moon | SWGR | ROH | GCE0369214P0100 | HEX.RIVET NUT M10X24 ( 25541 ) | 522 | 164 | 358 | 6100K023 | PO-SEP-8378-[61] | PO | 2025-11-17 | Mechanical |  | - | 2026-04-04 | 2026-03-21 | 0 | China Star (Dalian) Industry Co., Ltd. | 6100K023 – PR for Supply of MV 13.8 kV Switchgear (SWGR) for Halfmoon 115/13.8 kV Substation (SS). This PR covers 1st lot of mechanical bulk materials required for the SWGR SS, i
6100K023 | Half_Moon : SWITCHGEAR - Half_Moon | SWGR | ROH | GCE0369214P0100 | HEX.RIVET NUT M10X24 ( 25541 ) | 358 | 358 | 0 | 6100KDP01 | PO-SEP-8378-[255] | PO | 2025-11-17 | Mechanical |  | - | 2026-04-04 | 2026-03-21 | 0 | China Star (Dalian) Industry Co., Ltd. | 6100K023 – PR for Supply of MV 13.8 kV Switchgear (SWGR) for Halfmoon 115/13.8 kV Substation (SS). This PR covers 1st lot of mechanical bulk materials required for the SWGR SS, i
6100K023 | Half_Moon : SWITCHGEAR - Half_Moon | SWGR | ROH | GCE0369233P0100 | HEX RIVET NUT M8x18 COUNTER SUNK | 312 | 312 | 0 | 6100K023 | PO-SEP-8378-[62] | PO | 2025-11-17 | Mechanical - Accessories |  | - | 2026-04-04 | 2026-03-21 | 0 | China Star (Dalian) Industry Co., Ltd. | 6100K023 – PR for Supply of MV 13.8 kV Switchgear (SWGR) for Halfmoon 115/13.8 kV Substation (SS). This PR covers 1st lot of mechanical bulk materials required for the SWGR SS, i
6100K023 | Half_Moon : SWITCHGEAR - Half_Moon | SWGR | ROH | GCE0369233P0100 | HEX RIVET NUT M8x18 COUNTER SUNK | 1406 | 1406 | 0 | 6100K023 | PO-SEP-8378-[62] | PO | 2025-11-17 | Mechanical |  | - | 2026-04-04 | 2026-03-21 | 0 | China Star (Dalian) Industry Co., Ltd. | 6100K023 – PR for Supply of MV 13.8 kV Switchgear (SWGR) for Halfmoon 115/13.8 kV Substation (SS). This PR covers 1st lot of mechanical bulk materials required for the SWGR SS, i
6100K023 | Half_Moon : SWITCHGEAR - Half_Moon | SWGR | ROH | GCE0369312P0100 | COUNTERSUNK RIVET NUT M10x22.9 | 30 | 30 | 0 | 6100K023 | PO-SEP-8378-[63] | PO | 2025-11-17 | Mechanical - Accessories |  | - | 2026-04-04 | 2026-03-21 | 0 | China Star (Dalian) Industry Co., Ltd. | 6100K023 – PR for Supply of MV 13.8 kV Switchgear (SWGR) for Halfmoon 115/13.8 kV Substation (SS). This PR covers 1st lot of mechanical bulk materials required for the SWGR SS, i
6100K023 | Half_Moon : SWITCHGEAR - Half_Moon | SWGR | ROH | GCE0369312P0100 | COUNTERSUNK RIVET NUT M10x22.9 | 340 | 340 | 0 | 6100K023 | PO-SEP-8378-[63] | PO | 2025-11-17 | Mechanical |  | - | 2026-04-04 | 2026-03-21 | 0 | China Star (Dalian) Industry Co., Ltd. | 6100K023 – PR for Supply of MV 13.8 kV Switchgear (SWGR) for Halfmoon 115/13.8 kV Substation (SS). This PR covers 1st lot of mechanical bulk materials required for the SWGR SS, i
6100K023 | Half_Moon : SWITCHGEAR - Half_Moon | SWGR | ROH | GCE0401027P0100 | WASHER FLAT 10.5,DIN433-ST | 156 | 156 | 0 | 6100K023 | PO-SEP-8378-[64] | PO | 2025-11-17 | Mechanical |  | - | 2026-04-04 | 2026-03-21 | 0 | China Star (Dalian) Industry Co., Ltd. | 6100K023 – PR for Supply of MV 13.8 kV Switchgear (SWGR) for Halfmoon 115/13.8 kV Substation (SS). This PR covers 1st lot of mechanical bulk materials required for the SWGR SS, i
6100K023 | Half_Moon : SWITCHGEAR - Half_Moon | SWGR | ROH | GCE0402909P0100 | WASHER POLYAMID, A6.4, DIN 125 | 57 | 57 | 0 | 6100K023 | PO-SEP-8629-[4] | PO | 2025-10-30 | Mechanical |  | - | 2026-04-04 | 2026-03-21 | 0 | FLY METALTECH TRADING CO.
6100K023 | Half_Moon : SWITCHGEAR - Half_Moon | SWGR | ROH | GCE0402911P0100 | WASHER POLYAMID, A8.4, DIN 125 | 656 | 262 | 394 | 6100K023 | PO-SEP-8378-[65] | PO | 2025-11-17 | Mechanical |  | - | 2026-04-04 | 2026-03-21 | 0 | China Star (Dalian) Industry Co., Ltd. | 6100K023 – PR for Supply of MV 13.8 kV Switchgear (SWGR) for Halfmoon 115/13.8 kV Substation (SS). This PR covers 1st lot of mechanical bulk materials required for the SWGR SS, i
6100K023 | Half_Moon : SWITCHGEAR - Half_Moon | SWGR | ROH | GCE0402911P0100 | WASHER POLYAMID, A8.4, DIN 125 | 394 | 394 | 0 | 6100KDP01 | PO-SEP-8378-[172] | PO | 2025-11-17 | Mechanical |  | - | 2026-04-04 | 2026-03-21 | 0 | China Star (Dalian) Industry Co., Ltd. | 6100K023 – PR for Supply of MV 13.8 kV Switchgear (SWGR) for Halfmoon 115/13.8 kV Substation (SS). This PR covers 1st lot of mechanical bulk materials required for the SWGR SS, i
6100K023 | Half_Moon : SWITCHGEAR - Half_Moon | SWGR | ROH | GCE0402912P0100 | WASHER POLYAMID, A10.5, DIN 125 | 480 | 480 | 0 | 6100K023 | PO-SEP-8378-[298] | PO | 2025-11-17 | Mechanical |  | - | 2026-04-04 | 2026-03-21 | 0 | China Star (Dalian) Industry Co., Ltd. | 6100K023 – PR for Supply of MV 13.8 kV Switchgear (SWGR) for Halfmoon 115/13.8 kV Substation (SS). This PR covers 1st lot of mechanical bulk materials required for the SWGR SS, i
6100K023 | Half_Moon : SWITCHGEAR - Half_Moon | SWGR | ROH | GCE0410004P0100 | SPRING RING A3, DIN 127-FST | 16 | 16 | 0 | 6100KDP01 | PO-SEP-8385-[149] | PO | 2025-10-05 | Mechanical |  | - | 2026-04-04 | 2026-03-21 | 0 | Easy China (Xiamen) Trading Co, Ltd. | To update Promised Delivery Date
6100K023 | Half_Moon : SWITCHGEAR - Half_Moon | SWGR | ROH | GCE0410006P0100 | SPRING A4, DIN 127-FST | 6 | 6 | 0 | 6100K023 | PO-SEP-8378-[138] | PO | 2025-11-17 | Mechanical |  | - | 2026-04-04 | 2026-03-21 | 0 | China Star (Dalian) Industry Co., Ltd. | 6100K023 – PR for Supply of MV 13.8 kV Switchgear (SWGR) for Halfmoon 115/13.8 kV Substation (SS). This PR covers 1st lot of mechanical bulk materials required for the SWGR SS, i
6100K023 | Half_Moon : SWITCHGEAR - Half_Moon | SWGR | ROH | GCE0410007P0100 | SPRING RING, A5, DIN 127-FST | 4 | 4 | 0 | 6100K023 | PO-SEP-8385-[171] | PO | 2025-09-21 | Mechanical |  | - | 2026-04-04 | 2026-03-21 | 0 | Easy China (Xiamen) Trading Co, Ltd. | To update Promised Delivery Date
6100K023 | Half_Moon : SWITCHGEAR - Half_Moon | SWGR | ROH | GCE0412007P0100 | SPRING RING 10 DIN 7980-FST | 72 | 72 | 0 | 6100K023 | PO-SEP-8378-[66] | PO | 2025-11-17 | Mechanical |  | - | 2026-04-04 | 2026-03-21 | 0 | China Star (Dalian) Industry Co., Ltd. | 6100K023 – PR for Supply of MV 13.8 kV Switchgear (SWGR) for Halfmoon 115/13.8 kV Substation (SS). This PR covers 1st lot of mechanical bulk materials required for the SWGR SS, i
6100K023 | Half_Moon : SWITCHGEAR - Half_Moon | SWGR | ROH | GCE0413160P0100 | RETAINING WASHER VS5 | 40 | 4 | 36 | 6100K023 | PO-SEP-8385-[300] | PO | 2025-09-21 | Mechanical |  | - | 2026-04-04 | 2026-03-21 | 0 | Easy China (Xiamen) Trading Co, Ltd. | To update Promised Delivery Date
6100K023 | Half_Moon : SWITCHGEAR - Half_Moon | SWGR | ROH | GCE0413160P0100 | RETAINING WASHER VS5 | 36 | 36 | 0 | 6100KDP01 | PO-SEP-8385-[298] | PO | 2025-10-05 | Mechanical |  | - | 2026-04-04 | 2026-03-21 | 0 | Easy China (Xiamen) Trading Co, Ltd. | To update Promised Delivery Date
6100K023 | Half_Moon : SWITCHGEAR - Half_Moon | SWGR | ROH | GCE0413167P0100 | WASHER VS12 - FST | 4 | 4 | 0 | 6100K023 | PO-SEP-8680-[30] | PO | 2025-09-21 | Mechanical - Accessories |  | - | 2026-04-04 | 2026-03-21 | 0 | ALAM AL NIMA TRADING EST
6100K023 | Half_Moon : SWITCHGEAR - Half_Moon | SWGR | ROH | GCE0413307P0100 | CONTACT WASHER 12 | 8 | 8 | 0 | 6100K023 | PO-SEP-8378-[139] | PO | 2025-11-17 | Mechanical |  | - | 2026-04-04 | 2026-03-21 | 0 | China Star (Dalian) Industry Co., Ltd. | 6100K023 – PR for Supply of MV 13.8 kV Switchgear (SWGR) for Halfmoon 115/13.8 kV Substation (SS). This PR covers 1st lot of mechanical bulk materials required for the SWGR SS, i
6100K023 | Half_Moon : SWITCHGEAR - Half_Moon | SWGR | ROH | GCE0417501P0100 | SPLIT PIN FOR FRICK B. CHUCK | 2 | 2 | 0 | 6100K023 | PO-SEP-8385-[172] | PO | 2025-09-21 | Mechanical |  | - | 2026-04-04 | 2026-03-21 | 0 | Easy China (Xiamen) Trading Co, Ltd. | To update Promised Delivery Date
6100K023 | Half_Moon : SWITCHGEAR - Half_Moon | SWGR | ROH | GCE0418011P0100 | REVTAINING RING BORE-8 | 4 | 4 | 0 | 6100K023 | PO-SEP-8385-[173] | PO | 2025-09-21 | Mechanical |  | - | 2026-04-04 | 2026-03-21 | 0 | Easy China (Xiamen) Trading Co, Ltd. | To update Promised Delivery Date
6100K023 | Half_Moon : SWITCHGEAR - Half_Moon | SWGR | ROH | GCE0418202P0100 | WASHER,RETAINING 5/WN 418-FST | 115 | 115 | 0 | 6100K023 | PO-SEP-8629-[16] | PO | 2025-10-30 | Mechanical |  | - | 2026-04-04 | 2026-03-21 | 0 | FLY METALTECH TRADING CO.
6100K023 | Half_Moon : SWITCHGEAR - Half_Moon | SWGR | ROH | GCE0418203P0100 | WASHER,RETAINING 6, WN418-FST | 152 | 56 | 96 | 6100K023 | PO-SEP-8378-[295] | PO | 2025-11-17 | Mechanical |  | - | 2026-04-04 | 2026-03-21 | 0 | China Star (Dalian) Industry Co., Ltd. | 6100K023 – PR for Supply of MV 13.8 kV Switchgear (SWGR) for Halfmoon 115/13.8 kV Substation (SS). This PR covers 1st lot of mechanical bulk materials required for the SWGR SS, i
6100K023 | Half_Moon : SWITCHGEAR - Half_Moon | SWGR | ROH | GCE0418203P0100 | WASHER,RETAINING 6, WN418-FST | 96 | 96 | 0 | 6100KDP01 | PO-SEP-8378-[292] | PO | 2025-11-17 | Mechanical |  | - | 2026-04-04 | 2026-03-21 | 0 | China Star (Dalian) Industry Co., Ltd. | 6100K023 – PR for Supply of MV 13.8 kV Switchgear (SWGR) for Halfmoon 115/13.8 kV Substation (SS). This PR covers 1st lot of mechanical bulk materials required for the SWGR SS, i
6100K023 | Half_Moon : SWITCHGEAR - Half_Moon | SWGR | ROH | GCE0418204P0100 | WASHER RETAINING 8/WN 418-FST | 45 | 18 | 27 | 6100K023 | PO-SEP-8680-[43] | PO | 2025-11-17 | Mechanical |  | - | 2026-04-04 | 2026-03-21 | 0 | ALAM AL NIMA TRADING EST
6100K023 | Half_Moon : SWITCHGEAR - Half_Moon | SWGR | ROH | GCE0418204P0100 | WASHER RETAINING 8/WN 418-FST | 27 | 27 | 0 | 6100KDP01 | PO-SEP-8680-[14] | PO | 2025-11-17 | Mechanical |  | - | 2026-04-04 | 2026-03-21 | 0 | ALAM AL NIMA TRADING EST
6100K023 | Half_Moon : SWITCHGEAR - Half_Moon | SWGR | ROH | GCE0418205P0100 | WASHER RETAINING 10, WN418-FST | 156 | 156 | 0 | 6100K023 | PO-SEP-8378-[69] | PO | 2025-11-17 | Mechanical |  | - | 2026-04-04 | 2026-03-21 | 0 | China Star (Dalian) Industry Co., Ltd. | 6100K023 – PR for Supply of MV 13.8 kV Switchgear (SWGR) for Halfmoon 115/13.8 kV Substation (SS). This PR covers 1st lot of mechanical bulk materials required for the SWGR SS, i
6100K023 | Half_Moon : SWITCHGEAR - Half_Moon | SWGR | ROH | GCE0422013P0100 | WASHER,RETAINING 16X1 | 8 | 4 | 4 | 6100K023 | PO-SEP-8378-[155] | PO | 2025-11-17 | Mechanical - Accessories |  | - | 2026-04-04 | 2026-03-21 | 0 | China Star (Dalian) Industry Co., Ltd. | 6100K023 – PR for Supply of MV 13.8 kV Switchgear (SWGR) for Halfmoon 115/13.8 kV Substation (SS). This PR covers 1st lot of mechanical bulk materials required for the SWGR SS, i
6100K023 | Half_Moon : SWITCHGEAR - Half_Moon | SWGR | ROH | GCE0422013P0100 | WASHER,RETAINING 16X1 | 4 | 4 | 0 | 6100KDP01 | PO-SEP-6812-[5] | PO | 2025-12-31 | Mechanical - Accessories |  | - | 2026-04-04 | 2026-03-21 | 0 | China Star (Dalian) Industry Co., Ltd. | 6100KDP01 // PP-12 (Mechanical Parts) for 07 Panels with Accessories
6100K023 | Half_Moon : SWITCHGEAR - Half_Moon | SWGR | ROH | GCE0438423P0100 | SPRING PIN 3X16 | 8 | 8 | 0 | 6100K023 | PO-SEP-8629-[17] | PO | 2025-10-30 | Mechanical |  | - | 2026-04-04 | 2026-03-21 | 0 | FLY METALTECH TRADING CO.
6100K023 | Half_Moon : SWITCHGEAR - Half_Moon | SWGR | ROH | GCE0438425P0100 | SPRING PIN SLOTTED 3X20 (EQUIV.=28272) | 18 | 18 | 0 | 6100KDP01 | PO-SEP-8385-[199] | PO | 2025-10-05 | Mechanical |  | - | 2026-04-04 | 2026-03-21 | 0 | Easy China (Xiamen) Trading Co, Ltd. | To update Promised Delivery Date
6100K023 | Half_Moon : SWITCHGEAR - Half_Moon | SWGR | ROH | GCE0457035P0100 | BLIND RIVET 5X10 AL | 328 | 328 | 0 | 6100K023 | PO-SEP-8378-[332] | PO | 2025-11-17 | Mechanical |  | - | 2026-04-04 | 2026-03-21 | 0 | China Star (Dalian) Industry Co., Ltd. | 6100K023 – PR for Supply of MV 13.8 kV Switchgear (SWGR) for Halfmoon 115/13.8 kV Substation (SS). This PR covers 1st lot of mechanical bulk materials required for the SWGR SS, i
6100K023 | Half_Moon : SWITCHGEAR - Half_Moon | SWGR | ROH | GCE0457038P0100 | BLIND RIVET 5X16, CIECO, WN457-ALU | 160 | 160 | 0 | 6100K023 | PO-SEP-8378-[333] | PO | 2025-11-17 | Mechanical |  | - | 2026-04-04 | 2026-03-21 | 0 | China Star (Dalian) Industry Co., Ltd. | 6100K023 – PR for Supply of MV 13.8 kV Switchgear (SWGR) for Halfmoon 115/13.8 kV Substation (SS). This PR covers 1st lot of mechanical bulk materials required for the SWGR SS, i
6100K023 | Half_Moon : SWITCHGEAR - Half_Moon | SWGR | ROH | GCE0457040P0100 | BLIND RIVET 6.4X12 STEEL | 201 | 201 | 0 | 6100K023 | PO-SEP-8378-[336] | PO | 2025-11-17 | Mechanical |  | - | 2026-04-04 | 2026-03-21 | 0 | China Star (Dalian) Industry Co., Ltd. | 6100K023 – PR for Supply of MV 13.8 kV Switchgear (SWGR) for Halfmoon 115/13.8 kV Substation (SS). This PR covers 1st lot of mechanical bulk materials required for the SWGR SS, i
6100K023 | Half_Moon : SWITCHGEAR - Half_Moon | SWGR | ROH | GCE0518520P0101 | ATTENTION SIGN (SEGNALE DI PERICOLO) | 2 | 0 | 2 | PR Required | - | PR |  | Mechanical - Accessories |  | - | 2026-04-04 | 2026-03-21 | 0
6100K023 | Half_Moon : SWITCHGEAR - Half_Moon | SWGR | ROH | GCE0909121P0100 | STRAIN RELIEF TYPE ZE2/10 | 6 | 6 | 0 | 6100KDP01 | PO-SEP-8385-[150] | PO | 2025-10-05 | Mechanical |  | - | 2026-04-04 | 2026-03-21 | 0 | Easy China (Xiamen) Trading Co, Ltd. | To update Promised Delivery Date
6100K023 | Half_Moon : SWITCHGEAR - Half_Moon | SWGR | ROH | GCE0909123P0100 | PLUG-IN CONNECTION - 645060000 | 4 | 0 | 4 | PR Required | - | PR |  | Mechanical |  | - | 2026-04-04 | 2026-03-21 | 0
6100K023 | Half_Moon : SWITCHGEAR - Half_Moon | SWGR | ROH | GCE0909124P0100 | BUSH STV2/10 ORDER.NO. 0645160000 | 6 | 0 | 6 | PR Required | - | PR |  | Mechanical |  | - | 2026-04-04 | 2026-03-21 | 0
6100K023 | Half_Moon : SWITCHGEAR - Half_Moon | SWGR | ROH | GCE0913120P0100 | VARISTOR COMBINATION 4X610 SB | 1 | 0 | 1 | PR Required | - | PR |  | Mechanical |  | - | 2026-04-04 | 2026-03-21 | 0
6100K023 | Half_Moon : SWITCHGEAR - Half_Moon | SWGR | ROH | GCE0931008P0100 | POST TYPE INSULATOR 12kV SIZE B 2040384 | 18 | 18 | 0 | free_stock | PR-SEP-0023653-[36] | PR |  | Mechanical |  | - | 2026-04-04 | 2026-03-21 | 0
6100K023 | Half_Moon : SWITCHGEAR - Half_Moon | SWGR | ROH | GCE0931306P0100 | BUSHING KD20-30/115(2033335)GJ (LOWER) | 3 | 3 | 0 | 6100K023 | PO-SEP-8389-[3] | PO | 2025-11-30 | Mechanical - Accessories |  | - | 2026-04-04 | 2026-03-21 | 0 | Georg Jordan GmbH | 6100K023 – PR for Supply of MV 13.8 kV Switchgear (SWGR) for Halfmoon 115/13.8 kV Substation (SS). This PR covers 1st lot of mechanical bulk materials required for the SWGR SS, i
6100K023 | Half_Moon : SWITCHGEAR - Half_Moon | SWGR | ROH | GCE0931316P0100 | BUSBAR INSERT 2XD100 | 48 | 48 | 0 | 6100K023 | PO-SEP-8385-[101] | PO | 2025-09-21 | Mechanical - Accessories |  | - | 2026-04-04 | 2026-03-21 | 0 | Easy China (Xiamen) Trading Co, Ltd. | To update Promised Delivery Date
6100K023 | Half_Moon : SWITCHGEAR - Half_Moon | SWGR | ROH | GCE0990014P0100 | THREADED PLATE M10 | 8 | 8 | 0 | 6100KDP01 | PO-SEP-8646-[5] | PO | 2025-10-20 | Mechanical - Accessories |  | - | 2026-04-04 | 2026-03-21 | 0 | AL NAKHEEL GREEN STEEL WORKS
6100K023 | Half_Moon : SWITCHGEAR - Half_Moon | SWGR | ROH | GCE0990162P0101 | PANEL HEATER 240V,50W-Boxin-3Met.Cable | 41 | 41 | 0 | 6100K023 | PO-SEP-8409-[3] | PO | 2025-11-30 | Mechanical |  | - | 2026-04-04 | 2026-03-21 | 0 | Changsha Electric Controlling Auxiliaries Factory
6100K023 | Half_Moon : SWITCHGEAR - Half_Moon | SWGR | ROH | GCE0990162P0101 | PANEL HEATER 240V,50W-Boxin-3Met.Cable | 82 | 41 | 41 | 6100K023 | PO-SEP-8409-[1] | PO | 2025-11-30 | LVC |  | - | 2026-04-04 | 2026-03-21 | 0 | Changsha Electric Controlling Auxiliaries Factory
6100K023 | Half_Moon : SWITCHGEAR - Half_Moon | SWGR | ROH | GCE0990162P0101 | PANEL HEATER 240V,50W-Boxin-3Met.Cable | 41 | 18 | 23 | 6100K023 | PO-SEP-8409-[3] | PO | 2025-11-30 | LVC |  | - | 2026-04-04 | 2026-03-21 | 0 | Changsha Electric Controlling Auxiliaries Factory
6100K023 | Half_Moon : SWITCHGEAR - Half_Moon | SWGR | ROH | GCE0990162P0101 | PANEL HEATER 240V,50W-Boxin-3Met.Cable | 23 | 23 | 0 | 6100KDP01 | PO-SEP-8409-[4] | PO | 2025-11-30 | LVC |  | - | 2026-04-04 | 2026-03-21 | 0 | Changsha Electric Controlling Auxiliaries Factory
6100K023 | Half_Moon : SWITCHGEAR - Half_Moon | SWGR | ROH | GCE0990162P0102 | PANEL HEATER 240V,100W-Boxin-5MetCable | 41 | 41 | 0 | 6100K023 | PO-SEP-8409-[2] | PO | 2025-11-30 | Mechanical |  | - | 2026-04-04 | 2026-03-21 | 0 | Changsha Electric Controlling Auxiliaries Factory
6100K023 | Half_Moon : SWITCHGEAR - Half_Moon | SWGR | ROH | GCE0990403P0100 | VENTILATOR QK08A-2EM.50.CH WITH CAPACITO | 3 | 3 | 0 | 6100K023 | PO-SEP-8361-[1] | PO | 2025-12-31 | B |  | - | 2026-04-04 | 2026-03-21 | 0 | ZIEHL ABEGG Middle East FZE | Fans / 6100K023Halfmoon SWGR Project, All Electrical Components (ABB, Hitachi & Bulk) to Supply of MV 13.8 kV SWGR For Halfmoon 115/13.8kv SS
6100K023 | Half_Moon : SWITCHGEAR - Half_Moon | SWGR | ROH | GCE0990404P0100 | RADIAL FLOW FAN QK08A-2EM.35.CF | 4 | 4 | 0 | 6100K023 | PO-SEP-8361-[2] | PO | 2025-12-31 | B |  | - | 2026-04-04 | 2026-03-21 | 0 | ZIEHL ABEGG Middle East FZE | Fans / 6100K023Halfmoon SWGR Project, All Electrical Components (ABB, Hitachi & Bulk) to Supply of MV 13.8 kV SWGR For Halfmoon 115/13.8kv SS
6100K023 | Half_Moon : SWITCHGEAR - Half_Moon | SWGR | ROH | GCE0990431P0100 | HANDLE | 99 | 99 | 0 | 6100K023 | PO-SEP-8385-[6] | PO | 2025-10-30 | Mechanical |  | - | 2026-04-04 | 2026-03-21 | 0 | Easy China (Xiamen) Trading Co, Ltd. | To update Promised Delivery Date
6100K023 | Half_Moon : SWITCHGEAR - Half_Moon | SWGR | ROH | GCE0996027P0100 | PROTECTION CAP M10NR.610 | 216 | 120 | 96 | 6100K023 | PO-SEP-8629-[3] | PO | 2025-10-30 | Mechanical |  | - | 2026-04-04 | 2026-03-21 | 0 | FLY METALTECH TRADING CO.
6100K023 | Half_Moon : SWITCHGEAR - Half_Moon | SWGR | ROH | GCE0996027P0100 | PROTECTION CAP M10NR.610 | 96 | 96 | 0 | 6100KDP01 | PO-SEP-8629-[2] | PO | 2025-10-30 | Mechanical |  | - | 2026-04-04 | 2026-03-21 | 0 | FLY METALTECH TRADING CO.
6100K023 | Half_Moon : SWITCHGEAR - Half_Moon | SWGR | ROH | GCE0998134P0100 | SEALING RUBBER | 552.43 | 550 | 2.43 | 6100K023 | PO-SEP-8394-[1] | PO | 2025-11-30 | Mechanical |  | - | 2026-04-04 | 2026-03-21 | 0 | Suzhou Dirak Co. Ltd | 6100K023 – PR for Supply of MV 13.8 kV Switchgear (SWGR) for Halfmoon 115/13.8 kV Substation (SS). This PR covers 1st lot of mechanical bulk materials required for the SWGR SS, i
6100K023 | Half_Moon : SWITCHGEAR - Half_Moon | SWGR | ROH | GCE0998134P0100 | SEALING RUBBER | 2.43 | 2.43 | 0 | 6100KDP01 | PO-SEP-8394-[2] | PO | 2025-11-30 | Mechanical |  | - | 2026-04-04 | 2026-03-21 | 0 | Suzhou Dirak Co. Ltd | 6100K023 – PR for Supply of MV 13.8 kV Switchgear (SWGR) for Halfmoon 115/13.8 kV Substation (SS). This PR covers 1st lot of mechanical bulk materials required for the SWGR SS, i
6100K023 | Half_Moon : SWITCHGEAR - Half_Moon | SWGR | ROH | GCE0998162P0100 | REDUCING RING PVC | 703 | 150 | 553 | 6100K023 | PO-SEP-8385-[10] | PO | 2025-09-21 | Mechanical |  | - | 2026-04-04 | 2026-03-21 | 0 | Easy China (Xiamen) Trading Co, Ltd. | To update Promised Delivery Date
6100K023 | Half_Moon : SWITCHGEAR - Half_Moon | SWGR | ROH | GCE0998162P0100 | REDUCING RING PVC | 553 | 553 | 0 | 6100KDP01 | PO-SEP-8385-[131] | PO | 2025-10-05 | Mechanical |  | - | 2026-04-04 | 2026-03-21 | 0 | Easy China (Xiamen) Trading Co, Ltd. | To update Promised Delivery Date
6100K023 | Half_Moon : SWITCHGEAR - Half_Moon | SWGR | ROH | GCE0998168P0100 | PLASTIC BUSHING EK/G36 | 3 | 3 | 0 | 6100KDP01 | PO-SEP-8385-[164] | PO | 2025-10-05 | Mechanical |  | - | 2026-04-04 | 2026-03-21 | 0 | Easy China (Xiamen) Trading Co, Ltd. | To update Promised Delivery Date
6100K023 | Half_Moon : SWITCHGEAR - Half_Moon | SWGR | ROH | GCE4117104P0117 | TUBE G16X9 | 52 | 52 | 0 | 6100K023 | PO-SEP-8385-[13] | PO | 2025-09-21 | Mechanical |  | - | 2026-04-04 | 2026-03-21 | 0 | Easy China (Xiamen) Trading Co, Ltd. | To update Promised Delivery Date
6100K023 | Half_Moon : SWITCHGEAR - Half_Moon | SWGR | ROH | GCE4366010P0100 | NUT(DADO D'ANCORAGGIO) M10 WN366-ST37-2 | 264 | 264 | 0 | 6100K023 | PO-SEP-8385-[232] | PO | 2025-09-21 | Mechanical |  | - | 2026-04-04 | 2026-03-21 | 0 | Easy China (Xiamen) Trading Co, Ltd. | To update Promised Delivery Date
6100K023 | Half_Moon : SWITCHGEAR - Half_Moon | SWGR | ROH | GCE4395060P0100 | WASHER,PLAIN , LARGE 6.1/18X1 | 24 | 24 | 0 | 6100K023 | PO-SEP-8378-[140] | PO | 2025-11-17 | Mechanical |  | - | 2026-04-04 | 2026-03-21 | 0 | China Star (Dalian) Industry Co., Ltd. | 6100K023 – PR for Supply of MV 13.8 kV Switchgear (SWGR) for Halfmoon 115/13.8 kV Substation (SS). This PR covers 1st lot of mechanical bulk materials required for the SWGR SS, i
6100K023 | Half_Moon : SWITCHGEAR - Half_Moon | SWGR | ROH | GCE4395592P0100 | WASHER FLAT 8 X 11 X 0.5 MM | 234 | 84 | 150 | 6100K023 | PO-SEP-8378-[70] | PO | 2025-11-17 | Mechanical |  | - | 2026-04-04 | 2026-03-21 | 0 | China Star (Dalian) Industry Co., Ltd. | 6100K023 – PR for Supply of MV 13.8 kV Switchgear (SWGR) for Halfmoon 115/13.8 kV Substation (SS). This PR covers 1st lot of mechanical bulk materials required for the SWGR SS, i
6100K023 | Half_Moon : SWITCHGEAR - Half_Moon | SWGR | ROH | GCE4395592P0100 | WASHER FLAT 8 X 11 X 0.5 MM | 150 | 150 | 0 | 6100KDP01 | PO-SEP-8378-[258] | PO | 2025-11-17 | Mechanical |  | - | 2026-04-04 | 2026-03-21 | 0 | China Star (Dalian) Industry Co., Ltd. | 6100K023 – PR for Supply of MV 13.8 kV Switchgear (SWGR) for Halfmoon 115/13.8 kV Substation (SS). This PR covers 1st lot of mechanical bulk materials required for the SWGR SS, i
6100K023 | Half_Moon : SWITCHGEAR - Half_Moon | SWGR | ROH | GCE4395856P0100 | PLAIN WASHER, LARGE 6.2x12x0.2 | 18 | 18 | 0 | 6100K023 | PO-SEP-8378-[71] | PO | 2025-11-17 | Mechanical |  | - | 2026-04-04 | 2026-03-21 | 0 | China Star (Dalian) Industry Co., Ltd. | 6100K023 – PR for Supply of MV 13.8 kV Switchgear (SWGR) for Halfmoon 115/13.8 kV Substation (SS). This PR covers 1st lot of mechanical bulk materials required for the SWGR SS, i
6100K023 | Half_Moon : SWITCHGEAR - Half_Moon | SWGR | ROH | GCE4396016P0100 | PLAIN WASSHER 9/33X2.5 | 8 | 8 | 0 | 6100KDP01 | PO-SEP-8378-[324] | PO | 2025-11-17 | Mechanical - Accessories |  | - | 2026-04-04 | 2026-03-21 | 0 | China Star (Dalian) Industry Co., Ltd. | 6100K023 – PR for Supply of MV 13.8 kV Switchgear (SWGR) for Halfmoon 115/13.8 kV Substation (SS). This PR covers 1st lot of mechanical bulk materials required for the SWGR SS, i
6100K023 | Half_Moon : SWITCHGEAR - Half_Moon | SWGR | ROH | GCE4396073P0100 | WASHER LARG PLN (12.1/23.5X2.5 | 8 | 8 | 0 | 6100KDP01 | PO-SEP-6812-[21] | PO | 2025-12-31 | Mechanical |  | - | 2026-04-04 | 2026-03-21 | 0 | China Star (Dalian) Industry Co., Ltd. | 6100KDP01 // PP-12 (Mechanical Parts) for 07 Panels with Accessories
6100K023 | Half_Moon : SWITCHGEAR - Half_Moon | SWGR | ROH | GCE4520999P0100 | INDICATION LABELS ( HOCK SYSMBLE ) | 1 | 1 | 0 | 6100K023 | PO-SEP-8379-[42] | PO | 2025-10-30 | Mechanical |  | - | 2026-04-04 | 2026-03-21 | 0 | Azm and Tumooh Trading Establishment | 6100K023 – PR for Supply of MV 13.8 kV Switchgear (SWGR) for Halfmoon 115/13.8 kV Substation (SS). This PR covers 1st lot of mechanical bulk materials required for the SWGR SS, i
6100K023 | Half_Moon : SWITCHGEAR - Half_Moon | SWGR | ROH | GCE4530250P0100 | DESIGNATION LABEL L1 (RED) | 41 | 41 | 0 | 6100K023 | PO-SEP-8379-[4] | PO | 2025-10-30 | Mechanical |  | - | 2026-04-04 | 2026-03-21 | 0 | Azm and Tumooh Trading Establishment | 6100K023 – PR for Supply of MV 13.8 kV Switchgear (SWGR) for Halfmoon 115/13.8 kV Substation (SS). This PR covers 1st lot of mechanical bulk materials required for the SWGR SS, i
6100K023 | Half_Moon : SWITCHGEAR - Half_Moon | SWGR | ROH | GCE4530251P0100 | DESIGNATION LABEL L2 (YELLOW) | 41 | 41 | 0 | 6100K023 | PO-SEP-8379-[5] | PO | 2025-10-30 | Mechanical |  | - | 2026-04-04 | 2026-03-21 | 0 | Azm and Tumooh Trading Establishment | 6100K023 – PR for Supply of MV 13.8 kV Switchgear (SWGR) for Halfmoon 115/13.8 kV Substation (SS). This PR covers 1st lot of mechanical bulk materials required for the SWGR SS, i
6100K023 | Half_Moon : SWITCHGEAR - Half_Moon | SWGR | ROH | GCE4530252P0100 | DESIGNATION LABEL L3 (BLUE) | 41 | 41 | 0 | 6100K023 | PO-SEP-8379-[6] | PO | 2025-10-30 | Mechanical |  | - | 2026-04-04 | 2026-03-21 | 0 | Azm and Tumooh Trading Establishment | 6100K023 – PR for Supply of MV 13.8 kV Switchgear (SWGR) for Halfmoon 115/13.8 kV Substation (SS). This PR covers 1st lot of mechanical bulk materials required for the SWGR SS, i
6100K023 | Half_Moon : SWITCHGEAR - Half_Moon | SWGR | ROH | GCE4539019P0100 | INFORMATION PLATE | 40 | 40 | 0 | 6100K023 | PO-SEP-8379-[7] | PO | 2025-10-30 | Mechanical |  | - | 2026-04-04 | 2026-03-21 | 0 | Azm and Tumooh Trading Establishment | 6100K023 – PR for Supply of MV 13.8 kV Switchgear (SWGR) for Halfmoon 115/13.8 kV Substation (SS). This PR covers 1st lot of mechanical bulk materials required for the SWGR SS, i
6100K023 | Half_Moon : SWITCHGEAR - Half_Moon | SWGR | ROH | GCE4539452P0100 | INDICATION LABEL Mech.Operation STICKER | 39 | 39 | 0 | 6100K023 | PO-SEP-8379-[8] | PO | 2025-10-30 | Mechanical |  | - | 2026-04-04 | 2026-03-21 | 0 | Azm and Tumooh Trading Establishment | 6100K023 – PR for Supply of MV 13.8 kV Switchgear (SWGR) for Halfmoon 115/13.8 kV Substation (SS). This PR covers 1st lot of mechanical bulk materials required for the SWGR SS, i
6100K023 | Half_Moon : SWITCHGEAR - Half_Moon | SWGR | ROH | GCE7000495R0101 | SHAFT COMPL. | 26 | 26 | 0 | 6100K023 | PO-SEP-8385-[15] | PO | 2025-09-21 | Mechanical |  | - | 2026-04-04 | 2026-03-21 | 0 | Easy China (Xiamen) Trading Co, Ltd. | To update Promised Delivery Date
6100K023 | Half_Moon : SWITCHGEAR - Half_Moon | SWGR | ROH | GCE7000496P0102 | TORSION SPRING | 40 | 40 | 0 | 6100K023 | PO-SEP-8387-[3] | PO | 2025-11-30 | Mechanical |  | - | 2026-04-04 | 2026-03-21 | 0 | Fujian Sanxing Electric Co., Ltd | 6100K023 – PR for Supply of MV 13.8 kV Switchgear (SWGR) for Halfmoon 115/13.8 kV Substation (SS). This PR covers 1st lot of mechanical bulk materials required for the SWGR SS, i
6100K023 | Half_Moon : SWITCHGEAR - Half_Moon | SWGR | ROH | GCE7000497R0101 | BEARING HOUSING COMPLETE | 40 | 40 | 0 | 6100K023 | PO-SEP-8387-[4] | PO | 2025-11-30 | Mechanical |  | - | 2026-04-04 | 2026-03-21 | 0 | Fujian Sanxing Electric Co., Ltd | 6100K023 – PR for Supply of MV 13.8 kV Switchgear (SWGR) for Halfmoon 115/13.8 kV Substation (SS). This PR covers 1st lot of mechanical bulk materials required for the SWGR SS, i
6100K023 | Half_Moon : SWITCHGEAR - Half_Moon | SWGR | ROH | GCE7000507P0101 | ACTUATING LEVEL | 40 | 40 | 0 | 6100K023 | PO-SEP-8509-[11] | PO | 2025-10-30 | Mechanical |  | - | 2026-04-04 | 2026-03-21 | 0 | First Telecom Industries
6100K023 | Half_Moon : SWITCHGEAR - Half_Moon | SWGR | ROH | GCE7000508P0101 | GROOVED PIN | 40 | 37 | 3 | 6100KDP01 | PO-SEP-8523-[11] | PO | 2025-10-23 | Mechanical |  | - | 2026-04-04 | 2026-03-21 | 0 | Laser Company for Metal Industries Ltd | 6100K023 – PR for Supply of
6100K023 | Half_Moon : SWITCHGEAR - Half_Moon | SWGR | ROH | GCE7000508P0101 | GROOVED PIN | 3 | 0 | 3 | PR Required | - | PR |  | Mechanical |  | - | 2026-04-04 | 2026-03-21 | 0
6100K023 | Half_Moon : SWITCHGEAR - Half_Moon | SWGR | ROH | GCE7000525P0101 | WASHER,STOP | 40 | 10 | 30 | 6100K023 | PO-SEP-8385-[301] | PO | 2025-09-21 | Mechanical |  | - | 2026-04-04 | 2026-03-21 | 0 | Easy China (Xiamen) Trading Co, Ltd. | To update Promised Delivery Date
6100K023 | Half_Moon : SWITCHGEAR - Half_Moon | SWGR | ROH | GCE7000525P0101 | WASHER,STOP | 30 | 30 | 0 | 6100KDP01 | PO-SEP-8385-[299] | PO | 2025-10-05 | Mechanical |  | - | 2026-04-04 | 2026-03-21 | 0 | Easy China (Xiamen) Trading Co, Ltd. | To update Promised Delivery Date
6100K023 | Half_Moon : SWITCHGEAR - Half_Moon | SWGR | ROH | GCE7000552P0101 | STOP WASHER | 80 | 74 | 6 | 6100K023 | PO-SEP-8378-[74] | PO | 2025-11-17 | Mechanical |  | - | 2026-04-04 | 2026-03-21 | 0 | China Star (Dalian) Industry Co., Ltd. | 6100K023 – PR for Supply of MV 13.8 kV Switchgear (SWGR) for Halfmoon 115/13.8 kV Substation (SS). This PR covers 1st lot of mechanical bulk materials required for the SWGR SS, i
6100K023 | Half_Moon : SWITCHGEAR - Half_Moon | SWGR | ROH | GCE7000552P0101 | STOP WASHER | 6 | 0 | 6 | PR Required | - | PR |  | Mechanical |  | - | 2026-04-04 | 2026-03-21 | 0
6100K023 | Half_Moon : SWITCHGEAR - Half_Moon | SWGR | ROH | GCE7000654P0102 | Slide | 40 | 40 | 0 | 6100K023 | PO-SEP-8509-[12] | PO | 2025-10-30 | Mechanical |  | - | 2026-04-04 | 2026-03-21 | 0 | First Telecom Industries
6100K023 | Half_Moon : SWITCHGEAR - Half_Moon | SWGR | ROH | GCE7000663R0101 | BEVEL GEAR DRIVE FOR EK6 ZS1 | 40 | 40 | 0 | 6100K023 | PO-SEP-8397-[1] | PO | 2025-11-30 | Mechanical |  | - | 2026-04-04 | 2026-03-21 | 0 | Xiamen Xingjitai Electrical Apparatus Co. Ltd | 6100K023 – PR for Supply of MV 13.8 kV Switchgear (SWGR) for Halfmoon 115/13.8 kV Substation (SS). This PR covers 1st lot of mechanical bulk materials required for the SWGR SS, i
6100K023 | Half_Moon : SWITCHGEAR - Half_Moon | SWGR | ROH | GCE7000847P0101P | K - STUD | 2 | 1 | 1 | free_stock | PR-SEP-0022673-[37] | PR |  | Mechanical |  | - | 2026-04-04 | 2026-03-21 | 0
6100K023 | Half_Moon : SWITCHGEAR - Half_Moon | SWGR | ROH | GCE7000847P0101P | K - STUD | 1 | 0 | 1 | PR Required | - | PR |  | Mechanical |  | - | 2026-04-04 | 2026-03-21 | 0
6100K023 | Half_Moon : SWITCHGEAR - Half_Moon | SWGR | ROH | GCE7001026P0101 | INSULATION TUBE; L=45MM. | 52 | 52 | 0 | 6100K023 | PO-SEP-8385-[20] | PO | 2025-09-21 | Mechanical |  | - | 2026-04-04 | 2026-03-21 | 0 | Easy China (Xiamen) Trading Co, Ltd. | To update Promised Delivery Date
6100K023 | Half_Moon : SWITCHGEAR - Half_Moon | SWGR | ROH | GCE7001732R0105 | EARTHING SWITCH: EK6/ZS1-1710-275 | 3 | 3 | 0 | 6100K023 | PO-SEP-8382-[1] | PO | 2025-11-30 | Mechanical |  | - | 2026-04-04 | 2026-03-21 | 0 | Abb Electrical Industriesco | Earthing Switch/6100K023 – PR for Supply of MV 13.8 kV Switchgear (SWGR) for Halfmoon 115/13.8 kV Substation (SS). This PR covers 1st lot of mechanical bulk materials required for the SWGR SS, i
6100K023 | Half_Moon : SWITCHGEAR - Half_Moon | SWGR | ROH | GCE7001732R0106 | EARTHING SWITCH: EK6-ZS1-1710-210 | 2 | 2 | 0 | 6100KDP01 | PO-SEP-8382-[4] | PO | 2025-11-30 | Mechanical |  | - | 2026-04-04 | 2026-03-21 | 0 | Abb Electrical Industriesco | Earthing Switch/6100K023 – PR for Supply of MV 13.8 kV Switchgear (SWGR) for Halfmoon 115/13.8 kV Substation (SS). This PR covers 1st lot of mechanical bulk materials required for the SWGR SS, i
6100K023 | Half_Moon : SWITCHGEAR - Half_Moon | SWGR | ROH | GCE7003008P0101 | RING | 40 | 40 | 0 | 6100K023 | PO-SEP-8387-[5] | PO | 2025-11-30 | Mechanical |  | - | 2026-04-04 | 2026-03-21 | 0 | Fujian Sanxing Electric Co., Ltd | 6100K023 – PR for Supply of MV 13.8 kV Switchgear (SWGR) for Halfmoon 115/13.8 kV Substation (SS). This PR covers 1st lot of mechanical bulk materials required for the SWGR SS, i
6100K023 | Half_Moon : SWITCHGEAR - Half_Moon | SWGR | ROH | GCE7003012P0101P | TUBE 8X5.1X25 | 2 | 1 | 1 | free_stock | PR-SEP-0022673-[38] | PR |  | Mechanical |  | - | 2026-04-04 | 2026-03-21 | 0
6100K023 | Half_Moon : SWITCHGEAR - Half_Moon | SWGR | ROH | GCE7003012P0101P | TUBE 8X5.1X25 | 1 | 0 | 1 | PR Required | - | PR |  | Mechanical |  | - | 2026-04-04 | 2026-03-21 | 0
6100K023 | Half_Moon : SWITCHGEAR - Half_Moon | SWGR | ROH | GCE7003538P0101 | COVER | 2 | 2 | 0 | 6100K023 | PO-SEP-8385-[89] | PO | 2025-09-21 | Mechanical |  | - | 2026-04-04 | 2026-03-21 | 0 | Easy China (Xiamen) Trading Co, Ltd. | To update Promised Delivery Date
6100K023 | Half_Moon : SWITCHGEAR - Half_Moon | SWGR | ROH | GCE7003553P0101P | HEXAGON BOLT | 4 | 0 | 4 | PR Required | - | PR |  | Mechanical |  | - | 2026-04-04 | 2026-03-21 | 0
6100K023 | Half_Moon : SWITCHGEAR - Half_Moon | SWGR | ROH | GCE7003561P0101 | BRACKET/SHAFT | 4 | 4 | 0 | 6100K023 | PO-SEP-8509-[7] | PO | 2025-10-30 | Mechanical |  | - | 2026-04-04 | 2026-03-21 | 0 | First Telecom Industries
6100K023 | Half_Moon : SWITCHGEAR - Half_Moon | SWGR | ROH | GCE7003563P0101 | SHAFT | 2 | 2 | 0 | 6100K023 | PO-SEP-8396-[15] | PO | 2025-11-30 | Mechanical |  | - | 2026-04-04 | 2026-03-21 | 0 | XIAMEN STARLIGHTS | 6100K023 – PR for Supply of MV 13.8 kV Switchgear (SWGR) for Halfmoon 115/13.8 kV Substation (SS). This PR covers 1st lot of mechanical bulk materials required for the SWGR SS, i
6100K023 | Half_Moon : SWITCHGEAR - Half_Moon | SWGR | ROH | GCE7003572P0101 | TORSION SPRING | 1 | 1 | 0 | 6100K023 | PO-SEP-8396-[16] | PO | 2025-11-30 | Mechanical |  | - | 2026-04-04 | 2026-03-21 | 0 | XIAMEN STARLIGHTS | 6100K023 – PR for Supply of MV 13.8 kV Switchgear (SWGR) for Halfmoon 115/13.8 kV Substation (SS). This PR covers 1st lot of mechanical bulk materials required for the SWGR SS, i
6100K023 | Half_Moon : SWITCHGEAR - Half_Moon | SWGR | ROH | GCE7003578P0101 | SQUARE BOLT 4KT8/20 | 2 | 0 | 2 | PR Required | - | PR |  | Mechanical |  | - | 2026-04-04 | 2026-03-21 | 0
6100K023 | Half_Moon : SWITCHGEAR - Half_Moon | SWGR | ROH | GCE7003579P0101 | TENSION SPRING 6.5/.9/30/16 | 41 | 41 | 0 | 6100K023 | PO-SEP-8396-[1] | PO | 2025-11-30 | Mechanical |  | - | 2026-04-04 | 2026-03-21 | 0 | XIAMEN STARLIGHTS | 6100K023 – PR for Supply of MV 13.8 kV Switchgear (SWGR) for Halfmoon 115/13.8 kV Substation (SS). This PR covers 1st lot of mechanical bulk materials required for the SWGR SS, i
6100K023 | Half_Moon : SWITCHGEAR - Half_Moon | SWGR | ROH | GCE7003583P0101 | SUPPORT ANGLE | 2 | 2 | 0 | 6100K023 | PO-SEP-8509-[8] | PO | 2025-10-30 | Mechanical |  | - | 2026-04-04 | 2026-03-21 | 0 | First Telecom Industries
6100K023 | Half_Moon : SWITCHGEAR - Half_Moon | SWGR | ROH | GCE7003584P0101 | BRACKET | 2 | 2 | 0 | 6100K023 | PO-SEP-8509-[9] | PO | 2025-10-30 | Mechanical |  | - | 2026-04-04 | 2026-03-21 | 0 | First Telecom Industries
6100K023 | Half_Moon : SWITCHGEAR - Half_Moon | SWGR | ROH | GCE7003694P0102 | CARRIER | 40 | 39 | 1 | 6100K023 | PO-SEP-8397-[2] | PO | 2025-11-30 | Mechanical |  | - | 2026-04-04 | 2026-03-21 | 0 | Xiamen Xingjitai Electrical Apparatus Co. Ltd | 6100K023 – PR for Supply of MV 13.8 kV Switchgear (SWGR) for Halfmoon 115/13.8 kV Substation (SS). This PR covers 1st lot of mechanical bulk materials required for the SWGR SS, i
6100K023 | Half_Moon : SWITCHGEAR - Half_Moon | SWGR | ROH | GCE7003694P0102 | CARRIER | 1 | 0 | 1 | PR Required | - | PR |  | Mechanical |  | - | 2026-04-04 | 2026-03-21 | 0
6100K023 | Half_Moon : SWITCHGEAR - Half_Moon | SWGR | ROH | GCE7004025R0102P | DRAW OUT DEVICEP210-S200 ASSY. | 2 | 0 | 2 | PR Required | - | PR |  | Mechanical |  | - | 2026-04-04 | 2026-03-21 | 0
6100K023 | Half_Moon : SWITCHGEAR - Half_Moon | SWGR | ROH | GCE7004046R0101 | RECTIFIER COMPL. | 2 | 2 | 0 | 6100K023 | PO-SEP-8385-[120] | PO | 2025-09-21 | Mechanical |  | - | 2026-04-04 | 2026-03-21 | 0 | Easy China (Xiamen) Trading Co, Ltd. | To update Promised Delivery Date
6100K023 | Half_Moon : SWITCHGEAR - Half_Moon | SWGR | ROH | GCE7102436P0100 | PLUG HOUSING SOCKET/GEHAUSE | 21 | 21 | 0 | 6100K023 | PO-SEP-8385-[23] | PO | 2025-09-21 | Mechanical |  | - | 2026-04-04 | 2026-03-21 | 0 | Easy China (Xiamen) Trading Co, Ltd. | To update Promised Delivery Date
6100K023 | Half_Moon : SWITCHGEAR - Half_Moon | SWGR | ROH | GCE7109399R0101 | AUXILIARY SWITCH 5NO | 80 | 80 | 0 | 6100K023 | PO-SEP-8383-[1] | PO | 2025-11-30 | Mechanical |  | - | 2026-04-04 | 2026-03-21 | 0 | Changsha Electric Controlling Auxiliaries Factory | 6100K023 – PR for Supply of MV 13.8 kV Switchgear (SWGR) for Halfmoon 115/13.8 kV Substation (SS). This PR covers 1st lot of mechanical bulk materials required for the SWGR SS, i
6100K023 | Half_Moon : SWITCHGEAR - Half_Moon | SWGR | ROH | GCE7109399R0106 | AUXILIARY SWITCH 5NC | 40 | 24 | 16 | 6100K023 | PO-SEP-8385-[25] | PO | 2025-09-21 | Mechanical |  | - | 2026-04-04 | 2026-03-21 | 0 | Easy China (Xiamen) Trading Co, Ltd. | To update Promised Delivery Date
6100K023 | Half_Moon : SWITCHGEAR - Half_Moon | SWGR | ROH | GCE7109399R0106 | AUXILIARY SWITCH 5NC | 16 | 16 | 0 | 6100KDP01 | PO-SEP-8385-[156] | PO | 2025-10-05 | Mechanical |  | - | 2026-04-04 | 2026-03-21 | 0 | Easy China (Xiamen) Trading Co, Ltd. | To update Promised Delivery Date
6100K023 | Half_Moon : SWITCHGEAR - Half_Moon | SWGR | ROH | GCE7109399R0118 | SLIDE F.AUX.SWICH 5NC | 3 | 3 | 0 | 6100KDP01 | PO-SEP-8385-[163] | PO | 2025-10-05 | Mechanical |  | - | 2026-04-04 | 2026-03-21 | 0 | Easy China (Xiamen) Trading Co, Ltd. | To update Promised Delivery Date
6100K023 | Half_Moon : SWITCHGEAR - Half_Moon | SWGR | ROH | GCE7109399R0119 | AUX.SWITCH 5NO. (S8,S9) | 4 | 4 | 0 | 6100K023 | PO-SEP-8385-[90] | PO | 2025-09-21 | Mechanical |  | - | 2026-04-04 | 2026-03-21 | 0 | Easy China (Xiamen) Trading Co, Ltd. | To update Promised Delivery Date
6100K023 | Half_Moon : SWITCHGEAR - Half_Moon | SWGR | ROH | GCE7169312R0145 | EARTHING SWITCH: EK6-ZS1-1706-210 | 19 | 19 | 0 | 6100K023 | PO-SEP-8382-[3] | PO | 2025-11-30 | Mechanical |  | - | 2026-04-04 | 2026-03-21 | 0 | Abb Electrical Industriesco | Earthing Switch/6100K023 – PR for Supply of MV 13.8 kV Switchgear (SWGR) for Halfmoon 115/13.8 kV Substation (SS). This PR covers 1st lot of mechanical bulk materials required for the SWGR SS, i
6100K023 | Half_Moon : SWITCHGEAR - Half_Moon | SWGR | ROH | GCE7192037R0100 | INSULATOR SGB 24N A1 POT 24kV 2040742 | 9 | 0 | 9 | PR Required | - | PR |  | Mechanical |  | - | 2026-04-04 | 2026-03-21 | 0
6100K023 | Half_Moon : SWITCHGEAR - Half_Moon | SWGR | ROH | GCE7204654P0101 | BOLT 7/4X15 | 16 | 16 | 0 | 6100KDP01 | PO-SEP-8385-[191] | PO | 2025-10-05 | Mechanical |  | - | 2026-04-04 | 2026-03-21 | 0 | Easy China (Xiamen) Trading Co, Ltd. | To update Promised Delivery Date
6100K023 | Half_Moon : SWITCHGEAR - Half_Moon | SWGR | ROH | GCE7208367P0100 | DESIGNATION LABEL | 40 | 32 | 8 | 6100KDP01 | PO-SEP-8379-[34] | PO | 2025-10-30 | Mechanical |  | - | 2026-04-04 | 2026-03-21 | 0 | Azm and Tumooh Trading Establishment | 6100K023 – PR for Supply of MV 13.8 kV Switchgear (SWGR) for Halfmoon 115/13.8 kV Substation (SS). This PR covers 1st lot of mechanical bulk materials required for the SWGR SS, i
6100K023 | Half_Moon : SWITCHGEAR - Half_Moon | SWGR | ROH | GCE7208367P0100 | DESIGNATION LABEL | 8 | 6 | 2 | 6100KDP01 | PO-SEP-6543-[58] | PO | 2025-12-31 | Mechanical |  | - | 2026-04-04 | 2026-03-21 | 0 | Azm and Tumooh Trading Establishment | Labels for outdoor
6100K023 | Half_Moon : SWITCHGEAR - Half_Moon | SWGR | ROH | GCE7208367P0100 | DESIGNATION LABEL | 2 | 0 | 2 | PR Required | - | PR |  | Mechanical |  | - | 2026-04-04 | 2026-03-21 | 0
6100K023 | Half_Moon : SWITCHGEAR - Half_Moon | SWGR | ROH | GCE7208368P0100 | DESIGNATION LABEL | 40 | 7 | 33 | 6100KDP01 | PO-SEP-8379-[35] | PO | 2025-10-30 | Mechanical |  | - | 2026-04-04 | 2026-03-21 | 0 | Azm and Tumooh Trading Establishment | 6100K023 – PR for Supply of MV 13.8 kV Switchgear (SWGR) for Halfmoon 115/13.8 kV Substation (SS). This PR covers 1st lot of mechanical bulk materials required for the SWGR SS, i
6100K023 | Half_Moon : SWITCHGEAR - Half_Moon | SWGR | ROH | GCE7208368P0100 | DESIGNATION LABEL | 33 | 6 | 27 | 6100KDP01 | PO-SEP-6543-[59] | PO | 2025-12-31 | Mechanical |  | - | 2026-04-04 | 2026-03-21 | 0 | Azm and Tumooh Trading Establishment | Labels for outdoor
6100K023 | Half_Moon : SWITCHGEAR - Half_Moon | SWGR | ROH | GCE7208368P0100 | DESIGNATION LABEL | 27 | 0 | 27 | PR Required | - | PR |  | Mechanical |  | - | 2026-04-04 | 2026-03-21 | 0
6100K023 | Half_Moon : SWITCHGEAR - Half_Moon | SWGR | ROH | GCE8000336P0101 | K- INTERMEDIATE PIECE 40x6x9(ZINC CHR.) | 80 | 80 | 0 | 6100K023 | PO-SEP-8402-[2] | PO | 2025-11-17 | Mechanical |  | - | 2026-04-04 | 2026-03-21 | 0 | First Telecom Industries | 6100K023 – PR for Supply of MV 13.8 kV Switchgear (SWGR) for Halfmoon 115/13.8 kV Substation (SS). This PR covers 1st lot of mechanical bulk materials required for the SWGR SS, i
6100K023 | Half_Moon : SWITCHGEAR - Half_Moon | SWGR | ROH | GCE8000633P0113P | MOUNTING CHANNEL 760mm (GCE8000633P0113) | 76 | 68 | 8 | 6100K023 | PO-SEP-8385-[42] | PO | 2025-09-21 | Mechanical |  | - | 2026-04-04 | 2026-03-21 | 0 | Easy China (Xiamen) Trading Co, Ltd. | To update Promised Delivery Date
6100K023 | Half_Moon : SWITCHGEAR - Half_Moon | SWGR | ROH | GCE8000633P0113P | MOUNTING CHANNEL 760mm (GCE8000633P0113) | 8 | 8 | 0 | 6100KDP01 | PO-SEP-8385-[130] | PO | 2025-10-05 | Mechanical |  | - | 2026-04-04 | 2026-03-21 | 0 | Easy China (Xiamen) Trading Co, Ltd. | To update Promised Delivery Date
6100K023 | Half_Moon : SWITCHGEAR - Half_Moon | SWGR | ROH | GCE8000801P0101P | CONTACT PIN, RD.79MM L=107MM | 12 | 12 | 0 | 6100KDP01 | PO-SEP-8385-[176] | PO | 2025-10-05 | Mechanical |  | - | 2026-04-04 | 2026-03-21 | 0 | Easy China (Xiamen) Trading Co, Ltd. | To update Promised Delivery Date
6100K023 | Half_Moon : SWITCHGEAR - Half_Moon | SWGR | ROH | GCE8000881P0102 | INTERMEDITE PLATE 80x15x125 CU SILVERPLA | 12 | 12 | 0 | 6100KDP01 | PO-SEP-8385-[204] | PO | 2025-10-05 | Mechanical |  | - | 2026-04-04 | 2026-03-21 | 0 | Easy China (Xiamen) Trading Co, Ltd. | To update Promised Delivery Date
6100K023 | Half_Moon : SWITCHGEAR - Half_Moon | SWGR | ROH | GCE8001698R0107P | LEVER MECHANISM LEFT-SX 2X R250/55(w1000 | 3 | 3 | 0 | 6100KDP01 | PO-SEP-8385-[226] | PO | 2025-10-05 | Mechanical |  | - | 2026-04-04 | 2026-03-21 | 0 | Easy China (Xiamen) Trading Co, Ltd. | To update Promised Delivery Date
6100K023 | Half_Moon : SWITCHGEAR - Half_Moon | SWGR | ROH | GCE8001698R0108P | LEVER MECHANISM RIGHT,DX2X R250/55(w1000 | 3 | 3 | 0 | 6100KDP01 | PO-SEP-8385-[225] | PO | 2025-10-05 | Mechanical |  | - | 2026-04-04 | 2026-03-21 | 0 | Easy China (Xiamen) Trading Co, Ltd. | To update Promised Delivery Date
6100K023 | Half_Moon : SWITCHGEAR - Half_Moon | SWGR | ROH | GCE8001710P0101 | SPECIAL BOLT | 6 | 6 | 0 | 6100KDP01 | PO-SEP-8403-[15] | PO | 2025-10-05 | Mechanical |  | - | 2026-04-04 | 2026-03-21 | 0 | AL NAKHEEL GREEN STEEL WORKS | 6100K023Halfmoon SWGR Project, All Electrical Components (ABB, Hitachi & Bulk) to Supply of MV 13.8 kV SWGR For Halfmoon 115/13.8kv SS
6100K023 | Half_Moon : SWITCHGEAR - Half_Moon | SWGR | ROH | GCE8001975P0101 | WASHER 40X21X10 (LOCAL PUR) | 12 | 12 | 0 | 6100KDP01 | PO-SEP-8378-[363] | PO | 2025-11-17 | Mechanical |  | - | 2026-04-04 | 2026-03-21 | 0 | China Star (Dalian) Industry Co., Ltd. | 6100K023 – PR for Supply of MV 13.8 kV Switchgear (SWGR) for Halfmoon 115/13.8 kV Substation (SS). This PR covers 1st lot of mechanical bulk materials required for the SWGR SS, i
6100K023 | Half_Moon : SWITCHGEAR - Half_Moon | SWGR | ROH | GCE8001976P0101 | WASHER 40X21X2 | 18 | 18 | 0 | 6100K023 | PO-SEP-8387-[33] | PO | 2025-11-30 | Mechanical |  | - | 2026-04-04 | 2026-03-21 | 0 | Fujian Sanxing Electric Co., Ltd | 6100K023 – PR for Supply of MV 13.8 kV Switchgear (SWGR) for Halfmoon 115/13.8 kV Substation (SS). This PR covers 1st lot of mechanical bulk materials required for the SWGR SS, i
6100K023 | Half_Moon : SWITCHGEAR - Half_Moon | SWGR | ROH | GCE8002187P0101 | FLANGE PLATE | 105 | 105 | 0 | 6100K023 | PO-SEP-8509-[6] | PO | 2025-10-30 | Mechanical |  | - | 2026-04-04 | 2026-03-21 | 0 | First Telecom Industries
6100K023 | Half_Moon : SWITCHGEAR - Half_Moon | SWGR | ROH | GCE8002371P0101 | BOLT GUIDE | 4 | 2 | 2 | 6100KDP01 | PO-SEP-8385-[246] | PO | 2025-10-12 | Mechanical - Accessories |  | - | 2026-04-04 | 2026-03-21 | 0 | Easy China (Xiamen) Trading Co, Ltd. | To update Promised Delivery Date
6100K023 | Half_Moon : SWITCHGEAR - Half_Moon | SWGR | ROH | GCE8002371P0101 | BOLT GUIDE | 2 | 2 | 0 | 6100KDP01 | PO-SEP-6812-[129] | PO | 2025-12-31 | Mechanical - Accessories |  | - | 2026-04-04 | 2026-03-21 | 0 | China Star (Dalian) Industry Co., Ltd. | 6100KDP01 // PP-12 (Mechanical Parts) for 07 Panels with Accessories
6100K023 | Half_Moon : SWITCHGEAR - Half_Moon | SWGR | ROH | GCE8002757P0107 | COVER | 12 | 12 | 0 | 6100KDP01 | PO-SEP-8385-[203] | PO | 2025-10-05 | Mechanical |  | - | 2026-04-04 | 2026-03-21 | 0 | Easy China (Xiamen) Trading Co, Ltd. | To update Promised Delivery Date
6100K023 | Half_Moon : SWITCHGEAR - Half_Moon | SWGR | ROH | GCE8002866R0102P | PADLOCK ES - NORMAL | 40 | 40 | 0 | 6100K023 | PO-SEP-8396-[2] | PO | 2025-11-30 | Mechanical |  | - | 2026-04-04 | 2026-03-21 | 0 | XIAMEN STARLIGHTS | 6100K023 – PR for Supply of MV 13.8 kV Switchgear (SWGR) for Halfmoon 115/13.8 kV Substation (SS). This PR covers 1st lot of mechanical bulk materials required for the SWGR SS, i
6100K023 | Half_Moon : SWITCHGEAR - Half_Moon | SWGR | ROH | GCE8003360R0101P | LEVER MECHANISM LEFT, 2xR250/55(W800) | 16 | 16 | 0 | 6100K023 | PO-SEP-8385-[74] | PO | 2025-09-21 | Mechanical |  | - | 2026-04-04 | 2026-03-21 | 0 | Easy China (Xiamen) Trading Co, Ltd. | To update Promised Delivery Date
6100K023 | Half_Moon : SWITCHGEAR - Half_Moon | SWGR | ROH | GCE8003360R0102P | LEVER MECHANISM RIGHT,2xR250/55 (W800) | 16 | 16 | 0 | 6100K023 | PO-SEP-8385-[75] | PO | 2025-09-21 | Mechanical |  | - | 2026-04-04 | 2026-03-21 | 0 | Easy China (Xiamen) Trading Co, Ltd. | To update Promised Delivery Date
6100K023 | Half_Moon : SWITCHGEAR - Half_Moon | SWGR | ROH | GCE8003624R0102 | MONOBLOCCO-SPOUT 1250A,ZS1 | 108 | 108 | 0 | 6100K023 | PO-SEP-8381-[5] | PO | 2025-12-30 | Mechanical |  | - | 2026-04-04 | 2026-03-21 | 0 | Europroxy FZCO | 6100K023 – PR for Supply of MV 13.8 kV Switchgear (SWGR) for Halfmoon 115/13.8 kV Substation (SS). This PR covers 1st lot of mechanical bulk materials required for the SWGR SS, i
6100K023 | Half_Moon : SWITCHGEAR - Half_Moon | SWGR | ROH | GCE8003638P0103P | INTER LOCKING AGLE LEFT | 41 | 41 | 0 | 6100K023 | PO-SEP-8396-[3] | PO | 2025-11-30 | Mechanical |  | - | 2026-04-04 | 2026-03-21 | 0 | XIAMEN STARLIGHTS | 6100K023 – PR for Supply of MV 13.8 kV Switchgear (SWGR) for Halfmoon 115/13.8 kV Substation (SS). This PR covers 1st lot of mechanical bulk materials required for the SWGR SS, i
6100K023 | Half_Moon : SWITCHGEAR - Half_Moon | SWGR | ROH | GCE8003638P0104P | INTERLOCKING ANGLE RIGHT | 41 | 41 | 0 | 6100K023 | PO-SEP-8396-[4] | PO | 2025-11-30 | Mechanical |  | - | 2026-04-04 | 2026-03-21 | 0 | XIAMEN STARLIGHTS | 6100K023 – PR for Supply of MV 13.8 kV Switchgear (SWGR) for Halfmoon 115/13.8 kV Substation (SS). This PR covers 1st lot of mechanical bulk materials required for the SWGR SS, i
6100K023 | Half_Moon : SWITCHGEAR - Half_Moon | SWGR | ROH | GCE8003651P0101P | INSULATING CAP | 37 | 37 | 0 | 6100K023 | PO-SEP-8385-[76] | PO | 2025-09-21 | Mechanical |  | - | 2026-04-04 | 2026-03-21 | 0 | Easy China (Xiamen) Trading Co, Ltd. | To update Promised Delivery Date
6100K023 | Half_Moon : SWITCHGEAR - Half_Moon | SWGR | ROH | GCE8003671P0102 | SPECIAL SCREW M12 X 50/20 | 4 | 4 | 0 | 6100KDP01 | PO-SEP-8403-[16] | PO | 2025-10-05 | Mechanical |  | - | 2026-04-04 | 2026-03-21 | 0 | AL NAKHEEL GREEN STEEL WORKS | 6100K023Halfmoon SWGR Project, All Electrical Components (ABB, Hitachi & Bulk) to Supply of MV 13.8 kV SWGR For Halfmoon 115/13.8kv SS
6100K023 | Half_Moon : SWITCHGEAR - Half_Moon | SWGR | ROH | GCE8003671P0116 | SPCEIAL SCREW M12X34/45 | 148 | 80 | 68 | 6100K023 | PO-SEP-8523-[3] | PO | 2025-10-23 | Mechanical |  | - | 2026-04-04 | 2026-03-21 | 0 | Laser Company for Metal Industries Ltd | 6100K023 – PR for Supply of
6100K023 | Half_Moon : SWITCHGEAR - Half_Moon | SWGR | ROH | GCE8003671P0116 | SPCEIAL SCREW M12X34/45 | 68 | 68 | 0 | 6100KDP01 | PO-SEP-8523-[9] | PO | 2025-10-23 | Mechanical |  | - | 2026-04-04 | 2026-03-21 | 0 | Laser Company for Metal Industries Ltd | 6100K023 – PR for Supply of
6100K023 | Half_Moon : SWITCHGEAR - Half_Moon | SWGR | ROH | GCE8003671P0120 | SPECIAL SCREW M12X30/101 | 74 | 74 | 0 | 6100K023 | PO-SEP-8523-[4] | PO | 2025-10-23 | Mechanical |  | - | 2026-04-04 | 2026-03-21 | 0 | Laser Company for Metal Industries Ltd | 6100K023 – PR for Supply of
6100K023 | Half_Moon : SWITCHGEAR - Half_Moon | SWGR | ROH | GCE8003824P0101 | K- SUPPORT PLATE YELLOW CHROMATION. | 37 | 37 | 0 | 6100K023 | PO-SEP-8402-[21] | PO | 2025-11-17 | Mechanical |  | - | 2026-04-04 | 2026-03-21 | 0 | First Telecom Industries | 6100K023 – PR for Supply of MV 13.8 kV Switchgear (SWGR) for Halfmoon 115/13.8 kV Substation (SS). This PR covers 1st lot of mechanical bulk materials required for the SWGR SS, i
6100K023 | Half_Moon : SWITCHGEAR - Half_Moon | SWGR | ROH | GCE8003861P0101 | BEARING SHAFT (ZINC CHRM) | 4 | 4 | 0 | 6100KDP01 | PO-SEP-8523-[13] | PO | 2025-10-23 | Mechanical - Accessories |  | - | 2026-04-04 | 2026-03-21 | 0 | Laser Company for Metal Industries Ltd | 6100K023 – PR for Supply of
6100K023 | Half_Moon : SWITCHGEAR - Half_Moon | SWGR | ROH | GCE8003899R0101 | SPOUT 12KV, >2500A | 12 | 0 | 12 | PR Required | - | PR |  | Mechanical |  | - | 2026-04-04 | 2026-03-21 | 0
6100K023 | Half_Moon : SWITCHGEAR - Half_Moon | SWGR | ROH | GCE8003900P0101 | COVER FOR SPOUT | 12 | 0 | 12 | PR Required | - | PR |  | Mechanical |  | - | 2026-04-04 | 2026-03-21 | 0
6100K023 | Half_Moon : SWITCHGEAR - Half_Moon | SWGR | ROH | GCE8003900P0102 | COVER FOR SPOUT | 18 | 6 | 12 | 606PD013 | PO-SEP-8385-[236] | PO | 2025-10-14 | Mechanical |  | - | 2026-04-04 | 2026-03-21 | 0 | Easy China (Xiamen) Trading Co, Ltd. | To update Promised Delivery Date
6100K023 | Half_Moon : SWITCHGEAR - Half_Moon | SWGR | ROH | GCE8003900P0102 | COVER FOR SPOUT | 12 | 0 | 12 | PR Required | - | PR |  | Mechanical |  | - | 2026-04-04 | 2026-03-21 | 0
6100K023 | Half_Moon : SWITCHGEAR - Half_Moon | SWGR | ROH | GCE8004387P0101P | BOLT EARTHING M12 ZINC CHROME | 41 | 11 | 30 | 6100K023 | PO-SEP-8387-[8] | PO | 2025-11-30 | Mechanical |  | - | 2026-04-04 | 2026-03-21 | 0 | Fujian Sanxing Electric Co., Ltd | 6100K023 – PR for Supply of MV 13.8 kV Switchgear (SWGR) for Halfmoon 115/13.8 kV Substation (SS). This PR covers 1st lot of mechanical bulk materials required for the SWGR SS, i
6100K023 | Half_Moon : SWITCHGEAR - Half_Moon | SWGR | ROH | GCE8004387P0101P | BOLT EARTHING M12 ZINC CHROME | 30 | 0 | 30 | PR Required | - | PR |  | Mechanical |  | - | 2026-04-04 | 2026-03-21 | 0
6100K023 | Half_Moon : SWITCHGEAR - Half_Moon | SWGR | ROH | GCE8004437P0103P | SHROUD (EARTHING CONTACT)GCE8004437P0103 | 72 | 60 | 12 | 6100KDP01 | PO-SEP-8385-[206] | PO | 2025-10-05 | Mechanical |  | - | 2026-04-04 | 2026-03-21 | 0 | Easy China (Xiamen) Trading Co, Ltd. | To update Promised Delivery Date
6100K023 | Half_Moon : SWITCHGEAR - Half_Moon | SWGR | ROH | GCE8004437P0103P | SHROUD (EARTHING CONTACT)GCE8004437P0103 | 12 | 0 | 12 | PR Required | - | PR |  | Mechanical |  | - | 2026-04-04 | 2026-03-21 | 0
6100K023 | Half_Moon : SWITCHGEAR - Half_Moon | SWGR | ROH | GCE8004471R0101P | ELECTRODE, ZS1 95kV BIL | 15 | 0 | 15 | PR Required | - | PR |  | Mechanical |  | - | 2026-04-04 | 2026-03-21 | 0
6100K023 | Half_Moon : SWITCHGEAR - Half_Moon | SWGR | ROH | GCE8004944R0101 | SPOUT ZS1 (4000A) | 18 | 0 | 18 | PR Required | - | PR |  | Mechanical |  | - | 2026-04-04 | 2026-03-21 | 0
6100K023 | Half_Moon : SWITCHGEAR - Half_Moon | SWGR | ROH | GCE8005031R0101 | BUSHING ZS1/ (3 IN 1) DEACE | 28 | 28 | 0 | 6100K023 | PO-SEP-8381-[9] | PO | 2025-12-26 | Mechanical - Accessories |  | - | 2026-04-04 | 2026-03-21 | 0 | Europroxy FZCO | 6100K023 – PR for Supply of MV 13.8 kV Switchgear (SWGR) for Halfmoon 115/13.8 kV Substation (SS). This PR covers 1st lot of mechanical bulk materials required for the SWGR SS, i
6100K023 | Half_Moon : SWITCHGEAR - Half_Moon | SWGR | ROH | GCE8005041P0101P | CONTACT PIN 109mm,3150A(GCE8005041P0101) | 18 | 0 | 18 | PR Required | - | PR |  | Mechanical |  | - | 2026-04-04 | 2026-03-21 | 0
6100K023 | Half_Moon : SWITCHGEAR - Half_Moon | SWGR | ROH | GCE8005042P0101 | CONNECTION PIECE 3150A ZS1 | 9 | 0 | 9 | PR Required | - | PR |  | Mechanical |  | - | 2026-04-04 | 2026-03-21 | 0
6100K023 | Half_Moon : SWITCHGEAR - Half_Moon | SWGR | ROH | GCE8005049P0101 | SUPPORT (POLY ) T = SHAPE | 6 | 3 | 3 | 6100K023 | PO-SEP-8396-[5] | PO | 2025-11-30 | Mechanical |  | - | 2026-04-04 | 2026-03-21 | 0 | XIAMEN STARLIGHTS | 6100K023 – PR for Supply of MV 13.8 kV Switchgear (SWGR) for Halfmoon 115/13.8 kV Substation (SS). This PR covers 1st lot of mechanical bulk materials required for the SWGR SS, i
6100K023 | Half_Moon : SWITCHGEAR - Half_Moon | SWGR | ROH | GCE8005049P0101 | SUPPORT (POLY ) T = SHAPE | 3 | 0 | 3 | PR Required | - | PR |  | Mechanical |  | - | 2026-04-04 | 2026-03-21 | 0
6100K023 | Half_Moon : SWITCHGEAR - Half_Moon | SWGR | ROH | GCE8005112P0103P | OPERATING BOLT | 6 | 0 | 6 | PR Required | - | PR |  | Mechanical |  | - | 2026-04-04 | 2026-03-21 | 0
6100K023 | Half_Moon : SWITCHGEAR - Half_Moon | SWGR | ROH | GCE8005117P0101 | CARRIER | 12 | 0 | 12 | PR Required | - | PR |  | Mechanical |  | - | 2026-04-04 | 2026-03-21 | 0
6100K023 | Half_Moon : SWITCHGEAR - Half_Moon | SWGR | ROH | GCE8005136P0101 | SUPPORT (POLY) | 6 | 6 | 0 | 6100KDP01 | PO-SEP-8396-[45] | PO | 2025-11-30 | Mechanical |  | - | 2026-04-04 | 2026-03-21 | 0 | XIAMEN STARLIGHTS | 6100K023 – PR for Supply of MV 13.8 kV Switchgear (SWGR) for Halfmoon 115/13.8 kV Substation (SS). This PR covers 1st lot of mechanical bulk materials required for the SWGR SS, i
6100K023 | Half_Moon : SWITCHGEAR - Half_Moon | SWGR | ROH | GCE8005164P0101 | SCREENING | 54 | 0 | 54 | PR Required | - | PR |  | Mechanical |  | - | 2026-04-04 | 2026-03-21 | 0
6100K023 | Half_Moon : SWITCHGEAR - Half_Moon | SWGR | ROH | GCE8005250P0101 | K- LIFTING HOOK (ZINC CHROM) | 164 | 152 | 12 | 6100K023 | PO-SEP-8402-[9] | PO | 2025-11-17 | Mechanical |  | - | 2026-04-04 | 2026-03-21 | 0 | First Telecom Industries | 6100K023 – PR for Supply of MV 13.8 kV Switchgear (SWGR) for Halfmoon 115/13.8 kV Substation (SS). This PR covers 1st lot of mechanical bulk materials required for the SWGR SS, i
6100K023 | Half_Moon : SWITCHGEAR - Half_Moon | SWGR | ROH | GCE8005250P0101 | K- LIFTING HOOK (ZINC CHROM) | 12 | 0 | 12 | PR Required | - | PR |  | Mechanical |  | - | 2026-04-04 | 2026-03-21 | 0
6100K023 | Half_Moon : SWITCHGEAR - Half_Moon | SWGR | ROH | GCE8005595R0102P | BUSBAR ZS D100, 12THICK,800/800, L=795 | 204 | 96 | 108 | 6100K023 | PO-SEP-8385-[122] | PO | 2025-09-21 | Mechanical - Accessories |  | - | 2026-04-04 | 2026-03-21 | 0 | Easy China (Xiamen) Trading Co, Ltd. | To update Promised Delivery Date
6100K023 | Half_Moon : SWITCHGEAR - Half_Moon | SWGR | ROH | GCE8005595R0102P | BUSBAR ZS D100, 12THICK,800/800, L=795 | 108 | 108 | 0 | 6100KDP01 | PO-SEP-8385-[249] | PO | 2025-10-12 | Mechanical - Accessories |  | - | 2026-04-04 | 2026-03-21 | 0 | Easy China (Xiamen) Trading Co, Ltd. | To update Promised Delivery Date
6100K023 | Half_Moon : SWITCHGEAR - Half_Moon | SWGR | ROH | GCE8005595R0109P | Busbar D100,12mm Thick 800/1000,L=830 | 12 | 12 | 0 | 6100KDP01 | PO-SEP-8385-[250] | PO | 2025-10-12 | Mechanical - Accessories |  | - | 2026-04-04 | 2026-03-21 | 0 | Easy China (Xiamen) Trading Co, Ltd. | To update Promised Delivery Date
6100K023 | Half_Moon : SWITCHGEAR - Half_Moon | SWGR | ROH | GCE8005595R0110P | Busbar D100,12mm Thick 800/1000,L=895 | 12 | 12 | 0 | 6100KDP01 | PO-SEP-8385-[251] | PO | 2025-10-12 | Mechanical - Accessories |  | - | 2026-04-04 | 2026-03-21 | 0 | Easy China (Xiamen) Trading Co, Ltd. | To update Promised Delivery Date
6100K023 | Half_Moon : SWITCHGEAR - Half_Moon | SWGR | ROH | GCE8005595R0111P | Busbar D100,12mm Thick 800/1000,L=960 | 12 | 12 | 0 | 6100KDP01 | PO-SEP-8385-[252] | PO | 2025-10-12 | Mechanical - Accessories |  | - | 2026-04-04 | 2026-03-21 | 0 | Easy China (Xiamen) Trading Co, Ltd. | To update Promised Delivery Date
6100K023 | Half_Moon : SWITCHGEAR - Half_Moon | SWGR | ROH | GCE8006587P0101 | LOCK SCREW M6X25 ( ROUND FLAT HEAD ) | 296 | 88 | 208 | 6100KDP01 | PO-SEP-8403-[5] | PO | 2025-10-05 | Mechanical |  | - | 2026-04-04 | 2026-03-21 | 0 | AL NAKHEEL GREEN STEEL WORKS | 6100K023Halfmoon SWGR Project, All Electrical Components (ABB, Hitachi & Bulk) to Supply of MV 13.8 kV SWGR For Halfmoon 115/13.8kv SS
6100K023 | Half_Moon : SWITCHGEAR - Half_Moon | SWGR | ROH | GCE8006587P0101 | LOCK SCREW M6X25 ( ROUND FLAT HEAD ) | 208 | 0 | 208 | PR Required | - | PR |  | Mechanical |  | - | 2026-04-04 | 2026-03-21 | 0
6100K023 | Half_Moon : SWITCHGEAR - Half_Moon | SWGR | ROH | GCE8007213P0101 | SHROUD ZS3.2, Middle | 18 | 3 | 15 | 6100K023 | PO-SEP-8385-[109] | PO | 2025-09-21 | Mechanical - Accessories |  | - | 2026-04-04 | 2026-03-21 | 0 | Easy China (Xiamen) Trading Co, Ltd. | To update Promised Delivery Date
6100K023 | Half_Moon : SWITCHGEAR - Half_Moon | SWGR | ROH | GCE8007213P0101 | SHROUD ZS3.2, Middle | 15 | 15 | 0 | 6100KDP01 | PO-SEP-8385-[255] | PO | 2025-10-12 | Mechanical - Accessories |  | - | 2026-04-04 | 2026-03-21 | 0 | Easy China (Xiamen) Trading Co, Ltd. | To update Promised Delivery Date
6100K023 | Half_Moon : SWITCHGEAR - Half_Moon | SWGR | ROH | GCE8007214P0101 | COVER FOR SHROUD ZS3.2, end side | 36 | 6 | 30 | 6100K023 | PO-SEP-8385-[110] | PO | 2025-09-21 | Mechanical - Accessories |  | - | 2026-04-04 | 2026-03-21 | 0 | Easy China (Xiamen) Trading Co, Ltd. | To update Promised Delivery Date
6100K023 | Half_Moon : SWITCHGEAR - Half_Moon | SWGR | ROH | GCE8007214P0101 | COVER FOR SHROUD ZS3.2, end side | 30 | 30 | 0 | 6100KDP01 | PO-SEP-8385-[259] | PO | 2025-10-12 | Mechanical - Accessories |  | - | 2026-04-04 | 2026-03-21 | 0 | Easy China (Xiamen) Trading Co, Ltd. | To update Promised Delivery Date
6100K023 | Half_Moon : SWITCHGEAR - Half_Moon | SWGR | ROH | GCE8008881P0103 | BRACKET BOTTOM | 74 | 64 | 10 | 6100K023 | PO-SEP-8402-[22] | PO | 2025-11-17 | Mechanical |  | - | 2026-04-04 | 2026-03-21 | 0 | First Telecom Industries | 6100K023 – PR for Supply of MV 13.8 kV Switchgear (SWGR) for Halfmoon 115/13.8 kV Substation (SS). This PR covers 1st lot of mechanical bulk materials required for the SWGR SS, i
6100K023 | Half_Moon : SWITCHGEAR - Half_Moon | SWGR | ROH | GCE8008881P0103 | BRACKET BOTTOM | 10 | 0 | 10 | PR Required | - | PR |  | Mechanical |  | - | 2026-04-04 | 2026-03-21 | 0
6100K023 | Half_Moon : SWITCHGEAR - Half_Moon | SWGR | ROH | GCE8008881P0104 | SHUTTER BRACKET | 78 | 70 | 8 | 6100K023 | PO-SEP-8402-[23] | PO | 2025-11-17 | Mechanical |  | - | 2026-04-04 | 2026-03-21 | 0 | First Telecom Industries | 6100K023 – PR for Supply of MV 13.8 kV Switchgear (SWGR) for Halfmoon 115/13.8 kV Substation (SS). This PR covers 1st lot of mechanical bulk materials required for the SWGR SS, i
6100K023 | Half_Moon : SWITCHGEAR - Half_Moon | SWGR | ROH | GCE8008881P0104 | SHUTTER BRACKET | 8 | 0 | 8 | PR Required | - | PR |  | Mechanical |  | - | 2026-04-04 | 2026-03-21 | 0
6100K023 | Half_Moon : SWITCHGEAR - Half_Moon | SWGR | ROH | GCE8010004P0101 | GUIDE RAIL LEFT 12kV | 41 | 11 | 30 | 6100K023 | PO-SEP-8387-[9] | PO | 2025-11-30 | Mechanical |  | - | 2026-04-04 | 2026-03-21 | 0 | Fujian Sanxing Electric Co., Ltd | 6100K023 – PR for Supply of MV 13.8 kV Switchgear (SWGR) for Halfmoon 115/13.8 kV Substation (SS). This PR covers 1st lot of mechanical bulk materials required for the SWGR SS, i
6100K023 | Half_Moon : SWITCHGEAR - Half_Moon | SWGR | ROH | GCE8010004P0101 | GUIDE RAIL LEFT 12kV | 30 | 0 | 30 | PR Required | - | PR |  | Mechanical |  | - | 2026-04-04 | 2026-03-21 | 0
6100K023 | Half_Moon : SWITCHGEAR - Half_Moon | SWGR | ROH | GCE8010004P0102 | GUIDE RAIL RIGHT 12kV | 41 | 9 | 32 | 6100K023 | PO-SEP-8387-[10] | PO | 2025-11-30 | Mechanical |  | - | 2026-04-04 | 2026-03-21 | 0 | Fujian Sanxing Electric Co., Ltd | 6100K023 – PR for Supply of MV 13.8 kV Switchgear (SWGR) for Halfmoon 115/13.8 kV Substation (SS). This PR covers 1st lot of mechanical bulk materials required for the SWGR SS, i
6100K023 | Half_Moon : SWITCHGEAR - Half_Moon | SWGR | ROH | GCE8010004P0102 | GUIDE RAIL RIGHT 12kV | 32 | 0 | 32 | PR Required | - | PR |  | Mechanical |  | - | 2026-04-04 | 2026-03-21 | 0
6100K023 | Half_Moon : SWITCHGEAR - Half_Moon | SWGR | ROH | GCE8010008P0101 | BUSHING PLATE (STAINLESS STEEL) | 39 | 39 | 0 | 6100K023 | PO-SEP-8402-[36] | PO | 2025-11-17 | Mechanical - Accessories |  | - | 2026-04-04 | 2026-03-21 | 0 | First Telecom Industries | 6100K023 – PR for Supply of MV 13.8 kV Switchgear (SWGR) for Halfmoon 115/13.8 kV Substation (SS). This PR covers 1st lot of mechanical bulk materials required for the SWGR SS, i
6100K023 | Half_Moon : SWITCHGEAR - Half_Moon | SWGR | ROH | GCE8010022P0111R | SHUTTER UPPER W800 (GCE8010022P0111) | 38 | 9 | 29 | 6100K023 | PO-SEP-8396-[10] | PO | 2025-11-30 | Mechanical |  | - | 2026-04-04 | 2026-03-21 | 0 | XIAMEN STARLIGHTS | 6100K023 – PR for Supply of MV 13.8 kV Switchgear (SWGR) for Halfmoon 115/13.8 kV Substation (SS). This PR covers 1st lot of mechanical bulk materials required for the SWGR SS, i
6100K023 | Half_Moon : SWITCHGEAR - Half_Moon | SWGR | ROH | GCE8010022P0111R | SHUTTER UPPER W800 (GCE8010022P0111) | 29 | 0 | 29 | PR Required | - | PR |  | Mechanical |  | - | 2026-04-04 | 2026-03-21 | 0
6100K023 | Half_Moon : SWITCHGEAR - Half_Moon | SWGR | ROH | GCE8010022P0112Y | SHUTTER LOWER W800 (GCE8010022P0112) | 36 | 11 | 25 | 6100K023 | PO-SEP-8396-[11] | PO | 2025-11-30 | Mechanical |  | - | 2026-04-04 | 2026-03-21 | 0 | XIAMEN STARLIGHTS | 6100K023 – PR for Supply of MV 13.8 kV Switchgear (SWGR) for Halfmoon 115/13.8 kV Substation (SS). This PR covers 1st lot of mechanical bulk materials required for the SWGR SS, i
6100K023 | Half_Moon : SWITCHGEAR - Half_Moon | SWGR | ROH | GCE8010022P0112Y | SHUTTER LOWER W800 (GCE8010022P0112) | 25 | 0 | 25 | PR Required | - | PR |  | Mechanical |  | - | 2026-04-04 | 2026-03-21 | 0
6100K023 | Half_Moon : SWITCHGEAR - Half_Moon | SWGR | ROH | GCE8010022P0113R | SHUTTER UPPER (DWG.GCE8010022P0113) | 3 | 0 | 3 | PR Required | - | PR |  | Mechanical |  | - | 2026-04-04 | 2026-03-21 | 0
6100K023 | Half_Moon : SWITCHGEAR - Half_Moon | SWGR | ROH | GCE8010022P0114Y | SHUTTER LOWER (DWG.GCE8010022P0114) | 3 | 0 | 3 | PR Required | - | PR |  | Mechanical |  | - | 2026-04-04 | 2026-03-21 | 0
6100K023 | Half_Moon : SWITCHGEAR - Half_Moon | SWGR | ROH | GCE8010028R0102 | PRESSURE RELIEF FLAP(W800) | 75 | 20 | 55 | 6100K023 | PO-SEP-8396-[18] | PO | 2025-11-30 | Mechanical |  | - | 2026-04-04 | 2026-03-21 | 0 | XIAMEN STARLIGHTS | 6100K023 – PR for Supply of MV 13.8 kV Switchgear (SWGR) for Halfmoon 115/13.8 kV Substation (SS). This PR covers 1st lot of mechanical bulk materials required for the SWGR SS, i
6100K023 | Half_Moon : SWITCHGEAR - Half_Moon | SWGR | ROH | GCE8010028R0102 | PRESSURE RELIEF FLAP(W800) | 55 | 0 | 55 | PR Required | - | PR |  | Mechanical |  | - | 2026-04-04 | 2026-03-21 | 0
6100K023 | Half_Moon : SWITCHGEAR - Half_Moon | SWGR | ROH | GCE8010028R0103 | PRESSURE RELIEF FLAP W1000 | 5 | 1 | 4 | 6100KDP01 | PO-SEP-8396-[27] | PO | 2025-11-30 | Mechanical |  | - | 2026-04-04 | 2026-03-21 | 0 | XIAMEN STARLIGHTS | 6100K023 – PR for Supply of MV 13.8 kV Switchgear (SWGR) for Halfmoon 115/13.8 kV Substation (SS). This PR covers 1st lot of mechanical bulk materials required for the SWGR SS, i
6100K023 | Half_Moon : SWITCHGEAR - Half_Moon | SWGR | ROH | GCE8010028R0103 | PRESSURE RELIEF FLAP W1000 | 4 | 0 | 4 | PR Required | - | PR |  | Mechanical |  | - | 2026-04-04 | 2026-03-21 | 0
6100K023 | Half_Moon : SWITCHGEAR - Half_Moon | SWGR | ROH | GCE8010028R0105 | PRESSURE RELIEF FLAP, REAR | 3 | 0 | 3 | PR Required | - | PR |  | Mechanical |  | - | 2026-04-04 | 2026-03-21 | 0
6100K023 | Half_Moon : SWITCHGEAR - Half_Moon | SWGR | ROH | GCE8010028R0106 | PRESSURE RELIEF FLAP W1000 | 3 | 0 | 3 | PR Required | - | PR |  | Mechanical |  | - | 2026-04-04 | 2026-03-21 | 0
6100K023 | Half_Moon : SWITCHGEAR - Half_Moon | SWGR | ROH | GCE8010073P0102 | PARTITION WALL | 38 | 32 | 6 | 6100K023 | PO-SEP-8402-[24] | PO | 2025-11-17 | Mechanical |  | - | 2026-04-04 | 2026-03-21 | 0 | First Telecom Industries | 6100K023 – PR for Supply of MV 13.8 kV Switchgear (SWGR) for Halfmoon 115/13.8 kV Substation (SS). This PR covers 1st lot of mechanical bulk materials required for the SWGR SS, i
6100K023 | Half_Moon : SWITCHGEAR - Half_Moon | SWGR | ROH | GCE8010073P0102 | PARTITION WALL | 6 | 0 | 6 | PR Required | - | PR |  | Mechanical |  | - | 2026-04-04 | 2026-03-21 | 0
6100K023 | Half_Moon : SWITCHGEAR - Half_Moon | SWGR | ROH | GCE8010073P0103 | BB/CB.PARTITION WALL W1000(PaintRAL7035) | 3 | 3 | 0 | 6100K023 | PO-SEP-8402-[10] | PO | 2025-11-17 | Mechanical |  | - | 2026-04-04 | 2026-03-21 | 0 | First Telecom Industries | 6100K023 – PR for Supply of MV 13.8 kV Switchgear (SWGR) for Halfmoon 115/13.8 kV Substation (SS). This PR covers 1st lot of mechanical bulk materials required for the SWGR SS, i
6100K023 | Half_Moon : SWITCHGEAR - Half_Moon | SWGR | ROH | GCE8010096P0101P | PIN 12DIA(ZINC COAT)DWG:GCE8010096P0101 | 4 | 4 | 0 | 6100K023 | PO-SEP-8523-[5] | PO | 2025-10-23 | Mechanical |  | - | 2026-04-04 | 2026-03-21 | 0 | Laser Company for Metal Industries Ltd | 6100K023 – PR for Supply of
6100K023 | Half_Moon : SWITCHGEAR - Half_Moon | SWGR | ROH | GCE8010097P0101 | MOUNTING PLATE W800, S=310 | 2 | 1 | 1 | 6100K023 | PO-SEP-8402-[25] | PO | 2025-11-17 | Mechanical |  | - | 2026-04-04 | 2026-03-21 | 0 | First Telecom Industries | 6100K023 – PR for Supply of MV 13.8 kV Switchgear (SWGR) for Halfmoon 115/13.8 kV Substation (SS). This PR covers 1st lot of mechanical bulk materials required for the SWGR SS, i
6100K023 | Half_Moon : SWITCHGEAR - Half_Moon | SWGR | ROH | GCE8010097P0101 | MOUNTING PLATE W800, S=310 | 1 | 0 | 1 | PR Required | - | PR |  | Mechanical |  | - | 2026-04-04 | 2026-03-21 | 0
6100K023 | Half_Moon : SWITCHGEAR - Half_Moon | SWGR | ROH | GCE8010097P0102 | MOUNTING PLATE S=310 W1000 | 3 | 1 | 2 | 6100K023 | PO-SEP-8402-[11] | PO | 2025-11-17 | Mechanical |  | - | 2026-04-04 | 2026-03-21 | 0 | First Telecom Industries | 6100K023 – PR for Supply of MV 13.8 kV Switchgear (SWGR) for Halfmoon 115/13.8 kV Substation (SS). This PR covers 1st lot of mechanical bulk materials required for the SWGR SS, i
6100K023 | Half_Moon : SWITCHGEAR - Half_Moon | SWGR | ROH | GCE8010097P0102 | MOUNTING PLATE S=310 W1000 | 2 | 0 | 2 | PR Required | - | PR |  | Mechanical |  | - | 2026-04-04 | 2026-03-21 | 0
6100K023 | Half_Moon : SWITCHGEAR - Half_Moon | SWGR | ROH | GCE8010104P0103P | BUSHING D60/49X25 | 18 | 0 | 18 | PR Required | - | PR |  | Mechanical |  | - | 2026-04-04 | 2026-03-21 | 0
6100K023 | Half_Moon : SWITCHGEAR - Half_Moon | SWGR | ROH | GCE8010104P0104P | BUSHING D58/47X25 | 12 | 0 | 12 | PR Required | - | PR |  | Mechanical |  | - | 2026-04-04 | 2026-03-21 | 0
6100K023 | Half_Moon : SWITCHGEAR - Half_Moon | SWGR | ROH | GCE8010178P0102 | SUPPORT ANGLE | 38 | 27 | 11 | 6100K023 | PO-SEP-8402-[26] | PO | 2025-11-17 | Mechanical |  | - | 2026-04-04 | 2026-03-21 | 0 | First Telecom Industries | 6100K023 – PR for Supply of MV 13.8 kV Switchgear (SWGR) for Halfmoon 115/13.8 kV Substation (SS). This PR covers 1st lot of mechanical bulk materials required for the SWGR SS, i
6100K023 | Half_Moon : SWITCHGEAR - Half_Moon | SWGR | ROH | GCE8010178P0102 | SUPPORT ANGLE | 11 | 0 | 11 | PR Required | - | PR |  | Mechanical |  | - | 2026-04-04 | 2026-03-21 | 0
6100K023 | Half_Moon : SWITCHGEAR - Half_Moon | SWGR | ROH | GCE8010178P0103 | SUPPORT ANGLE W1000 | 3 | 3 | 0 | 6100K023 | PO-SEP-8402-[12] | PO | 2025-11-17 | Mechanical |  | - | 2026-04-04 | 2026-03-21 | 0 | First Telecom Industries | 6100K023 – PR for Supply of MV 13.8 kV Switchgear (SWGR) for Halfmoon 115/13.8 kV Substation (SS). This PR covers 1st lot of mechanical bulk materials required for the SWGR SS, i
6100K023 | Half_Moon : SWITCHGEAR - Half_Moon | SWGR | ROH | GCE8011408P0101 | MOUNTING PLATE W800, METERING | 2 | 2 | 0 | 6100K023 | PO-SEP-8402-[34] | PO | 2025-11-17 | Mechanical |  | - | 2026-04-04 | 2026-03-21 | 0 | First Telecom Industries | 6100K023 – PR for Supply of MV 13.8 kV Switchgear (SWGR) for Halfmoon 115/13.8 kV Substation (SS). This PR covers 1st lot of mechanical bulk materials required for the SWGR SS, i
6100K023 | Half_Moon : SWITCHGEAR - Half_Moon | SWGR | ROH | GCE8011549P0101 | CT-COOLER(HEAT SINK) | 9 | 3 | 6 | free_stock | PO-SEP-8340-[1] | PO | 2025-11-30 | Mechanical |  | - | 2026-04-04 | 2026-03-21 | 0 | AB KOMPONENTY s.r.o. | CT Cooler
6100K023 | Half_Moon : SWITCHGEAR - Half_Moon | SWGR | ROH | GCE8011549P0101 | CT-COOLER(HEAT SINK) | 6 | 6 | 0 | 6100KDP01 | PO-SEP-8483-[3] | PO | 2025-12-31 | Mechanical |  | - | 2026-04-04 | 2026-03-21 | 0 | AB KOMPONENTY s.r.o. | 6100K023 – PR for Supply of
6100K023 | Half_Moon : SWITCHGEAR - Half_Moon | SWGR | ROH | GCE8011552P0102 | FLAT SCREEN FOR CB.MIDDLE PLATE W800 | 34 | 20 | 14 | 6100K023 | PO-SEP-8396-[12] | PO | 2025-11-30 | Mechanical |  | - | 2026-04-04 | 2026-03-21 | 0 | XIAMEN STARLIGHTS | 6100K023 – PR for Supply of MV 13.8 kV Switchgear (SWGR) for Halfmoon 115/13.8 kV Substation (SS). This PR covers 1st lot of mechanical bulk materials required for the SWGR SS, i
6100K023 | Half_Moon : SWITCHGEAR - Half_Moon | SWGR | ROH | GCE8011552P0102 | FLAT SCREEN FOR CB.MIDDLE PLATE W800 | 14 | 14 | 0 | 6100KDP01 | PO-SEP-8396-[43] | PO | 2025-11-30 | Mechanical |  | - | 2026-04-04 | 2026-03-21 | 0 | XIAMEN STARLIGHTS | 6100K023 – PR for Supply of MV 13.8 kV Switchgear (SWGR) for Halfmoon 115/13.8 kV Substation (SS). This PR covers 1st lot of mechanical bulk materials required for the SWGR SS, i
6100K023 | Half_Moon : SWITCHGEAR - Half_Moon | SWGR | ROH | GCE8011642P0101 | SPACER | 243 | 236 | 7 | 6100KDP01 | PO-SEP-8385-[154] | PO | 2025-10-05 | Mechanical |  | - | 2026-04-04 | 2026-03-21 | 0 | Easy China (Xiamen) Trading Co, Ltd. | To update Promised Delivery Date
6100K023 | Half_Moon : SWITCHGEAR - Half_Moon | SWGR | ROH | GCE8011642P0101 | SPACER | 7 | 0 | 7 | PR Required | - | PR |  | Mechanical |  | - | 2026-04-04 | 2026-03-21 | 0
6100K023 | Half_Moon : SWITCHGEAR - Half_Moon | SWGR | ROH | GCE8011650P0101 | SUPPORT REINFORCEMENT | 3 | 3 | 0 | 6100K023 | PO-SEP-8402-[13] | PO | 2025-11-17 | Mechanical |  | - | 2026-04-04 | 2026-03-21 | 0 | First Telecom Industries | 6100K023 – PR for Supply of MV 13.8 kV Switchgear (SWGR) for Halfmoon 115/13.8 kV Substation (SS). This PR covers 1st lot of mechanical bulk materials required for the SWGR SS, i
6100K023 | Half_Moon : SWITCHGEAR - Half_Moon | SWGR | ROH | GCE8011673P0101 | PARTITION WALL W800 | 2 | 2 | 0 | 6100K023 | PO-SEP-8402-[35] | PO | 2025-11-17 | Mechanical |  | - | 2026-04-04 | 2026-03-21 | 0 | First Telecom Industries | 6100K023 – PR for Supply of MV 13.8 kV Switchgear (SWGR) for Halfmoon 115/13.8 kV Substation (SS). This PR covers 1st lot of mechanical bulk materials required for the SWGR SS, i
6100K023 | Half_Moon : SWITCHGEAR - Half_Moon | SWGR | ROH | GCE8011673P0102 | Partition Wall W1000 | 2 | 2 | 0 | 6100K023 | PO-SEP-8402-[14] | PO | 2025-11-17 | Mechanical |  | - | 2026-04-04 | 2026-03-21 | 0 | First Telecom Industries | 6100K023 – PR for Supply of MV 13.8 kV Switchgear (SWGR) for Halfmoon 115/13.8 kV Substation (SS). This PR covers 1st lot of mechanical bulk materials required for the SWGR SS, i
6100K023 | Half_Moon : SWITCHGEAR - Half_Moon | SWGR | ROH | GCE8011679R0101P | REIFORCING ANGLE COMPLETE LEFT | 4 | 4 | 0 | 6100KDP01 | PO-SEP-6821-[80] | PO | 2025-10-31 | Mechanical |  | - | 2026-04-04 | 2026-03-21 | 0 | Easy China (Xiamen) Trading Co, Ltd. | Mechanical items
6100K023 | Half_Moon : SWITCHGEAR - Half_Moon | SWGR | ROH | GCE8011710P0103 | RIB | 24 | 0 | 24 | PR Required | - | PR |  | Mechanical |  | - | 2026-04-04 | 2026-03-21 | 0
6100K023 | Half_Moon : SWITCHGEAR - Half_Moon | SWGR | ROH | GCE8012119P0101 | STRENGTHENING STRIP (5mmx30x2005mm) W800 | 4 | 2 | 2 | 6100KDP01 | PO-SEP-5654-[38] | PO | 2025-12-31 | Mechanical |  | - | 2026-04-04 | 2026-03-21 | 0 | AL RAZIQIYAH COMPANY FOR METAL INDUSTRIES | 6100KDP01 // MV SWGR (New Batha & United Cement SS) Category "LAX, LV, Outsource" Material (Supplier-First Telecom Industries)
6100K023 | Half_Moon : SWITCHGEAR - Half_Moon | SWGR | ROH | GCE8012119P0101 | STRENGTHENING STRIP (5mmx30x2005mm) W800 | 2 | 0 | 2 | PR Required | - | PR |  | Mechanical |  | - | 2026-04-04 | 2026-03-21 | 0
6100K023 | Half_Moon : SWITCHGEAR - Half_Moon | SWGR | ROH | GCE8012119P0102 | STRENGTHENING STRIP (5mmx30x710mm)W800 | 2 | 1 | 1 | 6100KDP01 | PO-SEP-5654-[39] | PO | 2025-12-31 | Mechanical |  | - | 2026-04-04 | 2026-03-21 | 0 | AL RAZIQIYAH COMPANY FOR METAL INDUSTRIES | 6100KDP01 // MV SWGR (New Batha & United Cement SS) Category "LAX, LV, Outsource" Material (Supplier-First Telecom Industries)
6100K023 | Half_Moon : SWITCHGEAR - Half_Moon | SWGR | ROH | GCE8012119P0102 | STRENGTHENING STRIP (5mmx30x710mm)W800 | 1 | 0 | 1 | PR Required | - | PR |  | Mechanical |  | - | 2026-04-04 | 2026-03-21 | 0
6100K023 | Half_Moon : SWITCHGEAR - Half_Moon | SWGR | ROH | GCE8012228P0101 | SUPPORTING SHEET | 18 | 18 | 0 | 6100K023 | PO-SEP-8402-[37] | PO | 2025-11-17 | Mechanical |  | - | 2026-04-04 | 2026-03-21 | 0 | First Telecom Industries | 6100K023 – PR for Supply of MV 13.8 kV Switchgear (SWGR) for Halfmoon 115/13.8 kV Substation (SS). This PR covers 1st lot of mechanical bulk materials required for the SWGR SS, i
6100K023 | Half_Moon : SWITCHGEAR - Half_Moon | SWGR | ROH | GCE8013214P0101 | PARTITION WALL BOTTOM W800 (SS STL)BARE | 36 | 26 | 10 | 6100K023 | PO-SEP-8402-[30] | PO | 2025-11-17 | Mechanical |  | - | 2026-04-04 | 2026-03-21 | 0 | First Telecom Industries | 6100K023 – PR for Supply of MV 13.8 kV Switchgear (SWGR) for Halfmoon 115/13.8 kV Substation (SS). This PR covers 1st lot of mechanical bulk materials required for the SWGR SS, i
6100K023 | Half_Moon : SWITCHGEAR - Half_Moon | SWGR | ROH | GCE8013214P0101 | PARTITION WALL BOTTOM W800 (SS STL)BARE | 10 | 0 | 10 | PR Required | - | PR |  | Mechanical |  | - | 2026-04-04 | 2026-03-21 | 0
6100K023 | Half_Moon : SWITCHGEAR - Half_Moon | SWGR | ROH | GCE8013244P0101 | TRANSFORMER PLATE W800mm | 36 | 26 | 10 | 6100K023 | PO-SEP-8402-[31] | PO | 2025-11-17 | Mechanical |  | - | 2026-04-04 | 2026-03-21 | 0 | First Telecom Industries | 6100K023 – PR for Supply of MV 13.8 kV Switchgear (SWGR) for Halfmoon 115/13.8 kV Substation (SS). This PR covers 1st lot of mechanical bulk materials required for the SWGR SS, i
6100K023 | Half_Moon : SWITCHGEAR - Half_Moon | SWGR | ROH | GCE8013244P0101 | TRANSFORMER PLATE W800mm | 10 | 0 | 10 | PR Required | - | PR |  | Mechanical |  | - | 2026-04-04 | 2026-03-21 | 0
6100K023 | Half_Moon : SWITCHGEAR - Half_Moon | SWGR | ROH | GCE8013263P0101 | SHROUD | 68 | 68 | 0 | 6100K023 | PO-SEP-8396-[13] | PO | 2025-11-30 | Mechanical |  | - | 2026-04-04 | 2026-03-21 | 0 | XIAMEN STARLIGHTS | 6100K023 – PR for Supply of MV 13.8 kV Switchgear (SWGR) for Halfmoon 115/13.8 kV Substation (SS). This PR covers 1st lot of mechanical bulk materials required for the SWGR SS, i
6100K023 | Half_Moon : SWITCHGEAR - Half_Moon | SWGR | ROH | GCE8013412R0101 | PRESSURE RELIEF FLAP FOR W1000 | 3 | 0 | 3 | PR Required | - | PR |  | Mechanical |  | - | 2026-04-04 | 2026-03-21 | 0
6100K023 | Half_Moon : SWITCHGEAR - Half_Moon | SWGR | ROH | GCE8013414P0101 | FIXING PLATE FOR DUCT | 3 | 3 | 0 | 6100K023 | PO-SEP-8402-[15] | PO | 2025-11-17 | Mechanical |  | - | 2026-04-04 | 2026-03-21 | 0 | First Telecom Industries | 6100K023 – PR for Supply of MV 13.8 kV Switchgear (SWGR) for Halfmoon 115/13.8 kV Substation (SS). This PR covers 1st lot of mechanical bulk materials required for the SWGR SS, i
6100K023 | Half_Moon : SWITCHGEAR - Half_Moon | SWGR | ROH | GCE8013419R0101 | FRAME FOR FLAT SCREEN COMPLETE | 3 | 2 | 1 | 6100K023 | PO-SEP-8396-[8] | PO | 2025-11-30 | Mechanical |  | - | 2026-04-04 | 2026-03-21 | 0 | XIAMEN STARLIGHTS | 6100K023 – PR for Supply of MV 13.8 kV Switchgear (SWGR) for Halfmoon 115/13.8 kV Substation (SS). This PR covers 1st lot of mechanical bulk materials required for the SWGR SS, i
6100K023 | Half_Moon : SWITCHGEAR - Half_Moon | SWGR | ROH | GCE8013419R0101 | FRAME FOR FLAT SCREEN COMPLETE | 1 | 0 | 1 | PR Required | - | PR |  | Mechanical |  | - | 2026-04-04 | 2026-03-21 | 0
6100K023 | Half_Moon : SWITCHGEAR - Half_Moon | SWGR | ROH | GCE8013423P0101 | PARTITION WALL W1000 (PAINTED RAL7035) | 3 | 3 | 0 | 6100K023 | PO-SEP-8402-[16] | PO | 2025-11-17 | Mechanical |  | - | 2026-04-04 | 2026-03-21 | 0 | First Telecom Industries | 6100K023 – PR for Supply of MV 13.8 kV Switchgear (SWGR) for Halfmoon 115/13.8 kV Substation (SS). This PR covers 1st lot of mechanical bulk materials required for the SWGR SS, i
6100K023 | Half_Moon : SWITCHGEAR - Half_Moon | SWGR | ROH | GCE8013427P0101 | GAIN CT PLATE | 3 | 3 | 0 | 6100K023 | PO-SEP-8402-[38] | PO | 2025-11-17 | Mechanical |  | - | 2026-04-04 | 2026-03-21 | 0 | First Telecom Industries | 6100K023 – PR for Supply of MV 13.8 kV Switchgear (SWGR) for Halfmoon 115/13.8 kV Substation (SS). This PR covers 1st lot of mechanical bulk materials required for the SWGR SS, i
6100K023 | Half_Moon : SWITCHGEAR - Half_Moon | SWGR | ROH | GCE8013430P0101 | COOLING PLATE 1 ( small ) | 9 | 0 | 9 | PR Required | - | PR |  | Mechanical |  | - | 2026-04-04 | 2026-03-21 | 0
6100K023 | Half_Moon : SWITCHGEAR - Half_Moon | SWGR | ROH | GCE8013431P0101 | COOLING PLATE 2 ( Big ) | 9 | 0 | 9 | PR Required | - | PR |  | Mechanical |  | - | 2026-04-04 | 2026-03-21 | 0
6100K023 | Half_Moon : SWITCHGEAR - Half_Moon | SWGR | ROH | GCE8013433P0101P | SHROUD (DWG NO. GCE8013433P0101) | 6 | 0 | 6 | PR Required | - | PR |  | Mechanical |  | - | 2026-04-04 | 2026-03-21 | 0
6100K023 | Half_Moon : SWITCHGEAR - Half_Moon | SWGR | ROH | GCE8013434P0101P | SHROUD (DWG NO. GCE8013434P0101) | 6 | 0 | 6 | PR Required | - | PR |  | Mechanical |  | - | 2026-04-04 | 2026-03-21 | 0
6100K023 | Half_Moon : SWITCHGEAR - Half_Moon | SWGR | ROH | GCE8013434P0102P | SHROUD (DWG NO. GCE8013434P0102) | 6 | 0 | 6 | PR Required | - | PR |  | Mechanical |  | - | 2026-04-04 | 2026-03-21 | 0
6100K023 | Half_Moon : SWITCHGEAR - Half_Moon | SWGR | ROH | GCE8013435P0101P | SPACER DISC (GCE8013435P0101) | 48 | 0 | 48 | PR Required | - | PR |  | Mechanical |  | - | 2026-04-04 | 2026-03-21 | 0
6100K023 | Half_Moon : SWITCHGEAR - Half_Moon | SWGR | ROH | GCE8013444R0101 | PRESSURE RELIEF FLAP(W1000) | 3 | 0 | 3 | PR Required | - | PR |  | Mechanical |  | - | 2026-04-04 | 2026-03-21 | 0
6100K023 | Half_Moon : SWITCHGEAR - Half_Moon | SWGR | ROH | GCE8487370R0100 | EARTHING CONTACT | 2 | 0 | 2 | PR Required | - | PR |  | Mechanical |  | - | 2026-04-04 | 2026-03-21 | 0
6100K023 | Half_Moon : SWITCHGEAR - Half_Moon | SWGR | ROH | GCE8585496P0100 | LABEL RACK OUT / IN ( ZS3.2 / ZS1 ) | 47 | 16 | 31 | 6100K023 | PO-SEP-8379-[41] | PO | 2025-10-30 | Mechanical |  | - | 2026-04-04 | 2026-03-21 | 0 | Azm and Tumooh Trading Establishment | 6100K023 – PR for Supply of MV 13.8 kV Switchgear (SWGR) for Halfmoon 115/13.8 kV Substation (SS). This PR covers 1st lot of mechanical bulk materials required for the SWGR SS, i
6100K023 | Half_Moon : SWITCHGEAR - Half_Moon | SWGR | ROH | GCE8585496P0100 | LABEL RACK OUT / IN ( ZS3.2 / ZS1 ) | 31 | 4 | 27 | 6100KDP01 | PO-SEP-8379-[38] | PO | 2025-10-30 | Mechanical |  | - | 2026-04-04 | 2026-03-21 | 0 | Azm and Tumooh Trading Establishment | 6100K023 – PR for Supply of MV 13.8 kV Switchgear (SWGR) for Halfmoon 115/13.8 kV Substation (SS). This PR covers 1st lot of mechanical bulk materials required for the SWGR SS, i
6100K023 | Half_Moon : SWITCHGEAR - Half_Moon | SWGR | ROH | GCE8585496P0100 | LABEL RACK OUT / IN ( ZS3.2 / ZS1 ) | 27 | 0 | 27 | PR Required | - | PR |  | Mechanical |  | - | 2026-04-04 | 2026-03-21 | 0
6100K023 | Half_Moon : SWITCHGEAR - Half_Moon | SWGR | ROH | GCE8684080P0101 | EARTHING STRIP | 2 | 0 | 2 | PR Required | - | PR |  | Mechanical |  | - | 2026-04-04 | 2026-03-21 | 0
6100K023 | Half_Moon : SWITCHGEAR - Half_Moon | SWGR | ROH | GCE8685778P0121P | CONTACT PIN 800/1200A SIL.COAT = 72L | 6 | 6 | 0 | 6100KDP01 | PO-SEP-8385-[278] | PO | 2025-10-19 | Mechanical |  | - | 2026-04-04 | 2026-03-21 | 0 | Easy China (Xiamen) Trading Co, Ltd. | To update Promised Delivery Date
6100K023 | Half_Moon : SWITCHGEAR - Half_Moon | SWGR | ROH | GCE9401556P0100 | STOP WASHER | 80 | 8 | 72 | 6100K023 | PO-SEP-8378-[326] | PO | 2025-11-17 | Mechanical |  | - | 2026-04-04 | 2026-03-21 | 0 | China Star (Dalian) Industry Co., Ltd. | 6100K023 – PR for Supply of MV 13.8 kV Switchgear (SWGR) for Halfmoon 115/13.8 kV Substation (SS). This PR covers 1st lot of mechanical bulk materials required for the SWGR SS, i
6100K023 | Half_Moon : SWITCHGEAR - Half_Moon | SWGR | ROH | GCE9401556P0100 | STOP WASHER | 72 | 12 | 60 | 6100KDP01 | PO-SEP-6812-[39] | PO | 2025-12-31 | Mechanical |  | - | 2026-04-04 | 2026-03-21 | 0 | China Star (Dalian) Industry Co., Ltd. | 6100KDP01 // PP-12 (Mechanical Parts) for 07 Panels with Accessories
6100K023 | Half_Moon : SWITCHGEAR - Half_Moon | SWGR | ROH | GCE9401556P0100 | STOP WASHER | 60 | 0 | 60 | PR Required | - | PR |  | Mechanical |  | - | 2026-04-04 | 2026-03-21 | 0
6100K023 | Half_Moon : SWITCHGEAR - Half_Moon | SWGR | ROH | GCE9401766P0107 | LOCKING MAGNET DC125 V | 40 | 18 | 22 | 6100K023 | PO-SEP-8501-[1] | PO | 2025-11-30 | Mechanical |  | - | 2026-04-04 | 2026-03-21 | 0 | Xiamen Leelen High Voltage Electric Co. Ltd | 6100K023 – PR for Supply of
6100K023 | Half_Moon : SWITCHGEAR - Half_Moon | SWGR | ROH | GCE9401766P0107 | LOCKING MAGNET DC125 V | 22 | 16 | 6 | 6100KDP01 | PO-SEP-8501-[3] | PO | 2025-11-30 | Mechanical |  | - | 2026-04-04 | 2026-03-21 | 0 | Xiamen Leelen High Voltage Electric Co. Ltd | 6100K023 – PR for Supply of
6100K023 | Half_Moon : SWITCHGEAR - Half_Moon | SWGR | ROH | GCE9401766P0107 | LOCKING MAGNET DC125 V | 6 | 0 | 6 | PR Required | - | PR |  | Mechanical |  | - | 2026-04-04 | 2026-03-21 | 0
6100K023 | Half_Moon : SWITCHGEAR - Half_Moon | SWGR | ROH | GCE9476775R0100 | IND.CONTACT/ VAN FLOW SWITCH | 4 | 0 | 4 | PR Required | - | PR |  | Mechanical |  | - | 2026-04-04 | 2026-03-21 | 0
6100K023 | Half_Moon : SWITCHGEAR - Half_Moon | SWGR | ROH | GCE9477367P0102 | FORK D11x20 | 9 | 0 | 9 | PR Required | - | PR |  | Mechanical |  | - | 2026-04-04 | 2026-03-21 | 0
6100K023 | Half_Moon : SWITCHGEAR - Half_Moon | SWGR | ROH | GCEC830444P0101P | K-SPACER D12/4.5X8,ZS1/ZS3.2Yellow Chrom | 50 | 50 | 0 | 6100K023 | PO-SEP-8385-[65] | PO | 2025-09-21 | Mechanical |  | - | 2026-04-04 | 2026-03-21 | 0 | Easy China (Xiamen) Trading Co, Ltd. | To update Promised Delivery Date
6100K023 | Half_Moon : SWITCHGEAR - Half_Moon | SWGR | ROH | MARWI60236 | Zack Strip-Vertical(1-10) - 1053027:0001 | 492 | 492 | 0 | 6100K025 | PO-SEP-8792-[6] | PO | 2025-12-20 | Terminals |  | - | 2026-04-04 | 2026-03-21 | 0 | Phoenix Contact Trading LLC | PHOENIX ITEMS FOR MV SWGR- 6100K025 DMM AZYZIYAH SWGR SS / 6100K021 AL RAYAN SS SWGR /6100K020 Mahar SS SWGR
6100K023 | Half_Moon : SWITCHGEAR - Half_Moon | SWGR | ROH | MV-1VCR002091G0001 | HANDLE (MANIGLIA) | 82 | 36 | 46 | 6100K023 | PO-SEP-8446-[2] | PO | 2025-11-30 | Mechanical |  | - | 2026-04-04 | 2026-03-21 | 0 | Ningbo Shengjiu Technology CO., LTD. | 6100K023 – PR for Supply of MV 13.8 kV Switchgear (SWGR) for Halfmoon 115/13.8 kV Substation (SS). This PR covers 1st lot of mechanical bulk materials required for the SWGR SS, i
6100K023 | Half_Moon : SWITCHGEAR - Half_Moon | SWGR | ROH | MV-1VCR002091G0001 | HANDLE (MANIGLIA) | 46 | 0 | 46 | PR Required | - | PR |  | Mechanical |  | - | 2026-04-04 | 2026-03-21 | 0
6100K023 | Half_Moon : SWITCHGEAR - Half_Moon | SWGR | ROH | MV-TR272-22KOHM5W | RESISTOR TR272- 110V TRIP COIL | 78 | 54 | 24 | 6100K020 | PO-SEP-8836-[4] | PO | 2025-10-23 | LVA |  | - | 2026-04-04 | 2026-03-21 | 0 | Saeed Aziz Alsomali Trading Est
6100K023 | Half_Moon : SWITCHGEAR - Half_Moon | SWGR | ROH | MV-TR272-22KOHM5W | RESISTOR TR272- 110V TRIP COIL | 24 | 24 | 0 | 6100K021 | PO-SEP-8836-[3] | PO | 2025-10-27 | LVA |  | - | 2026-04-04 | 2026-03-21 | 0 | Saeed Aziz Alsomali Trading Est
6100K023 | Half_Moon : SWITCHGEAR - Half_Moon | SWGR | ROH | MV50001 | Incomer Upper CT, INC3600-13.8-UCT ¦ ¦ RITZ | 6 | 6 | 0 | 6100K023 | PO-SEP-8758-[1] | PO | 2025-10-23 | Electrical_Transformers |  | - | 2026-04-04 | 2026-03-21 | 0 |  | 6100K023 Halfmoon SS SWGR CT/Order
6100K023 | Half_Moon : SWITCHGEAR - Half_Moon | SWGR | ROH | MV50002 | Incomer Lower CT, INC3600-13.8-LCT ¦ ¦ RITZ | 6 | 6 | 0 | 6100K025 | PO-SEP-8756-[2] | PO | 2025-10-23 | Electrical_Transformers |  | - | 2026-04-04 | 2026-03-21 | 0 |  | CT 6100K025 AZYZIYAH DMM SWGR SS
6100K023 | Half_Moon : SWITCHGEAR - Half_Moon | SWGR | ROH | MV50003 | Capacitor O/G Feeder Upper CT, CAP1250-13.8-UCT ¦ ¦ RITZ | 6 | 6 | 0 | 6100K025 | PO-SEP-8756-[3] | PO | 2025-10-23 | Electrical_Transformers |  | - | 2026-04-04 | 2026-03-21 | 0 |  | CT 6100K025 AZYZIYAH DMM SWGR SS
6100K023 | Half_Moon : SWITCHGEAR - Half_Moon | SWGR | ROH | MV50004 | Capacitor O/G Feeder Lower CT, CAP1250-13.8-LCT ¦ ¦ RITZ | 6 | 6 | 0 | 6100K025 | PO-SEP-8756-[4] | PO | 2025-10-23 | Electrical_Transformers |  | - | 2026-04-04 | 2026-03-21 | 0 |  | CT 6100K025 AZYZIYAH DMM SWGR SS
6100K023 | Half_Moon : SWITCHGEAR - Half_Moon | SWGR | ROH | MV50005 | Station Auxiliary Upper CT, SST630-13.8-UCT ¦ ¦ RITZ | 6 | 6 | 0 | 6100K025 | PO-SEP-8756-[5] | PO | 2025-10-23 | Electrical_Transformers |  | - | 2026-04-04 | 2026-03-21 | 0 |  | CT 6100K025 AZYZIYAH DMM SWGR SS
6100K023 | Half_Moon : SWITCHGEAR - Half_Moon | SWGR | ROH | MV50006 | Station Auxiliary Lower CT, SST630-13.8-LCT ¦ ¦ RITZ | 6 | 6 | 0 | 6100K025 | PO-SEP-8756-[6] | PO | 2025-10-23 | Electrical_Transformers |  | - | 2026-04-04 | 2026-03-21 | 0 |  | CT 6100K025 AZYZIYAH DMM SWGR SS
6100K023 | Half_Moon : SWITCHGEAR - Half_Moon | SWGR | ROH | MV50007 | Outgoing Plain Upper CT, OG1250-13.8-UCT ¦ ¦ RITZ | 96 | 96 | 0 | 6100K025 | PO-SEP-8756-[7] | PO | 2025-10-23 | Electrical_Transformers |  | - | 2026-04-04 | 2026-03-21 | 0 |  | CT 6100K025 AZYZIYAH DMM SWGR SS
6100K023 | Half_Moon : SWITCHGEAR - Half_Moon | SWGR | ROH | MV50008 | Outgoing plain Lower CT, OG1250-13.8-LCT ¦ ¦ RITZ | 96 | 96 | 0 | 6100K025 | PO-SEP-8756-[8] | PO | 2025-10-23 | Electrical_Transformers |  | - | 2026-04-04 | 2026-03-21 | 0 |  | CT 6100K025 AZYZIYAH DMM SWGR SS
6100K023 | Half_Moon : SWITCHGEAR - Half_Moon | SWGR | ROH | MV50009 | BusTie Upper CT, BS3600-13.8-UCT ¦ ¦ RITZ | 3 | 3 | 0 | 6100K025 | PO-SEP-8756-[9] | PO | 2025-10-23 | Electrical_Transformers |  | - | 2026-04-04 | 2026-03-21 | 0 |  | CT 6100K025 AZYZIYAH DMM SWGR SS
6100K023 | Half_Moon : SWITCHGEAR - Half_Moon | SWGR | ROH | MV50010 | Bus-Tie Lower CT, BS3600-13.8-LCT ¦ ¦ RITZ | 3 | 3 | 0 | 6100K025 | PO-SEP-8756-[10] | PO | 2025-10-23 | Electrical_Transformers |  | - | 2026-04-04 | 2026-03-21 | 0 |  | CT 6100K025 AZYZIYAH DMM SWGR SS
6100K023 | Half_Moon : SWITCHGEAR - Half_Moon | SWGR | ROH | SAME CODE | UN-INSUL SLeve Lugs KE1510ST (1.5mm) | 820 | 0 | 820 | PR Required | - | PR |  | LVD |  | - | 2026-04-04 | 2026-03-21 | 0
6100K023 | Half_Moon : SWITCHGEAR - Half_Moon | SWGR | ROH | SAME CODE | UN-INSUL SLEEVE Lugs for 2.5mm KE2510ST | 2050 | 0 | 2050 | PR Required | - | PR |  | LVD |  | - | 2026-04-04 | 2026-03-21 | 0
6100K023 | Half_Moon : SWITCHGEAR - Half_Moon | SWGR | ROH | SAME CODE | Un-Insul Sleeve Lugs 4.0 mm KE410ST | 2050 | 0 | 2050 | PR Required | - | PR |  | LVD |  | - | 2026-04-04 | 2026-03-21 | 0
6100K023 | Half_Moon : SWITCHGEAR - Half_Moon | SWGR | ROH | SAME CODE | TERM.LUGS BLADE BF-PP12/25 2.5MM | 4100 | 0 | 4100 | PR Required | - | PR |  | LVD |  | - | 2026-04-04 | 2026-03-21 | 0
6100K023 | Half_Moon : SWITCHGEAR - Half_Moon | SWGR | ROH | SAME CODE | TERM.LUGS SPADE RF-U4 1.5/M4 | 5125 | 0 | 5125 | PR Required | - | PR |  | LVD |  | - | 2026-04-04 | 2026-03-21 | 0
6100K023 | Half_Moon : SWITCHGEAR - Half_Moon | SWGR | ROH | SAME CODE | TERM.LUGS BLADE RF-PP 12/23 | 12300 | 0 | 12300 | PR Required | - | PR |  | LVD |  | - | 2026-04-04 | 2026-03-21 | 0
6100K023 | Half_Moon : SWITCHGEAR - Half_Moon | SWGR | ROH | SCB1000022P0001 | K-SLIDING PART | 40 | 21 | 19 | 6100K023 | PO-SEP-8509-[4] | PO | 2025-10-30 | Mechanical |  | - | 2026-04-04 | 2026-03-21 | 0 | First Telecom Industries
6100K023 | Half_Moon : SWITCHGEAR - Half_Moon | SWGR | ROH | SCB1000022P0001 | K-SLIDING PART | 19 | 0 | 19 | PR Required | - | PR |  | Mechanical |  | - | 2026-04-04 | 2026-03-21 | 0
6100K023 | Half_Moon : SWITCHGEAR - Half_Moon | SWGR | ROH | SCB1000024P0001P | BUSHING (LOCAL PUR) | 40 | 10 | 30 | 6100K023 | PO-SEP-8484-[8] | PO | 2025-11-30 | Mechanical |  | - | 2026-04-04 | 2026-03-21 | 0 | AL NAKHEEL GREEN STEEL WORKS | 6100K023 – PR for Supply of
6100K023 | Half_Moon : SWITCHGEAR - Half_Moon | SWGR | ROH | SCB1000024P0001P | BUSHING (LOCAL PUR) | 30 | 0 | 30 | PR Required | - | PR |  | Mechanical |  | - | 2026-04-04 | 2026-03-21 | 0
6100K023 | Half_Moon : SWITCHGEAR - Half_Moon | SWGR | ROH | SCB1000025P0001P | BUSHING (LOCAL PUR) | 120 | 30 | 90 | 6100K023 | PO-SEP-8489-[2] | QC | 2025-11-30 | Mechanical |  | - | 2026-04-04 | 2026-03-21 | 0 | Laser Company for Metal Industries Ltd | 6100K023 – PR for Supply of | 120 | 22-10-2025
6100K023 | Half_Moon : SWITCHGEAR - Half_Moon | SWGR | ROH | SCB1000025P0001P | BUSHING (LOCAL PUR) | 90 | 0 | 90 | PR Required | - | PR |  | Mechanical |  | - | 2026-04-04 | 2026-03-21 | 0
6100K023 | Half_Moon : SWITCHGEAR - Half_Moon | SWGR | ROH | SCB1000026P0001P | BUSHING (LOCAL PUR) | 123 | 0 | 123 | PR Required | - | PR |  | Mechanical |  | - | 2026-04-04 | 2026-03-21 | 0
6100K023 | Half_Moon : SWITCHGEAR - Half_Moon | SWGR | ROH | SCB1000037P0001 | K-LEVER | 41 | 22 | 19 | free_stock | PO-SEP-8659-[1] | PO | 2025-10-30 | Mechanical |  | - | 2026-04-04 | 2026-03-21 | 0 | Laser Company for Metal Industries Ltd | K-Lever ¦ SCB1000037P0001 ¦ ABB
6100K023 | Half_Moon : SWITCHGEAR - Half_Moon | SWGR | ROH | SCB1000037P0001 | K-LEVER | 19 | 0 | 19 | PR Required | - | PR |  | Mechanical |  | - | 2026-04-04 | 2026-03-21 | 0
6100K023 | Half_Moon : SWITCHGEAR - Half_Moon | SWGR | ROH | SCB1000047P0001 | INTERLOCKING SCOTCH | 41 | 9 | 32 | 6100K023 | PO-SEP-8523-[2] | PO | 2025-10-23 | Mechanical |  | - | 2026-04-04 | 2026-03-21 | 0 | Laser Company for Metal Industries Ltd | 6100K023 – PR for Supply of
6100K023 | Half_Moon : SWITCHGEAR - Half_Moon | SWGR | ROH | SCB1000047P0001 | INTERLOCKING SCOTCH | 32 | 0 | 32 | PR Required | - | PR |  | Mechanical |  | - | 2026-04-04 | 2026-03-21 | 0
6100K023 | Half_Moon : SWITCHGEAR - Half_Moon | SWGR | ROH | SCB1000048P0001P | PIN (LOCAL PUR) | 40 | 24 | 16 | 6100K023 | PO-SEP-8489-[3] | QC | 2025-11-30 | Mechanical |  | - | 2026-04-04 | 2026-03-21 | 0 | Laser Company for Metal Industries Ltd | 6100K023 – PR for Supply of | 40 | 22-10-2025
6100K023 | Half_Moon : SWITCHGEAR - Half_Moon | SWGR | ROH | SCB1000048P0001P | PIN (LOCAL PUR) | 16 | 0 | 16 | PR Required | - | PR |  | Mechanical |  | - | 2026-04-04 | 2026-03-21 | 0
6100K023 | Half_Moon : SWITCHGEAR - Half_Moon | SWGR | ROH | SCB1001678P0001 | HOOKING LEVER (ZINC PLATED) | 2 | 1 | 1 | 6100K023 | PO-SEP-8402-[39] | PO | 2025-11-17 | Mechanical - Accessories |  | - | 2026-04-04 | 2026-03-21 | 0 | First Telecom Industries | 6100K023 – PR for Supply of MV 13.8 kV Switchgear (SWGR) for Halfmoon 115/13.8 kV Substation (SS). This PR covers 1st lot of mechanical bulk materials required for the SWGR SS, i
6100K023 | Half_Moon : SWITCHGEAR - Half_Moon | SWGR | ROH | SCB1001678P0001 | HOOKING LEVER (ZINC PLATED) | 1 | 1 | 0 | 6100KDP01 | PO-SEP-8402-[78] | PO | 2025-11-17 | Mechanical - Accessories |  | - | 2026-04-04 | 2026-03-21 | 0 | First Telecom Industries | 6100K023 – PR for Supply of MV 13.8 kV Switchgear (SWGR) for Halfmoon 115/13.8 kV Substation (SS). This PR covers 1st lot of mechanical bulk materials required for the SWGR SS, i
6100K023 | Half_Moon : SWITCHGEAR - Half_Moon | SWGR | ROH | SCB1001813R0802P | MECHANICAL OFF BUTTON FOR VD4 - HOR | 39 | 7 | 32 | 6100K023 | PO-SEP-8385-[67] | PO | 2025-09-21 | Mechanical |  | - | 2026-04-04 | 2026-03-21 | 0 | Easy China (Xiamen) Trading Co, Ltd. | To update Promised Delivery Date
6100K023 | Half_Moon : SWITCHGEAR - Half_Moon | SWGR | ROH | SCB1001813R0802P | MECHANICAL OFF BUTTON FOR VD4 - HOR | 32 | 32 | 0 | 6100KDP01 | PO-SEP-8385-[136] | PO | 2025-10-05 | Mechanical |  | - | 2026-04-04 | 2026-03-21 | 0 | Easy China (Xiamen) Trading Co, Ltd. | To update Promised Delivery Date
6100K023 | Half_Moon : SWITCHGEAR - Half_Moon | SWGR | ROH | SCB1001915P0001P | PIN | 6 | 0 | 6 | PR Required | - | PR |  | Mechanical |  | - | 2026-04-04 | 2026-03-21 | 0
6100K023 | Half_Moon : SWITCHGEAR - Half_Moon | SWGR | ROH | SCB1001916P0001P | INTERLOCK LEVER (LOCAL PUR) | 6 | 0 | 6 | PR Required | - | PR |  | Mechanical |  | - | 2026-04-04 | 2026-03-21 | 0
6100K023 | Half_Moon : SWITCHGEAR - Half_Moon | SWGR | ROH | SCB1001982P0001 | ROLLER | 6 | 6 | 0 | 6100KDP01 | PO-SEP-8385-[198] | PO | 2025-10-05 | Mechanical |  | - | 2026-04-04 | 2026-03-21 | 0 | Easy China (Xiamen) Trading Co, Ltd. | To update Promised Delivery Date
6100K023 | Half_Moon : SWITCHGEAR - Half_Moon | SWGR | ROH | SEP10038 | Humidistat, 250V, AC, MFR 012 ¦ 01220.0-00 | 41 | 6 | 35 | 6100KDP02 | PO-SEP-8198-[1] | PO | 2025-10-09 | LVA |  | - | 2026-04-04 | 2026-03-21 | 0 | STEGO Elektrotechnik GmbH | PP-12 additional components
6100K023 | Half_Moon : SWITCHGEAR - Half_Moon | SWGR | ROH | SEP10038 | Humidistat, 250V, AC, MFR 012 ¦ 01220.0-00 | 35 | 1 | 34 | 6100K019 | PO-SEP-8198-[2] | PO | 2025-10-09 | LVA |  | - | 2026-04-04 | 2026-03-21 | 0 | STEGO Elektrotechnik GmbH | PP-12 additional components
6100K023 | Half_Moon : SWITCHGEAR - Half_Moon | SWGR | ROH | SEP10038 | Humidistat, 250V, AC, MFR 012 ¦ 01220.0-00 | 34 | 34 | 0 | 6100K025 | PO-SEP-8819-[1] | PO | 2025-12-31 | LVA |  | - | 2026-04-04 | 2026-03-21 | 0 | STEGO Elektrotechnik GmbH | Humidistat, 250V, AC, MFR 012
6100K023 | Half_Moon : SWITCHGEAR - Half_Moon | SWGR | ROH | SEP10162 | WHITE TUBE,INNER DIA. 3.5 MM (1.5 WIRE) | 10178 | 450 | 9728 | free_stock | PO-SEP-6620-[1] | PO | 2025-08-30 | LVD |  | - | 2026-04-04 | 2026-03-21 | 0 | Sana For Electric And Telephone Co | EBM-BULK/FERRULE TUBE - PLANT-A | 774 | 17-07-2025
6100K023 | Half_Moon : SWITCHGEAR - Half_Moon | SWGR | ROH | SEP10162 | WHITE TUBE,INNER DIA. 3.5 MM (1.5 WIRE) | 9728 | 165 | 9563 | free_stock | PO-SEP-7636-[4] | PO | 2025-09-30 | LVD |  | - | 2026-04-04 | 2026-03-21 | 0 | Sana For Electric And Telephone Co | LV-BULK ITEMS
6100K023 | Half_Moon : SWITCHGEAR - Half_Moon | SWGR | ROH | SEP10162 | WHITE TUBE,INNER DIA. 3.5 MM (1.5 WIRE) | 9563 | 747 | 8816 | free_stock | PO-SEP-8356-[3] | PO | 2025-10-15 | LVD |  | - | 2026-04-04 | 2026-03-21 | 0 | Sana For Electric And Telephone Co | EBM-BULK FAST MOVING
6100K023 | Half_Moon : SWITCHGEAR - Half_Moon | SWGR | ROH | SEP10162 | WHITE TUBE,INNER DIA. 3.5 MM (1.5 WIRE) | 8816 | 8816 | 0 | 6100K021 | PO-SEP-8830-[17] | PO | 2025-12-31 | LVD |  | - | 2026-04-04 | 2026-03-21 | 0 | Sana For Electric And Telephone Co | 6100K020 Mahar SS SWGR Electrical components order.
6100K023 | Half_Moon : SWITCHGEAR - Half_Moon | SWGR | ROH | SEP10163 | RED TUBE, INNER DIA. 3.5MM (1.5 WIRE) | 410 | 0 | 410 | PR Required | - | PR |  | LVD |  | - | 2026-04-04 | 2026-03-21 | 0
6100K023 | Half_Moon : SWITCHGEAR - Half_Moon | SWGR | ROH | SEP10165 | WHITE TUBE, INNER DIA. 5.0MM (4.0 WIRE) | 615 | 25 | 590 | free_stock | PO-SEP-7326-[26] | PO | 2025-05-18 | LVD |  | - | 2026-04-04 | 2026-03-21 | 0 | Raja Procuremnet Local Purchases
6100K023 | Half_Moon : SWITCHGEAR - Half_Moon | SWGR | ROH | SEP10165 | WHITE TUBE, INNER DIA. 5.0MM (4.0 WIRE) | 590 | 50 | 540 | free_stock | PO-SEP-7636-[5] | PO | 2025-09-30 | LVD |  | - | 2026-04-04 | 2026-03-21 | 0 | Sana For Electric And Telephone Co | LV-BULK ITEMS | 50 | 09-10-2025
6100K023 | Half_Moon : SWITCHGEAR - Half_Moon | SWGR | ROH | SEP10165 | WHITE TUBE, INNER DIA. 5.0MM (4.0 WIRE) | 540 | 540 | 0 | 6100K021 | PO-SEP-8830-[13] | PO | 2025-12-31 | LVD |  | - | 2026-04-04 | 2026-03-21 | 0 | Sana For Electric And Telephone Co | 6100K020 Mahar SS SWGR Electrical components order.
6100K023 | Half_Moon : SWITCHGEAR - Half_Moon | SWGR | ROH | SEP10298 | RED TUBE, INNER DIA. 4.0MM (2.5 WIRE) | 410 | 8 | 402 | free_stock | PO-SEP-7302-[2] | PO | 2025-09-30 | LVD |  | - | 2026-04-04 | 2026-03-21 | 0 | Sana For Electric And Telephone Co | PLANT -A BULK MATERIAL | 67 | 25-08-2025
6100K023 | Half_Moon : SWITCHGEAR - Half_Moon | SWGR | ROH | SEP10298 | RED TUBE, INNER DIA. 4.0MM (2.5 WIRE) | 402 | 402 | 0 | 6100K021 | PO-SEP-8830-[14] | PO | 2025-12-31 | LVD |  | - | 2026-04-04 | 2026-03-21 | 0 | Sana For Electric And Telephone Co | 6100K020 Mahar SS SWGR Electrical components order.
6100K023 | Half_Moon : SWITCHGEAR - Half_Moon | SWGR | ROH | SEP10349 | RED TUBE, INNER DIA. 5.0MM (4.0 WIRE) | 410 | 410 | 0 | 6100K021 | PO-SEP-8830-[15] | PO | 2025-12-31 | LVD |  | - | 2026-04-04 | 2026-03-21 | 0 | Sana For Electric And Telephone Co | 6100K020 Mahar SS SWGR Electrical components order.
6100K023 | Half_Moon : SWITCHGEAR - Half_Moon | SWGR | ROH | SEP10650 | WHITE TUBE, INNER DIA. 4.0MM (2.5 WIRE) | 1640 | 1080 | 560 | 6100K020 | PO-SEP-8830-[6] | PO | 2025-12-31 | LVD |  | - | 2026-04-04 | 2026-03-21 | 0 | Sana For Electric And Telephone Co | 6100K020 Mahar SS SWGR Electrical components order.
6100K023 | Half_Moon : SWITCHGEAR - Half_Moon | SWGR | ROH | SEP10650 | WHITE TUBE, INNER DIA. 4.0MM (2.5 WIRE) | 560 | 525 | 35 | 6100K024 | PO-SEP-8830-[12] | PO | 2025-12-31 | LVD |  | - | 2026-04-04 | 2026-03-21 | 0 | Sana For Electric And Telephone Co | 6100K020 Mahar SS SWGR Electrical components order.
6100K023 | Half_Moon : SWITCHGEAR - Half_Moon | SWGR | ROH | SEP10650 | WHITE TUBE, INNER DIA. 4.0MM (2.5 WIRE) | 35 | 10 | 25 | free_stock | PO-SEP-8502-[32] | PO | 2025-12-31 | LVD |  | - | 2026-04-04 | 2026-03-21 | 0 | Sana For Electric And Telephone Co | Tube, White, Inner Diameter 4 mm, 2.5 Wire ¦ ¦ KSS
6100K023 | Half_Moon : SWITCHGEAR - Half_Moon | SWGR | ROH | SEP10650 | WHITE TUBE, INNER DIA. 4.0MM (2.5 WIRE) | 25 | 0 | 25 | PR Required | - | PR |  | LVD |  | - | 2026-04-04 | 2026-03-21 | 0
6100K023 | Half_Moon : SWITCHGEAR - Half_Moon | SWGR | ROH | SEP11258 | Cable, Control, 1 Core,CU/PVC, 1.5 Sq.mm, Blue, ATC, 105°, 600/1000V , 1 x 100 m | 89.7155 | 60.2867 | 29.4289 | 6100K023 | PO-SEP-8622-[1] | PO | 2026-01-30 | Wire |  | - | 2026-04-04 | 2026-03-21 | 0 | Al-Fanar Company Limited | Cable Items - KDP01 & K023
6100K023 | Half_Moon : SWITCHGEAR - Half_Moon | SWGR | ROH | SEP11258 | Cable, Control, 1 Core,CU/PVC, 1.5 Sq.mm, Blue, ATC, 105°, 600/1000V , 1 x 100 m | 29.4289 | 29.4289 | 0 | free_stock | PR-SEP-0023811-[106] | PR |  | Wire |  | - | 2026-04-04 | 2026-03-21 | 0
6100K023 | Half_Moon : SWITCHGEAR - Half_Moon | SWGR | ROH | SEP11259 | Cable, Control, 1 Core, CU/PVC, 1.5 Sq.mm, Black, ATC, 105°, 600/1000V , 1 x 100 m | 29.1575 | 23.3698 | 5.7877 | 6100K023 | PO-SEP-8622-[2] | PO | 2026-01-30 | Wire |  | - | 2026-04-04 | 2026-03-21 | 0 | Al-Fanar Company Limited | Cable Items - KDP01 & K023
6100K023 | Half_Moon : SWITCHGEAR - Half_Moon | SWGR | ROH | SEP11259 | Cable, Control, 1 Core, CU/PVC, 1.5 Sq.mm, Black, ATC, 105°, 600/1000V , 1 x 100 m | 5.7877 | 5.7877 | 0 | free_stock | PR-SEP-0023811-[107] | PR |  | Wire |  | - | 2026-04-04 | 2026-03-21 | 0
6100K023 | Half_Moon : SWITCHGEAR - Half_Moon | SWGR | ROH | SEP11260 | Cable, Control, 1 Core, CU/PVC, 1.5 Sq.mm, Grey, ATC, 105°, 600/1000V , 1 x 100 m | 673.9606 | 608.5339 | 65.4267 | 6100K023 | PO-SEP-8622-[3] | PO | 2026-01-30 | Wire |  | - | 2026-04-04 | 2026-03-21 | 0 | Al-Fanar Company Limited | Cable Items - KDP01 & K023
6100K023 | Half_Moon : SWITCHGEAR - Half_Moon | SWGR | ROH | SEP11260 | Cable, Control, 1 Core, CU/PVC, 1.5 Sq.mm, Grey, ATC, 105°, 600/1000V , 1 x 100 m | 65.4267 | 1 | 64.4267 | 6100K023 | PO-SEP-8622-[35] | PO | 2026-01-30 | Wire |  | - | 2026-04-04 | 2026-03-21 | 0 | Al-Fanar Company Limited | Cable Items - KDP01 & K023
6100K023 | Half_Moon : SWITCHGEAR - Half_Moon | SWGR | ROH | SEP11260 | Cable, Control, 1 Core, CU/PVC, 1.5 Sq.mm, Grey, ATC, 105°, 600/1000V , 1 x 100 m | 64.4267 | 64.4267 | 0 | free_stock | PR-SEP-0023811-[108] | PR |  | Wire |  | - | 2026-04-04 | 2026-03-21 | 0
6100K023 | Half_Moon : SWITCHGEAR - Half_Moon | SWGR | ROH | SEP11261 | Cable, Control, 1 Core, CU/PVC, 1.5 Sq.mm, Red, ATC, 105°, 600/1000V , 1 x 100 m | 29.1575 | 19.3698 | 9.7877 | 6100K023 | PO-SEP-8622-[4] | PO | 2026-01-30 | Wire |  | - | 2026-04-04 | 2026-03-21 | 0 | Al-Fanar Company Limited | Cable Items - KDP01 & K023
6100K023 | Half_Moon : SWITCHGEAR - Half_Moon | SWGR | ROH | SEP11261 | Cable, Control, 1 Core, CU/PVC, 1.5 Sq.mm, Red, ATC, 105°, 600/1000V , 1 x 100 m | 9.7877 | 9.7877 | 0 | free_stock | PR-SEP-0023811-[109] | PR |  | Wire |  | - | 2026-04-04 | 2026-03-21 | 0
6100K023 | Half_Moon : SWITCHGEAR - Half_Moon | SWGR | ROH | SEP11262 | Cable, Control, 1 Core, CU/PVC, 2.5 Sq.mm, Blue, ATC, 105°, 600/1000V , 1 x 100 m | 121.116 | 98.8337 | 22.2823 | 6100K023 | PO-SEP-8622-[5] | PO | 2026-01-30 | Wire |  | - | 2026-04-04 | 2026-03-21 | 0 | Al-Fanar Company Limited | Cable Items - KDP01 & K023
6100K023 | Half_Moon : SWITCHGEAR - Half_Moon | SWGR | ROH | SEP11262 | Cable, Control, 1 Core, CU/PVC, 2.5 Sq.mm, Blue, ATC, 105°, 600/1000V , 1 x 100 m | 22.2823 | 22.2823 | 0 | free_stock | PR-SEP-0023811-[110] | PR |  | Wire |  | - | 2026-04-04 | 2026-03-21 | 0
6100K023 | Half_Moon : SWITCHGEAR - Half_Moon | SWGR | ROH | SEP11263 | Cable, Control, 1 Core, CU/PVC, 2.5 Sq.mm, Black, ATC, 105°, 600/1000V , 1 x 100 m | 76.2582 | 69.1904 | 7.0678 | 6100K023 | PO-SEP-8622-[6] | PO | 2026-01-30 | Wire |  | - | 2026-04-04 | 2026-03-21 | 0 | Al-Fanar Company Limited | Cable Items - KDP01 & K023
6100K023 | Half_Moon : SWITCHGEAR - Half_Moon | SWGR | ROH | SEP11263 | Cable, Control, 1 Core, CU/PVC, 2.5 Sq.mm, Black, ATC, 105°, 600/1000V , 1 x 100 m | 7.0678 | 7.0678 | 0 | free_stock | PR-SEP-0023811-[111] | PR |  | Wire |  | - | 2026-04-04 | 2026-03-21 | 0
6100K023 | Half_Moon : SWITCHGEAR - Half_Moon | SWGR | ROH | SEP11264 | Cable, Control, 1 Core, CU/PVC, 2.5 Sq.mm, Grey, ATC, 105°, 600/1000V , 1 x 100 m | 22.4289 | 21.8162 | 0.61269 | 6100K023 | PO-SEP-8622-[7] | PO | 2026-01-30 | Wire |  | - | 2026-04-04 | 2026-03-21 | 0 | Al-Fanar Company Limited | Cable Items - KDP01 & K023
6100K023 | Half_Moon : SWITCHGEAR - Half_Moon | SWGR | ROH | SEP11264 | Cable, Control, 1 Core, CU/PVC, 2.5 Sq.mm, Grey, ATC, 105°, 600/1000V , 1 x 100 m | 0.61269 | 0.61269 | 0 | free_stock | PR-SEP-0023811-[112] | PR |  | Wire |  | - | 2026-04-04 | 2026-03-21 | 0
6100K023 | Half_Moon : SWITCHGEAR - Half_Moon | SWGR | ROH | SEP11265 | Cable, Control, 1 Core, CU/PVC, 2.5 Sq.mm Yellow/Green, ATC, 105°, 600/1000V , 1 x 100 m | 22.5383 | 21 | 1.5383 | 6100K023 | PO-SEP-8622-[8] | PO | 2026-01-30 | Wire |  | - | 2026-04-04 | 2026-03-21 | 0 | Al-Fanar Company Limited | Cable Items - KDP01 & K023
6100K023 | Half_Moon : SWITCHGEAR - Half_Moon | SWGR | ROH | SEP11265 | Cable, Control, 1 Core, CU/PVC, 2.5 Sq.mm Yellow/Green, ATC, 105°, 600/1000V , 1 x 100 m | 1.5383 | 1 | 0.53829 | 6100K023 | PO-SEP-8622-[36] | PO | 2026-01-30 | Wire |  | - | 2026-04-04 | 2026-03-21 | 0 | Al-Fanar Company Limited | Cable Items - KDP01 & K023
6100K023 | Half_Moon : SWITCHGEAR - Half_Moon | SWGR | ROH | SEP11265 | Cable, Control, 1 Core, CU/PVC, 2.5 Sq.mm Yellow/Green, ATC, 105°, 600/1000V , 1 x 100 m | 0.53829 | 0.53829 | 0 | 6100KDP01 | PO-SEP-8622-[26] | PO | 2026-01-30 | Wire |  | - | 2026-04-04 | 2026-03-21 | 0 | Al-Fanar Company Limited | Cable Items - KDP01 & K023
6100K023 | Half_Moon : SWITCHGEAR - Half_Moon | SWGR | ROH | SEP11266 | Cable, Control, 1 Core, CU/PVC, 2.5 Sq.mm, Red, ATC, 105°, 600/1000V , 1 x 100 m | 121.116 | 109.8337 | 11.2823 | 6100K023 | PO-SEP-8622-[9] | PO | 2026-01-30 | Wire |  | - | 2026-04-04 | 2026-03-21 | 0 | Al-Fanar Company Limited | Cable Items - KDP01 & K023
6100K023 | Half_Moon : SWITCHGEAR - Half_Moon | SWGR | ROH | SEP11266 | Cable, Control, 1 Core, CU/PVC, 2.5 Sq.mm, Red, ATC, 105°, 600/1000V , 1 x 100 m | 11.2823 | 11.2823 | 0 | free_stock | PR-SEP-0023811-[114] | PR |  | Wire |  | - | 2026-04-04 | 2026-03-21 | 0
6100K023 | Half_Moon : SWITCHGEAR - Half_Moon | SWGR | ROH | SEP11267 | Cable, Control, 1 Core, CU/PVC, 2.5 Sq.mm, Yellow, ATC,105°, 600/1000V , 1 x 100 m | 121.116 | 98.8337 | 22.2823 | 6100K023 | PO-SEP-8622-[10] | PO | 2026-01-30 | Wire |  | - | 2026-04-04 | 2026-03-21 | 0 | Al-Fanar Company Limited | Cable Items - KDP01 & K023
6100K023 | Half_Moon : SWITCHGEAR - Half_Moon | SWGR | ROH | SEP11267 | Cable, Control, 1 Core, CU/PVC, 2.5 Sq.mm, Yellow, ATC,105°, 600/1000V , 1 x 100 m | 22.2823 | 22.2823 | 0 | free_stock | PR-SEP-0023811-[115] | PR |  | Wire |  | - | 2026-04-04 | 2026-03-21 | 0
6100K023 | Half_Moon : SWITCHGEAR - Half_Moon | SWGR | ROH | SEP11268 | Cable, Power, 1 Core, CU/PVC, 4.0 Sq.mm, Blue, ATC, 105°, 600/1000V , 1 x 100 m | 6.7287 | 6.7287 | 0 | 6100K023 | PO-SEP-8622-[11] | PO | 2026-01-30 | Wire |  | - | 2026-04-04 | 2026-03-21 | 0 | Al-Fanar Company Limited | Cable Items - KDP01 & K023
6100K023 | Half_Moon : SWITCHGEAR - Half_Moon | SWGR | ROH | SEP11269 | Cable, Power, 1 Core, CU/PVC, 4.0 Sq.mm, Black, ATC, 105°, 600/1000V , 1 x 100 m | 8.9716 | 8.9716 | 0 | 6100K023 | PO-SEP-8622-[12] | PO | 2026-01-30 | Wire |  | - | 2026-04-04 | 2026-03-21 | 0 | Al-Fanar Company Limited | Cable Items - KDP01 & K023
6100K023 | Half_Moon : SWITCHGEAR - Half_Moon | SWGR | ROH | SEP11270 | Cable, Power, 1 Core, CU/PVC, 4.0 Sq.mm, Red, ATC, 105°, 600/1000V , 1 x 100 m | 6.7287 | 6.7287 | 0 | 6100K023 | PO-SEP-8622-[13] | PO | 2026-01-30 | Wire |  | - | 2026-04-04 | 2026-03-21 | 0 | Al-Fanar Company Limited | Cable Items - KDP01 & K023
6100K023 | Half_Moon : SWITCHGEAR - Half_Moon | SWGR | ROH | SEP11271 | Cable, Power, 1 Core, CU/PVC, 4.0 Sq.mm, Yellow, ATC, 105°, 600/1000V , 1 x 100 m | 6.7287 | 6.7287 | 0 | 6100K023 | PO-SEP-8622-[14] | PO | 2026-01-30 | Wire |  | - | 2026-04-04 | 2026-03-21 | 0 | Al-Fanar Company Limited | Cable Items - KDP01 & K023
6100K023 | Half_Moon : SWITCHGEAR - Half_Moon | SWGR | ROH | SEP11272 | Cable, Power, 1 Core, CU/PVC, 4.0 Sq.mm, Grey, ATC, 105°, 600/1000V , 1 x 100 m | 8.9716 | 8.9716 | 0 | 6100K023 | PO-SEP-8622-[15] | PO | 2026-01-30 | Wire |  | - | 2026-04-04 | 2026-03-21 | 0 | Al-Fanar Company Limited | Cable Items - KDP01 & K023
6100K023 | Half_Moon : SWITCHGEAR - Half_Moon | SWGR | ROH | SEP12016 | RING TYPE LUGS GF-M 5 | 820 | 820 | 0 | 6100K023 | PO-SEP-8418-[12] | PO | 2025-11-30 | LVD |  | - | 2026-04-04 | 2026-03-21 | 0 | Sana For Electric And Telephone Co | 6100K023Halfmoon SWGR Project, All Electrical Components (ABB, Hitachi & Bulk) to Supply of MV 13.8 kV SWGR For Halfmoon 115/13.8kv SS
6100K023 | Half_Moon : SWITCHGEAR - Half_Moon | SWGR | ROH | SEP12026 | BENT LUGS TYPE RF-PPL30 | 28700 | 28700 | 0 | 6100K023 | PO-SEP-8418-[2] | PO | 2025-11-30 | LVD |  | - | 2026-04-04 | 2026-03-21 | 0 | Sana For Electric And Telephone Co | 6100K023Halfmoon SWGR Project, All Electrical Components (ABB, Hitachi & Bulk) to Supply of MV 13.8 kV SWGR For Halfmoon 115/13.8kv SS
6100K023 | Half_Moon : SWITCHGEAR - Half_Moon | SWGR | ROH | SEP12048 | END SLEEVES PKE 1508 (1x1.5sqmm , Black) | 615 | 615 | 0 | 6100K023 | PO-SEP-8418-[17] | PO | 2025-11-30 | LVD |  | - | 2026-04-04 | 2026-03-21 | 0 | Sana For Electric And Telephone Co | 6100K023Halfmoon SWGR Project, All Electrical Components (ABB, Hitachi & Bulk) to Supply of MV 13.8 kV SWGR For Halfmoon 115/13.8kv SS
6100K023 | Half_Moon : SWITCHGEAR - Half_Moon | SWGR | ROH | SEP12052 | END SLEEVES PKT 1508 (2x1.5sqmm , Black) | 615 | 615 | 0 | 6100K023 | PO-SEP-8418-[19] | PO | 2025-11-30 | LVD |  | - | 2026-04-04 | 2026-03-21 | 0 | Sana For Electric And Telephone Co | 6100K023Halfmoon SWGR Project, All Electrical Components (ABB, Hitachi & Bulk) to Supply of MV 13.8 kV SWGR For Halfmoon 115/13.8kv SS
6100K023 | Half_Moon : SWITCHGEAR - Half_Moon | SWGR | ROH | SEP12083 | TERM.LUGS BF-M5 (RING) | 4920 | 4920 | 0 | 6100K023 | PO-SEP-8418-[14] | PO | 2025-11-30 | LVD |  | - | 2026-04-04 | 2026-03-21 | 0 | Sana For Electric And Telephone Co | 6100K023Halfmoon SWGR Project, All Electrical Components (ABB, Hitachi & Bulk) to Supply of MV 13.8 kV SWGR For Halfmoon 115/13.8kv SS
6100K023 | Half_Moon : SWITCHGEAR - Half_Moon | SWGR | ROH | SEP12085 | WIRE LUGS RING TYPE BF-M6 2.5/M6 | 328 | 328 | 0 | 6100K023 | PO-SEP-8418-[15] | PO | 2025-11-30 | LVD |  | - | 2026-04-04 | 2026-03-21 | 0 | Sana For Electric And Telephone Co | 6100K023Halfmoon SWGR Project, All Electrical Components (ABB, Hitachi & Bulk) to Supply of MV 13.8 kV SWGR For Halfmoon 115/13.8kv SS
6100K023 | Half_Moon : SWITCHGEAR - Half_Moon | SWGR | ROH | SEP12087 | RING TYPE LUGS BF-M 8 | 328 | 328 | 0 | 6100K023 | PO-SEP-8418-[16] | PO | 2025-11-30 | LVD |  | - | 2026-04-04 | 2026-03-21 | 0 | Sana For Electric And Telephone Co | 6100K023Halfmoon SWGR Project, All Electrical Components (ABB, Hitachi & Bulk) to Supply of MV 13.8 kV SWGR For Halfmoon 115/13.8kv SS
6100K023 | Half_Moon : SWITCHGEAR - Half_Moon | SWGR | ROH | SEP12091 | BENT LUGS TYPE BF-PPL30 | 12300 | 12300 | 0 | 6100K023 | PO-SEP-8418-[4] | PO | 2025-11-30 | LVD |  | - | 2026-04-04 | 2026-03-21 | 0 | Sana For Electric And Telephone Co | 6100K023Halfmoon SWGR Project, All Electrical Components (ABB, Hitachi & Bulk) to Supply of MV 13.8 kV SWGR For Halfmoon 115/13.8kv SS
6100K023 | Half_Moon : SWITCHGEAR - Half_Moon | SWGR | ROH | SEP12105 | END SLEEVES PKT 2512 (2x2.5sqmm , Blue) | 820 | 820 | 0 | 6100K023 | PO-SEP-8418-[18] | PO | 2025-11-30 | LVD |  | - | 2026-04-04 | 2026-03-21 | 0 | Sana For Electric And Telephone Co | 6100K023Halfmoon SWGR Project, All Electrical Components (ABB, Hitachi & Bulk) to Supply of MV 13.8 kV SWGR For Halfmoon 115/13.8kv SS
6100K023 | Half_Moon : SWITCHGEAR - Half_Moon | SWGR | ROH | SEP12117 | TERM.LUGS RING RF-M4 1.5/M4 | 4100 | 4100 | 0 | 6100K023 | PO-SEP-8418-[13] | PO | 2025-11-30 | LVD |  | - | 2026-04-04 | 2026-03-21 | 0 | Sana For Electric And Telephone Co | 6100K023Halfmoon SWGR Project, All Electrical Components (ABB, Hitachi & Bulk) to Supply of MV 13.8 kV SWGR For Halfmoon 115/13.8kv SS
6100K023 | Half_Moon : SWITCHGEAR - Half_Moon | SWGR | ROH | SEP12117 | TERM.LUGS RING BF-M4 | 8200 | 4100 | 4100 | 6100K023 | PO-SEP-8418-[13] | PO | 2025-11-30 | LVD |  | - | 2026-04-04 | 2026-03-21 | 0 | Sana For Electric And Telephone Co | 6100K023Halfmoon SWGR Project, All Electrical Components (ABB, Hitachi & Bulk) to Supply of MV 13.8 kV SWGR For Halfmoon 115/13.8kv SS
6100K023 | Half_Moon : SWITCHGEAR - Half_Moon | SWGR | ROH | SEP12117 | TERM.LUGS RING BF-M4 | 4100 | 300 | 3800 | 6100KDP01 | PO-SEP-8541-[8] | PO | 2025-10-30 | LVD |  | - | 2026-04-04 | 2026-03-21 | 0 | Sana For Electric And Telephone Co | AL Azyziyah 6100KDP01, Supply of Electrical Components – 1st Lot for SWGR under Dummy Project 6100KDP01 – Al Azyziyah Project (SEC Scope).
6100K023 | Half_Moon : SWITCHGEAR - Half_Moon | SWGR | ROH | SEP12117 | TERM.LUGS RING BF-M4 | 3800 | 3800 | 0 | free_stock | PR-SEP-0023811-[176] | PR |  | LVD |  | - | 2026-04-04 | 2026-03-21 | 0
6100K023 | Half_Moon : SWITCHGEAR - Half_Moon | SWGR | ROH | SEP12119 | FORK SPADE BF-U4 2.5/M4 | 1968 | 900 | 1068 | 6100K023 | PO-SEP-8418-[11] | PO | 2025-11-30 | LVD |  | - | 2026-04-04 | 2026-03-21 | 0 | Sana For Electric And Telephone Co | 6100K023Halfmoon SWGR Project, All Electrical Components (ABB, Hitachi & Bulk) to Supply of MV 13.8 kV SWGR For Halfmoon 115/13.8kv SS
6100K023 | Half_Moon : SWITCHGEAR - Half_Moon | SWGR | ROH | SEP12119 | FORK SPADE BF-U4 2.5/M4 | 1068 | 480 | 588 | 6100KDP01 | PO-SEP-8541-[6] | PO | 2025-10-30 | LVD |  | - | 2026-04-04 | 2026-03-21 | 0 | Sana For Electric And Telephone Co | AL Azyziyah 6100KDP01, Supply of Electrical Components – 1st Lot for SWGR under Dummy Project 6100KDP01 – Al Azyziyah Project (SEC Scope).
6100K023 | Half_Moon : SWITCHGEAR - Half_Moon | SWGR | ROH | SEP12119 | FORK SPADE BF-U4 2.5/M4 | 588 | 588 | 0 | free_stock | PR-SEP-0023811-[174] | PR |  | LVD |  | - | 2026-04-04 | 2026-03-21 | 0
6100K023 | Half_Moon : SWITCHGEAR - Half_Moon | SWGR | ROH | SEP12127 | BENT LUGS TYPE BF-PPL46 | 6150 | 6150 | 0 | 6100K023 | PO-SEP-8418-[3] | PO | 2025-11-30 | LVD |  | - | 2026-04-04 | 2026-03-21 | 0 | Sana For Electric And Telephone Co | 6100K023Halfmoon SWGR Project, All Electrical Components (ABB, Hitachi & Bulk) to Supply of MV 13.8 kV SWGR For Halfmoon 115/13.8kv SS
6100K023 | Half_Moon : SWITCHGEAR - Half_Moon | SWGR | ROH | SEP12131 | Lugs, Sleeve 4.0/9mm ( W/O Ins.) 3200302 | 2050 | 2050 | 0 | 6100K023 | PO-SEP-8418-[1] | PO | 2025-11-30 | LVD |  | - | 2026-04-04 | 2026-03-21 | 0 | Sana For Electric And Telephone Co | 6100K023Halfmoon SWGR Project, All Electrical Components (ABB, Hitachi & Bulk) to Supply of MV 13.8 kV SWGR For Halfmoon 115/13.8kv SS
6100K023 | Half_Moon : SWITCHGEAR - Half_Moon | SWGR | ROH | VT-GUARD-13.8KV | VT Guard, Anti Ferro Resonance Unit ¦ VT-GUARD-13.8KV | 1 | 1 | 0 | 6100K023 | PO-SEP-8749-[3] | PO | 2025-12-31 | RVT |  | - | 2026-04-04 | 2026-03-21 | 0 | Abb Electrical Industriesco | VT Guard/6100K021 AL RAYAN SS SWGR Electrical Componentes Order.
6100K023 | Half_Moon : SWITCHGEAR - Half_Moon | SWGR | ROH | XM 2000 1000-22 | POLYCARBONATE 2000X1000X2.0 MM | 12 | 0 | 12 | PR Required | - | PR |  | Mechanical |  | - | 2026-04-04 | 2026-03-21 | 0
6100K023 | Half_Moon : SWITCHGEAR - Half_Moon | SWGR | ROH | XM 2050 1500-30 | POLYCARBONATE 2050X1500X3.0 MM | 128.06 | 0 | 128.06 | PR Required | - | PR |  | Mechanical |  | - | 2026-04-04 | 2026-03-21 | 0
6100K023 | Half_Moon : SWITCHGEAR - Half_Moon | SWGR | ROH | SEP40202 | Busbar, Copper, 80 x 10 mm, R=5 | 2420.52 | 472.588 | 1947.932 | 6100KDP01 | PO-SEP-7485-[1] | PO | 2025-11-30 | Mechanical | Automated: Replaced 1535 1034-227 by SEP40202. Automated: Replaced 1535 1034-227 by SEP40202. | - | 2026-04-04 | 2026-03-21 | 0 | Innovation Solutions Factory
6100K023 | Half_Moon : SWITCHGEAR - Half_Moon | SWGR | ROH | SEP40202 | Busbar, Copper, 80 x 10 mm, R=5 | 1947.932 | 300 | 1647.932 | free_stock | PO-SEP-8672-[5] | PO | 2025-12-15 | Mechanical | Automated: Replaced 1535 1034-227 by SEP40202. Automated: Replaced 1535 1034-227 by SEP40202. | - | 2026-04-04 | 2026-03-21 | 0 | Innovation Solutions Factory | Copper Busbar for ACDC
6100K023 | Half_Moon : SWITCHGEAR - Half_Moon | SWGR | ROH | SEP40202 | Busbar, Copper, 80 x 10 mm, R=5 | 1647.932 | 0 | 1647.932 | PR Required | - | PR |  | Mechanical | Automated: Replaced 1535 1034-227 by SEP40202. Automated: Replaced 1535 1034-227 by SEP40202. | - | 2026-04-04 | 2026-03-21 | 0
6100K023 | Half_Moon : SWITCHGEAR - Half_Moon | SWGR | ROH | SEP40210 | Busbar, Copper, 120 x 10 mm, R=5 | 559.683 | 559.683 | 0 | 6100K023 | PO-SEP-8566-[15] | PO | 2025-11-27 | Mechanical | Automated: Replaced 1535 1034-495 by SEP40210. Automated: Replaced 1535 1034-495 by SEP40210. | - | 2026-04-04 | 2026-03-21 | 0 | Innovation Solutions Factory
6100K023 | Half_Moon : SWITCHGEAR - Half_Moon | SWGR | ROH | SEP40181 | Busbar, Copper, 32 x 8 mm, R=1 | 115.59 | 115.59 | 0 | 6100K023 | PO-SEP-8566-[12] | PO | 2025-11-27 | Mechanical | Automated: Replaced 1535 1044-253 by SEP40181. Automated: Replaced 1535 1044-253 by SEP40181. | - | 2026-04-04 | 2026-03-21 | 0 | Innovation Solutions Factory
6100K023 | Half_Moon : SWITCHGEAR - Half_Moon | SWGR | ROH | SEP40173 | Busbar, Copper, 30 x 5 mm, R=1 | 90.913 | 90.913 | 0 | 6100K023 | PO-SEP-8566-[13] | PO | 2025-11-27 | Mechanical | Automated: Replaced 1535 1048-217 by SEP40173. Automated: Replaced 1535 1048-217 by SEP40173. | - | 2026-04-04 | 2026-03-21 | 0 | Innovation Solutions Factory
6100K023 | Half_Moon : SWITCHGEAR - Half_Moon | SWGR | ROH | 1SNA234000R0200 | Marker, RC810, 1 ¦ 10/1SNA234041R2600 ¦ ENTRELEC | 410 | 410 | 0 | 6100K023 | PO-SEP-8386-[1] | PO | 2025-11-10 | Terminals | Automated: Replaced 1SNA234000R0200 by SEP20333. | - | 2026-04-04 | 2026-03-21 | 0 | Al Suhaili Trading And Development | 6100K023Halfmoon SWGR Project, All Electrical Components (ABB, Hitachi & Bulk) to Supply of MV 13.8 kV SWGR For Halfmoon 115/13.8kv SS
6100K023 | Half_Moon : SWITCHGEAR - Half_Moon | SWGR | ROH | 1YAB5340XIAXXN01 | Relay, Auxiliary, 2 Coils, Self Reset Contacts, Hand Reset Flag, 110-125V, DC, 2NO, 1NC, Coil ¦ RXSF1 RK 271 007-AN | 41 | 41 | 0 | 6100K023 | PO-SEP-8751-[33] | PO | 2025-12-31 | LVA | Automated: Replaced 1YAB5340XIAXXN01 by DM0000000058. | - | 2026-04-04 | 2026-03-21 | 0 | Hitachi Energy Ltd | 6100K021 AL RAYAN SS SWGR Electrical Componentes Order.
6100K023 | Half_Moon : SWITCHGEAR - Half_Moon | SWGR | ROH | 1YAB5355AAB0001 | Terminal Block, TB, Disconnecting TB for CT, OTTA 6-T, Bolt W/O Spring, 0790462 ¦ OTTA 6-T P/P ¦ PHOENIX | 568 | 568 | 0 | 6100KDP01 | PO-SEP-8572-[1] | PO | 2025-12-15 | Terminals | Automated: Replaced 1YAB5355AAB0001 by SEP10052. | - | 2026-04-04 | 2026-03-21 | 0 | Phoenix Contact Trading LLC | AL Azyziyah 6100KDP01, Supply of Electrical Components – 1st Lot for SWGR under Dummy Project 6100KDP01 – Al Azyziyah Project (SEC Scope).
6100K023 | Half_Moon : SWITCHGEAR - Half_Moon | SWGR | ROH | 1YAB5355CAB0000 | Parition, Terminal, Current, D-OTTA6-T ¦ 0790459 ¦ PHOENIX | 410 | 410 | 0 | 6100K021 | PO-SEP-8792-[13] | PO | 2025-12-20 | Terminals | Automated: Replaced 1YAB5355CAB0000 by RMU000000260. | - | 2026-04-04 | 2026-03-21 | 0 | Phoenix Contact Trading LLC | PHOENIX ITEMS FOR MV SWGR- 6100K025 DMM AZYZIYAH SWGR SS / 6100K021 AL RAYAN SS SWGR /6100K020 Mahar SS SWGR
6100K023 | Half_Moon : SWITCHGEAR - Half_Moon | SWGR | ROH | 25541 | HEX.RIVET NUT M10X24 ( 25541 ) | 8 | 8 | 0 | 6100K023 | PO-SEP-8645-[7] | PO | 2025-10-30 | Mechanical - Accessories | Automated: Replaced 25541 by GCE0369214P0100. | - | 2026-04-04 | 2026-03-21 | 0 | Saeed Aziz Alsomali Trading Est
6100K023 | Half_Moon : SWITCHGEAR - Half_Moon | SWGR | ROH | 25541 | HEX.RIVET NUT M10X24 ( 25541 ) | 1747 | 1747 | 0 | 6100K023 | PO-SEP-8645-[7] | PO | 2025-10-30 | Mechanical | Automated: Replaced 25541 by GCE0369214P0100. | - | 2026-04-04 | 2026-03-21 | 0 | Saeed Aziz Alsomali Trading Est
6100K023 | Half_Moon : SWITCHGEAR - Half_Moon | SWGR | ROH | AE2000-2150-01 | SILICON SEALANT GE1200 CLEAR MADE IN USA | 64 | 64 | 0 | 6100K023 | PO-SEP-8388-[9] | PO | 2025-10-30 | Mechanical | Automated: Replaced AE2000-2150-01 by 1YAZ21500101. | - | 2026-04-04 | 2026-03-21 | 0 | Saeed Aziz Alsomali Trading Est | 6100K023Halfmoon SWGR Project, All Electrical Components (ABB, Hitachi & Bulk) to Supply of MV 13.8 kV SWGR For Halfmoon 115/13.8kv SS
6100K023 | Half_Moon : SWITCHGEAR - Half_Moon | SWGR | ROH | DMS 2126 2011-113 | Nut, Hexagonal Head, M4, Stainless Steel | 96 | 96 | 0 | 6100K023 | PO-SEP-8378-[353] | PO | 2025-11-17 | Mechanical | Automated: Replaced DMS 2126 2011-113 by DF240510018. Automated: Replaced DF240510018 by SEP10896. | - | 2026-04-04 | 2026-03-21 | 0 | China Star (Dalian) Industry Co., Ltd. | 6100K023 – PR for Supply of MV 13.8 kV Switchgear (SWGR) for Halfmoon 115/13.8 kV Substation (SS). This PR covers 1st lot of mechanical bulk materials required for the SWGR SS, i
6100K023 | Half_Moon : SWITCHGEAR - Half_Moon | SWGR | ROH | SEP12186 | Lugs, Terminal Ring, 70 Sq.mm, Copper Tube Crimping ¦ China star | 80 | 50 | 30 | 6100KDP01 | PO-SEP-8834-[17] | PO | 2025-10-05 | Mechanical | Automated: Replaced DMS 2641 0087-19 by SEP12186. Automated: Replaced DMS 2641 0087-19 by SEP12186. | - | 2026-04-04 | 2026-03-21 | 0 | Dalian Jinda Industry Co.,Ltd
6100K023 | Half_Moon : SWITCHGEAR - Half_Moon | SWGR | ROH | SEP12186 | Lugs, Terminal Ring, 70 Sq.mm, Copper Tube Crimping ¦ China star | 30 | 0 | 30 | PR Required | - | PR |  | Mechanical | Automated: Replaced DMS 2641 0087-19 by SEP12186. Automated: Replaced DMS 2641 0087-19 by SEP12186. | - | 2026-04-04 | 2026-03-21 | 0
6100K023 | Half_Moon : SWITCHGEAR - Half_Moon | SWGR | ROH | SEP12028 | Lugs, Terminal Female, 1.5 Sq.mm ¦ CEM-RF-F608P ¦ Cembre | 36 | 36 | 0 | 6100KDP01 | PO-SEP-8502-[17] | PO | 2025-12-31 | Mechanical | Automated: Replaced DMS 2658 665-6 by SEP12028. Automated: Replaced DMS 2658 665-6 by SEP12028. | - | 2026-04-04 | 2026-03-21 | 0 | Sana For Electric And Telephone Co | Tube, White, Inner Diameter 4 mm, 2.5 Wire ¦ ¦ KSS
6100K020 | Mahaar : SWITCHGEAR - Mahaar | SWGR | ROH | 129A539G01 | ‭FT SWITCH, (T T T T T T T T T T)/129A539G01/FT-1‬ | 66 | 66 | 0 | 6100K020 | PO-SEP-8747-[10] | PO | 2025-12-31 | LVA |  | - | 2026-04-11 | 2026-03-28 | 0 | Abb Electrical Industriesco | FT Switch/ 6100K021 AL RAYAN SS SWGR Electrical Componentes Order.
6100K020 | Mahaar : SWITCHGEAR - Mahaar | SWGR | ROH | 13.8-VT-ZS1-3WDG-25VA | Voltage Transformer (RITZ) | 18 | 18 | 0 | 6100K020 | PO-SEP-8759-[11] | PO | 2025-10-23 | VT |  | - | 2026-04-11 | 2026-03-28 | 0 |  | 6100K020 Mahar SS 115/13./8kv SWGR CT Order
6100K020 | Mahaar : SWITCHGEAR - Mahaar | SWGR | ROH | 1815230000 | 5Pole Plug 2.5mm-1815230000-Cont-loop | 49 | 49 | 0 | 6100K020 | PO-SEP-8750-[23] | PO | 2025-12-31 | Plug socket |  | - | 2026-04-11 | 2026-03-28 | 0 | WEIDMULLER MIDDLE EAST (FZE) | To update Promised Delivery Date
6100K020 | Mahaar : SWITCHGEAR - Mahaar | SWGR | ROH | 1855030000 | 6Pole Plug 4mm-1855030000-AC looping | 40 | 40 | 0 | 6100K020 | PO-SEP-8750-[24] | PO | 2025-12-31 | Plug socket |  | - | 2026-04-11 | 2026-03-28 | 0 | WEIDMULLER MIDDLE EAST (FZE) | To update Promised Delivery Date
6100K020 | Mahaar : SWITCHGEAR - Mahaar | SWGR | ROH | 1SFA611400R1001 | PILOT LIGHT#ML1-100R | 48 | 48 | 0 | 6100K020 | PO-SEP-8753-[66] | PO | 2025-10-23 | LVB |  | - | 2026-04-11 | 2026-03-28 | 0 | Abb Electrical Industriesco | To update Promised Delivery Date
6100K020 | Mahaar : SWITCHGEAR - Mahaar | SWGR | ROH | 1SFA611400R1002 | PILOT LIGHT#ML1-100G | 48 | 48 | 0 | 6100K020 | PO-SEP-8753-[67] | PO | 2025-10-23 | LVB |  | - | 2026-04-11 | 2026-03-28 | 0 | Abb Electrical Industriesco | To update Promised Delivery Date
6100K020 | Mahaar : SWITCHGEAR - Mahaar | SWGR | ROH | 1SFA611400R1003 | PILOT LIGHT#ML1-100Y | 52 | 52 | 0 | 6100K020 | PO-SEP-8753-[68] | PO | 2025-10-23 | LVB |  | - | 2026-04-11 | 2026-03-28 | 0 | Abb Electrical Industriesco | To update Promised Delivery Date
6100K020 | Mahaar : SWITCHGEAR - Mahaar | SWGR | ROH | 1SFA611400R1005 | PILOT LIGHT#ML1-100W | 114 | 72 | 42 | 6100K020 | PO-SEP-8753-[69] | PO | 2025-10-23 | LVB |  | - | 2026-04-11 | 2026-03-28 | 0 | Abb Electrical Industriesco | To update Promised Delivery Date
6100K020 | Mahaar : SWITCHGEAR - Mahaar | SWGR | ROH | 1SFA611400R1005 | PILOT LIGHT#ML1-100W | 42 | 42 | 0 | 6100K025 | PO-SEP-8753-[17] | PO | 2025-10-23 | LVB |  | - | 2026-04-11 | 2026-03-28 | 0 | Abb Electrical Industriesco | To update Promised Delivery Date
6100K020 | Mahaar : SWITCHGEAR - Mahaar | SWGR | ROH | 1SFA611605R1100 | HOLDER#MCBH-00 | 262 | 154 | 108 | 6100K020 | PO-SEP-8753-[80] | PO | 2025-10-23 | LVB |  | - | 2026-04-11 | 2026-03-28 | 0 | Abb Electrical Industriesco | To update Promised Delivery Date
6100K020 | Mahaar : SWITCHGEAR - Mahaar | SWGR | ROH | 1SFA611605R1100 | HOLDER#MCBH-00 | 108 | 108 | 0 | 6100K025 | PO-SEP-8753-[18] | PO | 2025-10-23 | LVB |  | - | 2026-04-11 | 2026-03-28 | 0 | Abb Electrical Industriesco | To update Promised Delivery Date
6100K020 | Mahaar : SWITCHGEAR - Mahaar | SWGR | ROH | 1SFA611621R1051 | LAMP BLOCK#MLBL-05R | 48 | 48 | 0 | 6100K020 | PO-SEP-8753-[70] | PO | 2025-10-23 | LVB |  | - | 2026-04-11 | 2026-03-28 | 0 | Abb Electrical Industriesco | To update Promised Delivery Date
6100K020 | Mahaar : SWITCHGEAR - Mahaar | SWGR | ROH | 1SFA611621R1052 | LAMP BLOCK#MLBL-05G | 48 | 48 | 0 | 6100K020 | PO-SEP-8753-[71] | PO | 2025-10-23 | LVB |  | - | 2026-04-11 | 2026-03-28 | 0 | Abb Electrical Industriesco | To update Promised Delivery Date
6100K020 | Mahaar : SWITCHGEAR - Mahaar | SWGR | ROH | 1SFA611621R1053 | LAMP BLOCK#MLBL-05Y | 52 | 52 | 0 | 6100K020 | PO-SEP-8753-[72] | PO | 2025-10-23 | LVB |  | - | 2026-04-11 | 2026-03-28 | 0 | Abb Electrical Industriesco | To update Promised Delivery Date
6100K020 | Mahaar : SWITCHGEAR - Mahaar | SWGR | ROH | 1SFA611621R1055 | LAMP BLOCK#MLBL-05W | 108 | 66 | 42 | 6100K020 | PO-SEP-8753-[73] | PO | 2025-10-23 | LVB |  | - | 2026-04-11 | 2026-03-28 | 0 | Abb Electrical Industriesco | To update Promised Delivery Date
6100K020 | Mahaar : SWITCHGEAR - Mahaar | SWGR | ROH | 1SFA611621R1055 | LAMP BLOCK#MLBL-05W | 42 | 42 | 0 | 6100K025 | PO-SEP-8753-[22] | PO | 2025-10-23 | LVB |  | - | 2026-04-11 | 2026-03-28 | 0 | Abb Electrical Industriesco | To update Promised Delivery Date
6100K020 | Mahaar : SWITCHGEAR - Mahaar | SWGR | ROH | 1SFA611630R1001 | DIODE BLOCK#MDB-1001 | 256 | 148 | 108 | 6100K020 | PO-SEP-8753-[74] | PO | 2025-10-23 | LVB |  | - | 2026-04-11 | 2026-03-28 | 0 | Abb Electrical Industriesco | To update Promised Delivery Date
6100K020 | Mahaar : SWITCHGEAR - Mahaar | SWGR | ROH | 1SFA611630R1001 | DIODE BLOCK#MDB-1001 | 108 | 108 | 0 | 6100K025 | PO-SEP-8753-[23] | PO | 2025-10-23 | LVB |  | - | 2026-04-11 | 2026-03-28 | 0 | Abb Electrical Industriesco | To update Promised Delivery Date
6100K020 | Mahaar : SWITCHGEAR - Mahaar | SWGR | ROH | 1SFA616920R8005 | KA1-8005 Lens | 256 | 148 | 108 | 6100K020 | PO-SEP-8753-[75] | PO | 2025-10-23 | LVB |  | - | 2026-04-11 | 2026-03-28 | 0 | Abb Electrical Industriesco | To update Promised Delivery Date
6100K020 | Mahaar : SWITCHGEAR - Mahaar | SWGR | ROH | 1SFA616920R8005 | KA1-8005 Lens | 108 | 108 | 0 | 6100K025 | PO-SEP-8753-[24] | PO | 2025-10-23 | LVB |  | - | 2026-04-11 | 2026-03-28 | 0 | Abb Electrical Industriesco | To update Promised Delivery Date
6100K020 | Mahaar : SWITCHGEAR - Mahaar | SWGR | ROH | 1SNA206394R0200 | Screw, EV6I_Screw+PstWasherIP20_M6/8.RS_M4/6.RS Type: EV6I Order no: 1SNA 206 394 R0200 Color: Grey ¦ 1SNA206394R0200 ¦ ABB | 408 | 224 | 184 | 6100K020 | PO-SEP-8833-[35] | PO | 2025-10-23 | Terminals |  | - | 2026-04-11 | 2026-03-28 | 0 | Al Suhaili Trading And Development
6100K020 | Mahaar : SWITCHGEAR - Mahaar | SWGR | ROH | 1SNA206394R0200 | Screw, EV6I_Screw+PstWasherIP20_M6/8.RS_M4/6.RS Type: EV6I Order no: 1SNA 206 394 R0200 Color: Grey ¦ 1SNA206394R0200 ¦ ABB | 184 | 184 | 0 | 6100K025 | PO-SEP-8833-[34] | PO | 2025-10-23 | Terminals |  | - | 2026-04-11 | 2026-03-28 | 0 | Al Suhaili Trading And Development
6100K020 | Mahaar : SWITCHGEAR - Mahaar | SWGR | ROH | 1SNK900654R0000 | SC-JB8-4 Short circuit bridges - Yellow | 153 | 151 | 2 | 6100K020 | PO-SEP-8833-[41] | PO | 2025-10-23 | Terminals |  | - | 2026-04-11 | 2026-03-28 | 0 | Al Suhaili Trading And Development
6100K020 | Mahaar : SWITCHGEAR - Mahaar | SWGR | ROH | 1SNK900654R0000 | SC-JB8-4 Short circuit bridges - Yellow | 2 | 2 | 0 | 6100K025 | PO-SEP-8833-[42] | PO | 2025-10-23 | Terminals |  | - | 2026-04-11 | 2026-03-28 | 0 | Al Suhaili Trading And Development
6100K020 | Mahaar : SWITCHGEAR - Mahaar | SWGR | ROH | 1YAB000002-FDV | MIMIC DIAGRAM, INCOMER-2W,VT | 3 | 3 | 0 | 6100K020 | PO-SEP-8724-[11] | PO | 2025-10-23 | LVD |  | - | 2026-04-11 | 2026-03-28 | 0 | Azm and Tumooh Trading Establishment | Al Azizyah Project SS 6100KDP01 Mechanical Bulk Lot 5.
6100K020 | Mahaar : SWITCHGEAR - Mahaar | SWGR | ROH | 1YAB000003-FDX | MIMIC , OUTGOING WITH EARTHING | 43 | 39 | 4 | 6100K020 | PO-SEP-8724-[6] | PO | 2025-10-23 | LVD |  | - | 2026-04-11 | 2026-03-28 | 0 | Azm and Tumooh Trading Establishment | Al Azizyah Project SS 6100KDP01 Mechanical Bulk Lot 5.
6100K020 | Mahaar : SWITCHGEAR - Mahaar | SWGR | ROH | 1YAB000003-FDX | MIMIC , OUTGOING WITH EARTHING | 4 | 4 | 0 | 6100K025 | PO-SEP-8724-[7] | PO | 2025-10-23 | LVD |  | - | 2026-04-11 | 2026-03-28 | 0 | Azm and Tumooh Trading Establishment | Al Azizyah Project SS 6100KDP01 Mechanical Bulk Lot 5.
6100K020 | Mahaar : SWITCHGEAR - Mahaar | SWGR | ROH | 1YAB000004-BTE | MIMIC BUS SEC WITH EARTHG ON RIGHT SIDE | 2 | 2 | 0 | 6100K020 | PO-SEP-8724-[20] | PO | 2025-10-23 | LVD |  | - | 2026-04-11 | 2026-03-28 | 0 | Azm and Tumooh Trading Establishment | Al Azizyah Project SS 6100KDP01 Mechanical Bulk Lot 5.
6100K020 | Mahaar : SWITCHGEAR - Mahaar | SWGR | ROH | 1YAB000007-BME | MIMIC, BUS MET. & EARTHING-2W,VT | 1 | 1 | 0 | 6100K020 | PO-SEP-8724-[13] | PO | 2025-10-23 | LVD |  | - | 2026-04-11 | 2026-03-28 | 0 | Azm and Tumooh Trading Establishment | Al Azizyah Project SS 6100KDP01 Mechanical Bulk Lot 5.
6100K020 | Mahaar : SWITCHGEAR - Mahaar | SWGR | ROH | 1YAB000009-BRM | MIMIC , BUS RISER & MET.-2W,VT | 2 | 2 | 0 | 6100K020 | PO-SEP-8724-[16] | PO | 2025-10-23 | LVD |  | - | 2026-04-11 | 2026-03-28 | 0 | Azm and Tumooh Trading Establishment | Al Azizyah Project SS 6100KDP01 Mechanical Bulk Lot 5.
6100K020 | Mahaar : SWITCHGEAR - Mahaar | SWGR | ROH | 1YAB5112XFS00000 | VT 3Nos PRIMARY FUSE 17.5kV, 3A, SIBA.VT PRIMARY FUSE FOR 17.5kV UG ZS1 Fuse length : 192 mm Fuse dia : 53 mm Rated Voltage: 17.5kV Rated Current: 3A Rated breaking current : 31.5 kA Frequency: 60 Hz Fuse make : SIBA Type: 30 179 11.3 | 18 | 18 | 0 | 6100K020 | PO-SEP-8827-[2] | PO | 2025-10-23 | VT fuse |  | - | 2026-04-11 | 2026-03-28 | 0 | SABANA TRADERS LLC
6100K020 | Mahaar : SWITCHGEAR - Mahaar | SWGR | ROH | 1YAB52321VW6CN00 | VD4/PW 170625-p210-125VDC (1VCD400222) | 34 | 32 | 2 | 6100K020 | PO-SEP-8776-[1] | PO | 2025-10-23 | A |  | - | 2026-04-11 | 2026-03-28 | 0 | Abb Electrical Industriesco | 6100K020 Mahar SS SWGR Electrical components order.
6100K020 | Mahaar : SWITCHGEAR - Mahaar | SWGR | ROH | 1YAB52321VW6CN00 | VD4/PW 170625-p210-125VDC (1VCD400222) | 2 | 2 | 0 | 6100K025 | PO-SEP-8773-[1] | PO | 2025-10-23 | A |  | - | 2026-04-11 | 2026-03-28 | 0 | Abb Electrical Industriesco | 6100K025 DMM AZYZIYAH SWGR SS Electrical Componentes
6100K020 | Mahaar : SWITCHGEAR - Mahaar | SWGR | ROH | 1YAB52322VW60N00 | VD4/PW 171225-p210-125VDC-ZS1-1250A @ 60Hz, in UG ZS1- with upper CTs as per NG Stanadrad | 5 | 5 | 0 | 6100K020 | PO-SEP-8776-[2] | PO | 2025-10-23 | A |  | - | 2026-04-11 | 2026-03-28 | 0 | Abb Electrical Industriesco | 6100K020 Mahar SS SWGR Electrical components order.
6100K020 | Mahaar : SWITCHGEAR - Mahaar | SWGR | ROH | 1YAB52333VW6CN00 | VD4/P 171240-p210-125VDC (1VCD400222) | 3 | 1 | 2 | 6100K020 | PO-SEP-8776-[3] | PO | 2025-10-23 | A |  | - | 2026-04-11 | 2026-03-28 | 0 | Abb Electrical Industriesco | 6100K020 Mahar SS SWGR Electrical components order.
6100K020 | Mahaar : SWITCHGEAR - Mahaar | SWGR | ROH | 1YAB52333VW6CN00 | VD4/P 171240-p210-125VDC (1VCD400222) | 2 | 2 | 0 | 6100K025 | PO-SEP-8773-[3] | PO | 2025-10-23 | A |  | - | 2026-04-11 | 2026-03-28 | 0 | Abb Electrical Industriesco | 6100K025 DMM AZYZIYAH SWGR SS Electrical Componentes
6100K020 | Mahaar : SWITCHGEAR - Mahaar | SWGR | ROH | 1YAB52371V06CN00 | VD4/P 173225-p275-125VDC (1VCD400222) | 5 | 5 | 0 | 6100K020 | PO-SEP-8776-[4] | PO | 2025-10-23 | A |  | - | 2026-04-11 | 2026-03-28 | 0 | Abb Electrical Industriesco | 6100K020 Mahar SS SWGR Electrical components order.
6100K020 | Mahaar : SWITCHGEAR - Mahaar | SWGR | ROH | 1YAB5310XFAXXN28 | REF 620_NBFNAAAANEA1BNN11G | 48 | 48 | 0 | 6100K020 | PO-SEP-8775-[3] | PO | 2025-10-23 | A |  | - | 2026-04-11 | 2026-03-28 | 0 | Abb Electrical Industriesco
6100K020 | Mahaar : SWITCHGEAR - Mahaar | SWGR | ROH | 1YAB5320XDB1XN02 | DIGITAL VOLTMETER, Cl 1.0, 3PH4W, 5-500V, 60Hz, 150% Un CONT, 3 LINE DISPLAY LED, MODBUS ¦ SECURE DPM 96 V300 | 1 | 1 | 0 | 6100K020 | PO-SEP-8837-[3] | PO | 2025-10-23 | LVA |  | - | 2026-04-11 | 2026-03-28 | 0 | Washa Al Wisam Factory Company.
6100K020 | Mahaar : SWITCHGEAR - Mahaar | SWGR | ROH | 1YAB5320XHI1XN00 | POWER QUALITY ANALYZER, ISKRA iMC784 | 3 | 1 | 2 | 6100K020 | PO-SEP-8547-[3] | PO | 2025-10-23 | LVA |  | - | 2026-04-11 | 2026-03-28 | 0 | Enerziff Solutions FZCO | AL Azyziyah 6100KDP01, Supply of Electrical Components – 1st Lot for SWGR under Dummy Project 6100KDP01 – Al Azyziyah Project (SEC Scope).
6100K020 | Mahaar : SWITCHGEAR - Mahaar | SWGR | ROH | 1YAB5320XHI1XN00 | POWER QUALITY ANALYZER, ISKRA iMC784 | 2 | 2 | 0 | 6100k016 | PO-SEP-8547-[5] | PO | 2025-10-26 | LVA |  | - | 2026-04-11 | 2026-03-28 | 0 | Enerziff Solutions FZCO | AL Azyziyah 6100KDP01, Supply of Electrical Components – 1st Lot for SWGR under Dummy Project 6100KDP01 – Al Azyziyah Project (SEC Scope).
6100K020 | Mahaar : SWITCHGEAR - Mahaar | SWGR | ROH | 1YAB53303XRX0000 | THERMOSTAT 24,48,60,115 & 230V,SK 3110 | 51 | 51 | 0 | 6100K020 | PO-SEP-8829-[3] | PO | 2025-10-23 | LVA |  | - | 2026-04-11 | 2026-03-28 | 0 | Abdullah AbuNayyan Trading Corp
6100K020 | Mahaar : SWITCHGEAR - Mahaar | SWGR | ROH | 1YAB5331XXCX0000 | CAPACITOR PARKING KEY_COMELECTRIC ITALY.ELECTROMECHANICAL TRAPPED KEY INTERLOCK SWITCH Model: SR 102 R20 2/4 Key Trapped Solenoid Release Switch with IP20 Contacts. Key Free Position: 0 Degree, 4 Contacts. Key Trapped Position: 90 Degree, 4 Contacts. Label: Capacitor Bank Gate Interlock. Make: Comeletric, Italy. Door Interlock lock : KD1 SAP PART NO: 1YAB5331XXCX0000 ------------------ CAPACITOR PARKING KEY_COMELECTRIC ITALY | 3 | 0 | 3 | PR Required | - | PR |  | Customer to supply |  | - | 2026-04-11 | 2026-03-28 | 0
6100K020 | Mahaar : SWITCHGEAR - Mahaar | SWGR | ROH | 1YAB5331XXCX0100 | BREAKER CONTROL SWITCH (Comelectric)Breaker Control Switch3-Pole, 3-Position & spring returnDim: 51 X 51 mm Padlockable handle:Colour : Red YellowFront plate:Text Engrave : OPEN- NORMAL-CLOSELettering plate:Text Engrave : BREAKER CONTROL SWITCH Ordering Code: R601 SAM303 011 01-L078+48-30309T133 | 48 | 27 | 21 | 6100K020 | PO-SEP-8785-[13] | PO | 2025-12-31 | LVB |  | - | 2026-04-11 | 2026-03-28 | 0 | Aman Engineering FZC
6100K020 | Mahaar : SWITCHGEAR - Mahaar | SWGR | ROH | 1YAB5331XXCX0100 | BREAKER CONTROL SWITCH (Comelectric)Breaker Control Switch3-Pole, 3-Position & spring returnDim: 51 X 51 mm Padlockable handle:Colour : Red YellowFront plate:Text Engrave : OPEN- NORMAL-CLOSELettering plate:Text Engrave : BREAKER CONTROL SWITCH Ordering Code: R601 SAM303 011 01-L078+48-30309T133 | 21 | 21 | 0 | 6100K025 | PO-SEP-8785-[1] | PO | 2025-12-31 | LVB |  | - | 2026-04-11 | 2026-03-28 | 0 | Aman Engineering FZC
6100K020 | Mahaar : SWITCHGEAR - Mahaar | SWGR | ROH | 1YAB5331XXCX0210 | CBMODE6P,4Pos.Off-Emer-Local-Rem-Padlock(COMELECTRIC), Breaker Mode Selector Switch 6-Poles, 4-Positions Padlockable in each position Stop at last position: YES Handle Color: Black Front plate: Text engrave : Cam Position 270, Text = OFF Cam Position 330, Text = EMERGENCY Cam Position 30, Text = LOCAL Cam Position 90, Text = REMOTE Lettering plate Text engrave : BREAKER MODE SWITCH COMELETRIC Part No. R601 SA412 067 27-L071+48-40513T134 SAP Part no: 1YAB5331XXCX0210 | 8 | 3 | 5 | 6100K020 | PO-SEP-8785-[14] | PO | 2025-12-31 | LVB |  | - | 2026-04-11 | 2026-03-28 | 0 | Aman Engineering FZC
6100K020 | Mahaar : SWITCHGEAR - Mahaar | SWGR | ROH | 1YAB5331XXCX0210 | CBMODE6P,4Pos.Off-Emer-Local-Rem-Padlock(COMELECTRIC), Breaker Mode Selector Switch 6-Poles, 4-Positions Padlockable in each position Stop at last position: YES Handle Color: Black Front plate: Text engrave : Cam Position 270, Text = OFF Cam Position 330, Text = EMERGENCY Cam Position 30, Text = LOCAL Cam Position 90, Text = REMOTE Lettering plate Text engrave : BREAKER MODE SWITCH COMELETRIC Part No. R601 SA412 067 27-L071+48-40513T134 SAP Part no: 1YAB5331XXCX0210 | 5 | 5 | 0 | 6100K025 | PO-SEP-8785-[2] | PO | 2025-12-31 | LVB |  | - | 2026-04-11 | 2026-03-28 | 0 | Aman Engineering FZC
6100K020 | Mahaar : SWITCHGEAR - Mahaar | SWGR | ROH | 1YAB5331XXCX0220 | OFF-EMER-LOCAL-REMOTE 4P4P, PADLCK (COMELECTRIC), Breaker Mode Selector Switch 4-Poles, 4-Positions Padlockable in each position Stop at last position: YES Handle Color: Black Front plate: Text engrave : Cam Position 270, Text = OFF Cam Position 330, Text = EMERGENCY Cam Position 30, Text = LOCAL Cam Position 90, Text = REMOTE Lettering plate Text engrave : BREAKER MODE SWITCH Ordering Code: R601 SA408 067 27-L071+48-40513T134 20A, 4 pos Stayput 4 contacts in each Pos, TYPE 1: Engraving: OFF-EMERGENCY-LOCAL-REMOTE TOP PLATE: BREAKER MODE PADLOCK SAP PART NO: 1YAB5331XXCX0220 | 40 | 40 | 0 | 6100K020 | PO-SEP-8785-[15] | PO | 2025-12-31 | LVB |  | - | 2026-04-11 | 2026-03-28 | 0 | Aman Engineering FZC
6100K020 | Mahaar : SWITCHGEAR - Mahaar | SWGR | ROH | 1YAB5331XXCX0300 | SPACE HEATER SEL. SWITCH ( COMELECTRIC )R601 SA302 112-W051+48-31090T124 20A, 3Positions without internal links 2pole,3position Engraving (OFF/Auto/Manual) OFF-zero contacts AUTO-2 contacts MANUAL-2contacts TOP PLATE (SPACE HEATER) Single hole mounting FT6 | 51 | 51 | 0 | 6100K020 | PO-SEP-8785-[16] | PO | 2025-12-31 | LVB |  | - | 2026-04-11 | 2026-03-28 | 0 | Aman Engineering FZC
6100K020 | Mahaar : SWITCHGEAR - Mahaar | SWGR | ROH | 1YAB5331XXCX0400 | LAMP TEST SWITCH ( COMELECTRIC )R601 SAM201 071-W051+48-20547T123 20A SPRING RETAIN WITHOUT INTERNAL LINKS 2 POSITION,1POLE Engraving (OFF-TEST) TOP PLATE Engraving (LAMP TEST) | 51 | 27 | 24 | 6100K020 | PO-SEP-8785-[17] | PO | 2025-10-23 | LVB |  | - | 2026-04-11 | 2026-03-28 | 0 | Aman Engineering FZC
6100K020 | Mahaar : SWITCHGEAR - Mahaar | SWGR | ROH | 1YAB5331XXCX0400 | LAMP TEST SWITCH ( COMELECTRIC )R601 SAM201 071-W051+48-20547T123 20A SPRING RETAIN WITHOUT INTERNAL LINKS 2 POSITION,1POLE Engraving (OFF-TEST) TOP PLATE Engraving (LAMP TEST) | 24 | 24 | 0 | 6100KDP01 | PO-SEP-8398-[14] | PO | 2025-12-31 | LVB |  | - | 2026-04-11 | 2026-03-28 | 0 | Aman Engineering FZC | 6100K023Halfmoon SWGR Project, All Electrical Components (ABB, Hitachi & Bulk) to Supply of MV 13.8 kV SWGR For Halfmoon 115/13.8kv SS
6100K020 | Mahaar : SWITCHGEAR - Mahaar | SWGR | ROH | 1YAB5331XXKX0700 | Auto Re-close IN-OUT Selector Switch(COMELECTRIC),"Auto Re-close IN-OUT Selector Switch 4-Pole, 2-Positions Dim: 51 X 51 mm Padlockable handle: Colour : Black Front plate: Text Engrave : IN-OUT Lettering plate Text Engrave : A/R IN-OUT SWITCH" CA10-A723-SA0030-E 1YAB5331XXKX0700 | 38 | 38 | 0 | 6100K020 | PO-SEP-8785-[18] | PO | 2025-12-31 | LVB |  | - | 2026-04-11 | 2026-03-28 | 0 | Aman Engineering FZC
6100K020 | Mahaar : SWITCHGEAR - Mahaar | SWGR | ROH | 1YAB5332XXAXB000 | PB Black 1NO+1NC-22 dia-1SFA611100R4076 | 108 | 24 | 84 | 6100K020 | PO-SEP-8753-[79] | PO | 2025-10-23 | LVB |  | - | 2026-04-11 | 2026-03-28 | 0 | Abb Electrical Industriesco | To update Promised Delivery Date
6100K020 | Mahaar : SWITCHGEAR - Mahaar | SWGR | ROH | 1YAB5332XXAXB000 | PB Black 1NO+1NC-22 dia-1SFA611100R4076 | 84 | 68 | 16 | 6100K025 | PO-SEP-8753-[76] | PO | 2025-10-23 | LVB |  | - | 2026-04-11 | 2026-03-28 | 0 | Abb Electrical Industriesco | To update Promised Delivery Date
6100K020 | Mahaar : SWITCHGEAR - Mahaar | SWGR | ROH | 1YAB5332XXAXB000 | PB Black 1NO+1NC-22 dia-1SFA611100R4076 | 16 | 16 | 0 | 6100K021 | PO-SEP-8753-[78] | PO | 2025-10-27 | LVB |  | - | 2026-04-11 | 2026-03-28 | 0 | Abb Electrical Industriesco | To update Promised Delivery Date
6100K020 | Mahaar : SWITCHGEAR - Mahaar | SWGR | ROH | 1YAB5336XXAA2E00 | MCB 3A AC -2P,2CDS252001R0317 | 5 | 3 | 2 | 6100K020 | PO-SEP-8753-[59] | PO | 2025-10-23 | LVB |  | - | 2026-04-11 | 2026-03-28 | 0 | Abb Electrical Industriesco | To update Promised Delivery Date
6100K020 | Mahaar : SWITCHGEAR - Mahaar | SWGR | ROH | 1YAB5336XXAA2E00 | MCB 3A AC -2P,2CDS252001R0317 | 2 | 2 | 0 | 6100K025 | PO-SEP-8753-[7] | PO | 2025-10-23 | LVB |  | - | 2026-04-11 | 2026-03-28 | 0 | Abb Electrical Industriesco | To update Promised Delivery Date
6100K020 | Mahaar : SWITCHGEAR - Mahaar | SWGR | ROH | 1YAB5336XXAA2G00 | MCB S 202-K6 6A AC -2P - 2CDS252001R0377 | 103 | 91 | 12 | 6100K020 | PO-SEP-8753-[60] | PO | 2025-10-23 | LVB |  | - | 2026-04-11 | 2026-03-28 | 0 | Abb Electrical Industriesco | To update Promised Delivery Date
6100K020 | Mahaar : SWITCHGEAR - Mahaar | SWGR | ROH | 1YAB5336XXAA2G00 | MCB S 202-K6 6A AC -2P - 2CDS252001R0377 | 12 | 12 | 0 | 6100K025 | PO-SEP-8753-[8] | PO | 2025-10-23 | LVB |  | - | 2026-04-11 | 2026-03-28 | 0 | Abb Electrical Industriesco | To update Promised Delivery Date
6100K020 | Mahaar : SWITCHGEAR - Mahaar | SWGR | ROH | 1YAB5336XXAA2L00 | MCB 16A AC -2P - 2CDS252001R0467 | 5 | 2 | 3 | 6100K020 | PO-SEP-8753-[61] | PO | 2025-10-23 | LVB |  | - | 2026-04-11 | 2026-03-28 | 0 | Abb Electrical Industriesco | To update Promised Delivery Date
6100K020 | Mahaar : SWITCHGEAR - Mahaar | SWGR | ROH | 1YAB5336XXAA2L00 | MCB 16A AC -2P - 2CDS252001R0467 | 3 | 3 | 0 | 6100K025 | PO-SEP-8753-[9] | PO | 2025-10-23 | LVB |  | - | 2026-04-11 | 2026-03-28 | 0 | Abb Electrical Industriesco | To update Promised Delivery Date
6100K020 | Mahaar : SWITCHGEAR - Mahaar | SWGR | ROH | 1YAB5336XXAB2G00 | MCB 6A DC 2P S202M-K6UC -2CDS272061R0377 | 300 | 166 | 134 | 6100K020 | PO-SEP-8753-[62] | PO | 2025-10-23 | LVB |  | - | 2026-04-11 | 2026-03-28 | 0 | Abb Electrical Industriesco | To update Promised Delivery Date
6100K020 | Mahaar : SWITCHGEAR - Mahaar | SWGR | ROH | 1YAB5336XXAB2G00 | MCB 6A DC 2P S202M-K6UC -2CDS272061R0377 | 134 | 134 | 0 | 6100K025 | PO-SEP-8753-[10] | PO | 2025-10-23 | LVB |  | - | 2026-04-11 | 2026-03-28 | 0 | Abb Electrical Industriesco | To update Promised Delivery Date
6100K020 | Mahaar : SWITCHGEAR - Mahaar | SWGR | ROH | 1YAB5336XXACG000 | Aux contact 2NC, S2C-HO2L-for MCB Order # 2CDS200936R0003 | 245 | 136 | 109 | 6100K020 | PO-SEP-8753-[63] | PO | 2025-10-23 | LVB |  | - | 2026-04-11 | 2026-03-28 | 0 | Abb Electrical Industriesco | To update Promised Delivery Date
6100K020 | Mahaar : SWITCHGEAR - Mahaar | SWGR | ROH | 1YAB5336XXACG000 | Aux contact 2NC, S2C-HO2L-for MCB Order # 2CDS200936R0003 | 109 | 109 | 0 | 6100K025 | PO-SEP-8753-[11] | PO | 2025-10-23 | LVB |  | - | 2026-04-11 | 2026-03-28 | 0 | Abb Electrical Industriesco | To update Promised Delivery Date
6100K020 | Mahaar : SWITCHGEAR - Mahaar | SWGR | ROH | 1YAB5336XXACH000 | Aux contact 1NO+1NC MCB -2CDS200936R0001 | 340 | 340 | 0 | 6100K020 | PO-SEP-8753-[64] | PO | 2025-10-23 | LVB |  | - | 2026-04-11 | 2026-03-28 | 0 | Abb Electrical Industriesco | To update Promised Delivery Date
6100K020 | Mahaar : SWITCHGEAR - Mahaar | SWGR | ROH | 1YAB5336XXACJ000 | S2C-H01 - 1NC- Bottom Auxiliary Contact 2CDS200970R0031 | 75 | 75 | 0 | 6100K020 | PO-SEP-8753-[65] | PO | 2025-10-23 | LVB |  | - | 2026-04-11 | 2026-03-28 | 0 | Abb Electrical Industriesco | To update Promised Delivery Date
6100K020 | Mahaar : SWITCHGEAR - Mahaar | SWGR | ROH | 1YAB5340XAJXXN00 | RF-4R_125Vdc_4 C/O_LED | 85 | 85 | 0 | 6100K020 | PO-SEP-8839-[1] | PO | 2026-02-28 | LVA |  | - | 2026-04-11 | 2026-03-28 | 0 | Innovative Systems Co. Ltd | Arteche MV
6100K020 | Mahaar : SWITCHGEAR - Mahaar | SWGR | ROH | 1YAB5340XAJXXN01 | BJ-8RP_Bistable_125Vdc_8 C/O | 40 | 40 | 0 | 6100K020 | PO-SEP-8839-[2] | PO | 2026-02-28 | LVA |  | - | 2026-04-11 | 2026-03-28 | 0 | Innovative Systems Co. Ltd | Arteche MV
6100K020 | Mahaar : SWITCHGEAR - Mahaar | SWGR | ROH | 1YAB5340XBLXXN00 | MVAJ101 RA 0802_ 125VDC (8 NO + 2 NC) | 2 | 2 | 0 | 6100K020 | PO-SEP-8841-[3] | PO | 2026-02-28 | LVA |  | - | 2026-04-11 | 2026-03-28 | 0 | Grid Solution Middle-East Fze | MV
6100K020 | Mahaar : SWITCHGEAR - Mahaar | SWGR | ROH | 1YAB5340XCHXXN01 | LOCKOUT RELAY (86) TYPE 7835FD, HIGH SPEED TRIP 8ms, TRIP COIL (70-280VDC),10NO+10NC ELECTRICAL RESET COIL (100-150VDC) | 48 | 48 | 0 | 6100K020 | PO-SEP-8786-[8] | PO | 2025-10-23 | LVA |  | - | 2026-04-11 | 2026-03-28 | 0 | Electroswitch
6100K020 | Mahaar : SWITCHGEAR - Mahaar | SWGR | ROH | 1YAB5340XCLXXN00 | MVAJ205 ,125VDC ) CAT No. MVAJ205TB0808A | 2 | 2 | 0 | 6100K020 | PO-SEP-8841-[4] | PO | 2026-02-28 | LVA |  | - | 2026-04-11 | 2026-03-28 | 0 | Grid Solution Middle-East Fze | MV
6100K020 | Mahaar : SWITCHGEAR - Mahaar | SWGR | ROH | 1YAB5340XDAXXN00 | RXMVB 4, RK 251 401-AP | 8 | 8 | 0 | 6100K020 | PO-SEP-8751-[35] | PO | 2025-12-31 | LVA |  | - | 2026-04-11 | 2026-03-28 | 0 | Hitachi Energy Ltd | 6100K021 AL RAYAN SS SWGR Electrical Componentes Order.
6100K020 | Mahaar : SWITCHGEAR - Mahaar | SWGR | ROH | 1YAB5340XDAXXN01 | RXMVB2, RK 251 204-AP | 13 | 13 | 0 | 6100K020 | PO-SEP-8751-[36] | PO | 2025-12-31 | LVA |  | - | 2026-04-11 | 2026-03-28 | 0 | Hitachi Energy Ltd | 6100K021 AL RAYAN SS SWGR Electrical Componentes Order.
6100K020 | Mahaar : SWITCHGEAR - Mahaar | SWGR | ROH | 1YAB5340XEAXXN00 | RXMB1 6NO_110-125VDC-1MRK 000 863-AN | 16 | 8 | 8 | 6100K020 | PO-SEP-8751-[37] | PO | 2025-10-23 | LVA |  | - | 2026-04-11 | 2026-03-28 | 0 | Hitachi Energy Ltd | 6100K021 AL RAYAN SS SWGR Electrical Componentes Order.
6100K020 | Mahaar : SWITCHGEAR - Mahaar | SWGR | ROH | 1YAB5340XEAXXN00 | RXMB1 6NO_110-125VDC-1MRK 000 863-AN | 8 | 8 | 0 | 6100KDP01 | PO-SEP-8366-[8] | PO | 2025-12-31 | LVA |  | - | 2026-04-11 | 2026-03-28 | 0 | Hitachi Energy Ltd | 6100K023Halfmoon SWGR Project, All Electrical Components (ABB, Hitachi & Bulk) to Supply of MV 13.8 kV SWGR For Halfmoon 115/13.8kv SS
6100K020 | Mahaar : SWITCHGEAR - Mahaar | SWGR | ROH | 1YAB5340XFAXXN00 | RXKL1, TYPE: 1MRK 000 066-AB | 5 | 5 | 0 | 6100K020 | PO-SEP-8751-[38] | PO | 2025-12-31 | LVA |  | - | 2026-04-11 | 2026-03-28 | 0 | Hitachi Energy Ltd | 6100K021 AL RAYAN SS SWGR Electrical Componentes Order.
6100K020 | Mahaar : SWITCHGEAR - Mahaar | SWGR | ROH | 1YAB5340XIAXXN00 | RXSF1_DC110-125V-MV RK 271 019-AN No volt flag relay | 150 | 129 | 21 | 6100K020 | PO-SEP-8751-[39] | PO | 2025-10-23 | LVA |  | - | 2026-04-11 | 2026-03-28 | 0 | Hitachi Energy Ltd | 6100K021 AL RAYAN SS SWGR Electrical Componentes Order.
6100K020 | Mahaar : SWITCHGEAR - Mahaar | SWGR | ROH | 1YAB5340XIAXXN00 | RXSF1_DC110-125V-MV RK 271 019-AN No volt flag relay | 21 | 21 | 0 | 6100KDP01 | PO-SEP-8366-[10] | PO | 2025-12-31 | LVA |  | - | 2026-04-11 | 2026-03-28 | 0 | Hitachi Energy Ltd | 6100K023Halfmoon SWGR Project, All Electrical Components (ABB, Hitachi & Bulk) to Supply of MV 13.8 kV SWGR For Halfmoon 115/13.8kv SS
6100K020 | Mahaar : SWITCHGEAR - Mahaar | SWGR | ROH | 1YAB5340XJAXXN00 | THREE PHASE FUSE SUPERVISION RELAY Type : RXBA4 (ABB) ORDER NO. : RK 428 004-AA CONTACTS : 2 CHANGE OVER SELF RESET | 6 | 6 | 0 | 6100K020 | PO-SEP-8751-[6] | PO | 2025-12-31 | LVA |  | - | 2026-04-11 | 2026-03-28 | 0 | Hitachi Energy Ltd | 6100K021 AL RAYAN SS SWGR Electrical Componentes Order.
6100K020 | Mahaar : SWITCHGEAR - Mahaar | SWGR | ROH | 1YAB5340XNHXXN00 | TRIP LOR/ER 7840FD 20NO+20NC, 125VDC HIGH SPEED TRIP 8ms, TRIP COIL (70-280VDC), ELECTRICAL RESET COIL (100-150VDC) | 9 | 9 | 0 | 6100K020 | PO-SEP-8786-[4] | PO | 2025-10-23 | LVA |  | - | 2026-04-11 | 2026-03-28 | 0 | Electroswitch
6100K020 | Mahaar : SWITCHGEAR - Mahaar | SWGR | ROH | 1YAB5355AAB0002 | TERMINAL BLOCK OTTA 6 - 0790433 | 6550 | 6550 | 0 | 6100K020 | PO-SEP-8792-[22] | PO | 2025-12-20 | Terminals |  | - | 2026-04-11 | 2026-03-28 | 0 | Phoenix Contact Trading LLC | PHOENIX ITEMS FOR MV SWGR- 6100K025 DMM AZYZIYAH SWGR SS / 6100K021 AL RAYAN SS SWGR /6100K020 Mahar SS SWGR
6100K020 | Mahaar : SWITCHGEAR - Mahaar | SWGR | ROH | 1YAB5355ABA0001 | Terminal Block,6SWG, :Lugs,D-6/8.ST1.RS | 2295 | 1677 | 618 | 6100K020 | PO-SEP-8833-[2] | PO | 2025-10-23 | Terminals |  | - | 2026-04-11 | 2026-03-28 | 0 | Al Suhaili Trading And Development
6100K020 | Mahaar : SWITCHGEAR - Mahaar | SWGR | ROH | 1YAB5355ABA0001 | Terminal Block,6SWG, :Lugs,D-6/8.ST1.RS | 618 | 618 | 0 | 6100K025 | PO-SEP-8833-[3] | PO | 2025-10-23 | Terminals |  | - | 2026-04-11 | 2026-03-28 | 0 | Al Suhaili Trading And Development
6100K020 | Mahaar : SWITCHGEAR - Mahaar | SWGR | ROH | 1YAB5355AEA0001 | M 6/8.RS (SpringLoaded) 1SNA115685R1200 | 2212 | 2212 | 0 | 6100K020 | PO-SEP-8833-[5] | PO | 2025-10-23 | Terminals |  | - | 2026-04-11 | 2026-03-28 | 0 | Al Suhaili Trading And Development
6100K020 | Mahaar : SWITCHGEAR - Mahaar | SWGR | ROH | 1YAB5355AEA1112 | M 4/6.RS- SpringLoaded 1SNA115930R1300 | 16264 | 16264 | 0 | 6100K020 | PO-SEP-8833-[8] | PO | 2025-10-23 | Terminals |  | - | 2026-04-11 | 2026-03-28 | 0 | Al Suhaili Trading And Development
6100K020 | Mahaar : SWITCHGEAR - Mahaar | SWGR | ROH | 1YAB5355AFA0001 | M4/6.SNTS Spring Loaded 1SNA115229R2000 | 2295 | 1505 | 790 | 6100K020 | PO-SEP-8833-[10] | PO | 2025-10-23 | Terminals |  | - | 2026-04-11 | 2026-03-28 | 0 | Al Suhaili Trading And Development
6100K020 | Mahaar : SWITCHGEAR - Mahaar | SWGR | ROH | 1YAB5355AFA0001 | M4/6.SNTS Spring Loaded 1SNA115229R2000 | 790 | 790 | 0 | 6100K025 | PO-SEP-8833-[11] | PO | 2025-10-23 | Terminals |  | - | 2026-04-11 | 2026-03-28 | 0 | Al Suhaili Trading And Development
6100K020 | Mahaar : SWITCHGEAR - Mahaar | SWGR | ROH | 1YAB5355AMA0001 | D 6/8.ST1.RS AC/DC - 1SNA115914R0700 | 1617 | 1617 | 0 | 6100K020 | PO-SEP-8833-[14] | PO | 2025-10-23 | Terminals |  | - | 2026-04-11 | 2026-03-28 | 0 | Al Suhaili Trading And Development
6100K020 | Mahaar : SWITCHGEAR - Mahaar | SWGR | ROH | 1YAB5355AMC0001 | Base Terminal Plug AC-DC-4mm 1848350000.Feed-through terminal block,ZT 4/4AN/2 . | 1530 | 1530 | 0 | 6100K020 | PO-SEP-8750-[20] | PO | 2025-12-31 | Plug socket |  | - | 2026-04-11 | 2026-03-28 | 0 | WEIDMULLER MIDDLE EAST (FZE) | To update Promised Delivery Date
6100K020 | Mahaar : SWITCHGEAR - Mahaar | SWGR | ROH | 1YAB5355APC0001 | Base Terminal 2Deck- Plug In E-Sw-2.5mm | 612 | 612 | 0 | 6100K020 | PO-SEP-8750-[21] | PO | 2025-12-31 | Plug socket |  | - | 2026-04-11 | 2026-03-28 | 0 | WEIDMULLER MIDDLE EAST (FZE) | To update Promised Delivery Date
6100K020 | Mahaar : SWITCHGEAR - Mahaar | SWGR | ROH | 1YAB5355ATC0001 | Base Terminal Plug for Alrm & VT 2.5mm | 742 | 742 | 0 | 6100K020 | PO-SEP-8750-[22] | PO | 2025-12-31 | Plug socket |  | - | 2026-04-11 | 2026-03-28 | 0 | WEIDMULLER MIDDLE EAST (FZE) | To update Promised Delivery Date
6100K020 | Mahaar : SWITCHGEAR - Mahaar | SWGR | ROH | 1YAB5355CBA0000 | FEM8T6 End Sections Grey 1SNA215266R0100 | 765 | 765 | 0 | 6100K020 | PO-SEP-8833-[17] | PO | 2025-10-23 | Terminals |  | - | 2026-04-11 | 2026-03-28 | 0 | Al Suhaili Trading And Development
6100K020 | Mahaar : SWITCHGEAR - Mahaar | SWGR | ROH | 1YAB5355CEA0000 | FEMR8 End Sections Grey 1SNA116987R0200 | 1020 | 680 | 340 | 6100K020 | PO-SEP-8833-[19] | PO | 2025-10-23 | Terminals |  | - | 2026-04-11 | 2026-03-28 | 0 | Al Suhaili Trading And Development
6100K020 | Mahaar : SWITCHGEAR - Mahaar | SWGR | ROH | 1YAB5355CEA0000 | FEMR8 End Sections Grey 1SNA116987R0200 | 340 | 340 | 0 | 6100K025 | PO-SEP-8833-[20] | PO | 2025-10-23 | Terminals |  | - | 2026-04-11 | 2026-03-28 | 0 | Al Suhaili Trading And Development
6100K020 | Mahaar : SWITCHGEAR - Mahaar | SWGR | ROH | 1YAB5355CFA0000 | FEM6 End Sections Grey - 1SNA118368R1600 | 510 | 510 | 0 | 6100K020 | PO-SEP-8833-[24] | PO | 2025-10-23 | Terminals |  | - | 2026-04-11 | 2026-03-28 | 0 | Al Suhaili Trading And Development
6100K020 | Mahaar : SWITCHGEAR - Mahaar | SWGR | ROH | 1YAB5355CMC0000 | Terminal End Plate 1848360000-Wiedmuller | 204 | 204 | 0 | 6100K020 | PO-SEP-8750-[48] | PO | 2025-12-31 | Plug socket |  | - | 2026-04-11 | 2026-03-28 | 0 | WEIDMULLER MIDDLE EAST (FZE) | To update Promised Delivery Date
6100K020 | Mahaar : SWITCHGEAR - Mahaar | SWGR | ROH | 1YAB5355CPC0000 | Terminal End Plate 1816110000-Wiedmuller | 204 | 204 | 0 | 6100K020 | PO-SEP-8750-[49] | PO | 2025-12-31 | Plug socket |  | - | 2026-04-11 | 2026-03-28 | 0 | WEIDMULLER MIDDLE EAST (FZE) | To update Promised Delivery Date
6100K020 | Mahaar : SWITCHGEAR - Mahaar | SWGR | ROH | 1YAB5355CTC0000 | Terminal End Plate 1816070000-Wiedmuller | 106 | 106 | 0 | 6100K020 | PO-SEP-8750-[50] | PO | 2025-12-31 | Plug socket |  | - | 2026-04-11 | 2026-03-28 | 0 | WEIDMULLER MIDDLE EAST (FZE) | To update Promised Delivery Date
6100K020 | Mahaar : SWITCHGEAR - Mahaar | SWGR | ROH | 1YAB5355CXB0000 | End Clamp, E/UK - 1201442 | 2550 | 2550 | 0 | 6100K020 | PO-SEP-8792-[24] | PO | 2025-12-20 | Terminals |  | - | 2026-04-11 | 2026-03-28 | 0 | Phoenix Contact Trading LLC | PHOENIX ITEMS FOR MV SWGR- 6100K025 DMM AZYZIYAH SWGR SS / 6100K021 AL RAYAN SS SWGR /6100K020 Mahar SS SWGR
6100K020 | Mahaar : SWITCHGEAR - Mahaar | SWGR | ROH | 1YAB5355DFA0000 | RC610-VerticalMarking 1SNA233060R0400 | 459 | 459 | 0 | 6100K020 | PO-SEP-8833-[26] | PO | 2025-10-23 | Terminals |  | - | 2026-04-11 | 2026-03-28 | 0 | Al Suhaili Trading And Development
6100K020 | Mahaar : SWITCHGEAR - Mahaar | SWGR | ROH | 1YAB5355DXC0000 | 460660001 DEK 5 FSZ 1-10 Z-Terminal 1-10 | 20600 | 20600 | 0 | 6100K020 | PO-SEP-8750-[18] | PO | 2025-12-31 | Terminals |  | - | 2026-04-11 | 2026-03-28 | 0 | WEIDMULLER MIDDLE EAST (FZE) | To update Promised Delivery Date
6100K020 | Mahaar : SWITCHGEAR - Mahaar | SWGR | ROH | 1YAB5355EEA0000 | JUMPER BAR "BJS8" 20 Poles | 102 | 68 | 34 | 6100K020 | PO-SEP-8833-[28] | PO | 2025-10-23 | Terminals |  | - | 2026-04-11 | 2026-03-28 | 0 | Al Suhaili Trading And Development
6100K020 | Mahaar : SWITCHGEAR - Mahaar | SWGR | ROH | 1YAB5355EEA0000 | JUMPER BAR "BJS8" 20 Poles | 34 | 34 | 0 | 6100K025 | PO-SEP-8833-[29] | PO | 2025-10-23 | Terminals |  | - | 2026-04-11 | 2026-03-28 | 0 | Al Suhaili Trading And Development
6100K020 | Mahaar : SWITCHGEAR - Mahaar | SWGR | ROH | 1YAB5355EFA0000 | PC61-CombTypeJumprBar10 1SNA163311R2200 | 204 | 136 | 68 | 6100K020 | PO-SEP-8833-[32] | PO | 2025-10-23 | Terminals |  | - | 2026-04-11 | 2026-03-28 | 0 | Al Suhaili Trading And Development
6100K020 | Mahaar : SWITCHGEAR - Mahaar | SWGR | ROH | 1YAB5355EFA0000 | PC61-CombTypeJumprBar10 1SNA163311R2200 | 68 | 68 | 0 | 6100K025 | PO-SEP-8833-[33] | PO | 2025-10-23 | Terminals |  | - | 2026-04-11 | 2026-03-28 | 0 | Al Suhaili Trading And Development
6100K020 | Mahaar : SWITCHGEAR - Mahaar | SWGR | ROH | 1YAB5355GPC0000 | 2Pole cross connectn.plugable-1693800000 | 408 | 408 | 0 | 6100K020 | PO-SEP-8750-[51] | PO | 2025-12-31 | Plug socket |  | - | 2026-04-11 | 2026-03-28 | 0 | WEIDMULLER MIDDLE EAST (FZE) | To update Promised Delivery Date
6100K020 | Mahaar : SWITCHGEAR - Mahaar | SWGR | ROH | 1YAB5355HAB0002 | Zack Strip-Vertical Labeled(21-30) | 368 | 368 | 0 | 6100K020 | PO-SEP-8750-[19] | PO | 2025-12-31 | Terminals |  | - | 2026-04-11 | 2026-03-28 | 0 | WEIDMULLER MIDDLE EAST (FZE) | To update Promised Delivery Date
6100K020 | Mahaar : SWITCHGEAR - Mahaar | SWGR | ROH | 1YAB5355JMC0000 | 10Pole Plug 4mm-1855070000-DC looping | 306 | 306 | 0 | 6100K020 | PO-SEP-8750-[52] | PO | 2025-12-31 | Plug socket |  | - | 2026-04-11 | 2026-03-28 | 0 | WEIDMULLER MIDDLE EAST (FZE) | To update Promised Delivery Date
6100K020 | Mahaar : SWITCHGEAR - Mahaar | SWGR | ROH | 1YAB5355JPC0000 | 6Pole Plug 2.5mm-1815240000-Cont-loop | 204 | 204 | 0 | 6100K020 | PO-SEP-8750-[53] | PO | 2025-12-31 | Plug socket |  | - | 2026-04-11 | 2026-03-28 | 0 | WEIDMULLER MIDDLE EAST (FZE) | To update Promised Delivery Date
6100K020 | Mahaar : SWITCHGEAR - Mahaar | SWGR | ROH | 1YAB5355JTC0000 | 10Pole Plug 2.5mm-1815280000-Cont-loop | 212 | 212 | 0 | 6100K020 | PO-SEP-8750-[54] | PO | 2025-12-31 | Plug socket |  | - | 2026-04-11 | 2026-03-28 | 0 | WEIDMULLER MIDDLE EAST (FZE) | To update Promised Delivery Date
6100K020 | Mahaar : SWITCHGEAR - Mahaar | SWGR | ROH | 1YAB5355KMC0000 | Locking element 185525000 for ZT4/4AN/2 | 612 | 612 | 0 | 6100K020 | PO-SEP-8750-[55] | PO | 2025-12-31 | Plug socket |  | - | 2026-04-11 | 2026-03-28 | 0 | WEIDMULLER MIDDLE EAST (FZE) | To update Promised Delivery Date
6100K020 | Mahaar : SWITCHGEAR - Mahaar | SWGR | ROH | 1YAB5355KPC0000 | Locking ele. 1816130000 for ZT2.5/4AN/2 | 310 | 310 | 0 | 6100K020 | PO-SEP-8750-[56] | PO | 2025-12-31 | Plug socket |  | - | 2026-04-11 | 2026-03-28 | 0 | WEIDMULLER MIDDLE EAST (FZE) | To update Promised Delivery Date
6100K020 | Mahaar : SWITCHGEAR - Mahaar | SWGR | ROH | 1YAB5355LMC0000 | Coding element 1856860000 - ZT4/4AN/2 | 408 | 408 | 0 | 6100K020 | PO-SEP-8750-[57] | PO | 2025-12-31 | Plug socket |  | - | 2026-04-11 | 2026-03-28 | 0 | WEIDMULLER MIDDLE EAST (FZE) | To update Promised Delivery Date
6100K020 | Mahaar : SWITCHGEAR - Mahaar | SWGR | ROH | 1YAB5355LPC0000 | Coding element 1816150000 | 416 | 416 | 0 | 6100K020 | PO-SEP-8750-[58] | PO | 2025-12-31 | Plug socket |  | - | 2026-04-11 | 2026-03-28 | 0 | WEIDMULLER MIDDLE EAST (FZE) | To update Promised Delivery Date
6100K020 | Mahaar : SWITCHGEAR - Mahaar | SWGR | ROH | 1YAB5355MPC0000 | Strain Relief Wied mulpart # 1816140000 | 310 | 310 | 0 | 6100K020 | PO-SEP-8750-[25] | PO | 2025-12-31 | Plug socket |  | - | 2026-04-11 | 2026-03-28 | 0 | WEIDMULLER MIDDLE EAST (FZE) | To update Promised Delivery Date
6100K020 | Mahaar : SWITCHGEAR - Mahaar | SWGR | ROH | 1YAB5355ZAB0000 | Insertion Bridge, EB 10-OTTA6 - 0790420 | 351 | 351 | 0 | 6100K020 | PO-SEP-8792-[27] | PO | 2025-12-20 | Plug socket |  | - | 2026-04-11 | 2026-03-28 | 0 | Phoenix Contact Trading LLC | PHOENIX ITEMS FOR MV SWGR- 6100K025 DMM AZYZIYAH SWGR SS / 6100K021 AL RAYAN SS SWGR /6100K020 Mahar SS SWGR
6100K020 | Mahaar : SWITCHGEAR - Mahaar | SWGR | ROH | 1YAB60050819P0103 | Braided HARNESS TUBE (D40) | 765 | 565 | 200 | 6100K020 | PO-SEP-8834-[12] | PO | 2025-10-23 | LVD |  | - | 2026-04-11 | 2026-03-28 | 0 | Dalian Jinda Industry Co.,Ltd
6100K020 | Mahaar : SWITCHGEAR - Mahaar | SWGR | ROH | 1YAB60050819P0103 | Braided HARNESS TUBE (D40) | 200 | 200 | 0 | 6100K025 | PO-SEP-8834-[5] | PO | 2025-10-23 | LVD |  | - | 2026-04-11 | 2026-03-28 | 0 | Dalian Jinda Industry Co.,Ltd
6100K020 | Mahaar : SWITCHGEAR - Mahaar | SWGR | ROH | 1YAB60050819P0106 | Braided HARNESS TUBE (D30) | 1020 | 620 | 400 | 6100K020 | PO-SEP-8834-[2] | PO | 2025-10-23 | LVD |  | - | 2026-04-11 | 2026-03-28 | 0 | Dalian Jinda Industry Co.,Ltd
6100K020 | Mahaar : SWITCHGEAR - Mahaar | SWGR | ROH | 1YAB60050819P0106 | Braided HARNESS TUBE (D30) | 400 | 400 | 0 | 6100K025 | PO-SEP-8834-[8] | PO | 2025-10-23 | LVD |  | - | 2026-04-11 | 2026-03-28 | 0 | Dalian Jinda Industry Co.,Ltd
6100K020 | Mahaar : SWITCHGEAR - Mahaar | SWGR | ROH | 1YAB60050819P0107 | Braided HARNESS TUBE (D20) | 510 | 510 | 0 | 6100K020 | PO-SEP-8834-[14] | PO | 2025-10-23 | LVD |  | - | 2026-04-11 | 2026-03-28 | 0 | Dalian Jinda Industry Co.,Ltd
6100K020 | Mahaar : SWITCHGEAR - Mahaar | SWGR | ROH | 2CDS254001R0337 | MCB S204-K 4 MC -4P 2CDS254001R0337 | 138 | 138 | 0 | 6100K020 | PO-SEP-8753-[2] | PO | 2025-10-23 | LVB |  | - | 2026-04-11 | 2026-03-28 | 0 | Abb Electrical Industriesco | To update Promised Delivery Date
6100K020 | Mahaar : SWITCHGEAR - Mahaar | SWGR | ROH | 2TRE123451P0001 | 3 PIN SOCKET SWITCH,13A,250V,BSRDP-I | 5 | 4 | 1 | 6100K020 | PO-SEP-8836-[7] | PO | 2025-10-23 | LVB |  | - | 2026-04-11 | 2026-03-28 | 0 | Saeed Aziz Alsomali Trading Est
6100K020 | Mahaar : SWITCHGEAR - Mahaar | SWGR | ROH | 2TRE123451P0001 | 3 PIN SOCKET SWITCH,13A,250V,BSRDP-I | 1 | 1 | 0 | 6100K025 | PO-SEP-8836-[5] | PO | 2025-10-23 | LVB |  | - | 2026-04-11 | 2026-03-28 | 0 | Saeed Aziz Alsomali Trading Est
6100K020 | Mahaar : SWITCHGEAR - Mahaar | SWGR | ROH | 5022 643 | COVER PROFILE, AP3 | 81.6 | 81.6 | 0 | 6100K020 | PO-SEP-8792-[28] | PO | 2025-12-20 | LVD |  | - | 2026-04-11 | 2026-03-28 | 0 | Phoenix Contact Trading LLC | PHOENIX ITEMS FOR MV SWGR- 6100K025 DMM AZYZIYAH SWGR SS / 6100K021 AL RAYAN SS SWGR /6100K020 Mahar SS SWGR
6100K020 | Mahaar : SWITCHGEAR - Mahaar | SWGR | ROH | 5022 656 | COVER PROFILE SUPPORT, AP3-TU | 1275 | 1275 | 0 | 6100K020 | PO-SEP-8792-[29] | PO | 2025-12-20 | LVD |  | - | 2026-04-11 | 2026-03-28 | 0 | Phoenix Contact Trading LLC | PHOENIX ITEMS FOR MV SWGR- 6100K025 DMM AZYZIYAH SWGR SS / 6100K021 AL RAYAN SS SWGR /6100K020 Mahar SS SWGR
6100K020 | Mahaar : SWITCHGEAR - Mahaar | SWGR | ROH | 837A407G01 | ‭FT SWITCH, (C-C C-C C-C C-C P P)/837A407G01/FT-1‬ | 51 | 51 | 0 | 6100K020 | PO-SEP-8747-[8] | PO | 2025-12-31 | LVA |  | - | 2026-04-11 | 2026-03-28 | 0 | Abb Electrical Industriesco | FT Switch/ 6100K021 AL RAYAN SS SWGR Electrical Componentes Order.
6100K020 | Mahaar : SWITCHGEAR - Mahaar | SWGR | ROH | 9676A14G01 | ‭FT SWITCH, (P P P P T T T P P P)/9676A14G01/FT-1‬ | 58 | 58 | 0 | 6100K020 | PO-SEP-8747-[9] | PO | 2025-12-31 | LVA |  | - | 2026-04-11 | 2026-03-28 | 0 | Abb Electrical Industriesco | FT Switch/ 6100K021 AL RAYAN SS SWGR Electrical Componentes Order.
6100K020 | Mahaar : SWITCHGEAR - Mahaar | SWGR | ROH | AE 2636 4000-001 | INSULATION SLEEVE,6MMDIA. | 815 | 770 | 45 | 6100K020 | PO-SEP-8836-[15] | PO | 2025-10-23 | LVD |  | - | 2026-04-11 | 2026-03-28 | 0 | Saeed Aziz Alsomali Trading Est
6100K020 | Mahaar : SWITCHGEAR - Mahaar | SWGR | ROH | AE 2636 4000-001 | INSULATION SLEEVE,6MMDIA. | 45 | 45 | 0 | 6100K025 | PO-SEP-8836-[12] | PO | 2025-10-23 | LVD |  | - | 2026-04-11 | 2026-03-28 | 0 | Saeed Aziz Alsomali Trading Est
6100K020 | Mahaar : SWITCHGEAR - Mahaar | SWGR | ROH | AE 2636 4000-002 | ADHESIVE MOUNTING BASE | 765 | 765 | 0 | 6100K020 | PO-SEP-8836-[16] | PO | 2025-10-23 | LVD |  | - | 2026-04-11 | 2026-03-28 | 0 | Saeed Aziz Alsomali Trading Est
6100K020 | Mahaar : SWITCHGEAR - Mahaar | SWGR | ROH | AE2000-2150-06 | SELF STICK RUBBER FOAM | 66.3 | 66 | 0.3 | 6100K020 | PO-SEP-8835-[3] | PO | 2025-10-23 | LVD |  | - | 2026-04-11 | 2026-03-28 | 0 | EMKA Beschlagteile Middle East FZE
6100K020 | Mahaar : SWITCHGEAR - Mahaar | SWGR | ROH | AE2000-2150-06 | SELF STICK RUBBER FOAM | 0.3 | 0.3 | 0 | 6100K023 | PO-SEP-8835-[4] | PO | 2025-09-18 | LVD |  | - | 2026-04-11 | 2026-03-28 | 0 | EMKA Beschlagteile Middle East FZE
6100K020 | Mahaar : SWITCHGEAR - Mahaar | SWGR | ROH | AE2000-2166-03 | TIE WRAP/PLT4I-C0/371MM | 1020 | 560 | 460 | 6100KDP01 | PO-SEP-8378-[232] | PO | 2025-11-17 | LVD |  | - | 2026-04-11 | 2026-03-28 | 0 | China Star (Dalian) Industry Co., Ltd. | 6100K023 – PR for Supply of MV 13.8 kV Switchgear (SWGR) for Halfmoon 115/13.8 kV Substation (SS). This PR covers 1st lot of mechanical bulk materials required for the SWGR SS, i
6100K020 | Mahaar : SWITCHGEAR - Mahaar | SWGR | ROH | AE2000-2166-03 | TIE WRAP/PLT4I-C0/371MM | 460 | 460 | 0 | free_stock | PR-SEP-0023811-[156] | PR |  | LVD |  | - | 2026-04-11 | 2026-03-28 | 0
6100K020 | Mahaar : SWITCHGEAR - Mahaar | SWGR | ROH | AE2000-6884-01 | EQUIPMENT FRAME CLAMP | 306 | 306 | 0 | 6100K020 | PO-SEP-8834-[3] | PO | 2025-10-23 | LVD |  | - | 2026-04-11 | 2026-03-28 | 0 | Dalian Jinda Industry Co.,Ltd
6100K020 | Mahaar : SWITCHGEAR - Mahaar | SWGR | ROH | AE2522-2000-02 | HOUSING, 0930016-0301, HAN-E16 (West/South) | 8 | 8 | 0 | 6100K020 | PO-SEP-8754-[3] | PO | 2025-12-15 | LVD |  | - | 2026-04-11 | 2026-03-28 | 0 | OPTIMAL CONNECTIVITY LLC | 6100K021 AL RAYAN SS SWGR Electrical Componentes Order.
6100K020 | Mahaar : SWITCHGEAR - Mahaar | SWGR | ROH | AE2632-2000-13 | LOCKING PIN RELAY BOX | 51 | 51 | 0 | 6100K020 | PO-SEP-8752-[3] | PO | 2025-12-15 | LVD |  | - | 2026-04-11 | 2026-03-28 | 0 | AL NAKHEEL GREEN STEEL WORKS | 6100K021 AL RAYAN SS SWGR Electrical Componentes Order.
6100K020 | Mahaar : SWITCHGEAR - Mahaar | SWGR | ROH | AE2632-2000-33 | Spring for Door Combiflex | 1.02 | 1 | 0.02 | 6100K020 | PO-SEP-8836-[19] | PO | 2025-10-23 | LVD |  | - | 2026-04-11 | 2026-03-28 | 0 | Saeed Aziz Alsomali Trading Est
6100K020 | Mahaar : SWITCHGEAR - Mahaar | SWGR | ROH | AE2632-2000-33 | Spring for Door Combiflex | 0.02 | 0.02 | 0 | 6100K025 | PO-SEP-8836-[17] | PO | 2025-10-23 | LVD |  | - | 2026-04-11 | 2026-03-28 | 0 | Saeed Aziz Alsomali Trading Est
6100K020 | Mahaar : SWITCHGEAR - Mahaar | SWGR | ROH | AE2632-2000-AAP | BOX ASSEMBLY 60C, RHGX 20 (PAINT RAL) | 51 | 51 | 0 | 6100K020 | PO-SEP-8831-[3] | PO | 2025-10-23 | LVD |  | - | 2026-04-11 | 2026-03-28 | 0 | First Telecom Industries
6100K020 | Mahaar : SWITCHGEAR - Mahaar | SWGR | ROH | AE5380-2000-04 | END COVER D-OTTA6 - 790417 | 3060 | 3060 | 0 | 6100K020 | PO-SEP-8792-[30] | PO | 2025-12-20 | LVD |  | - | 2026-04-11 | 2026-03-28 | 0 | Phoenix Contact Trading LLC | PHOENIX ITEMS FOR MV SWGR- 6100K025 DMM AZYZIYAH SWGR SS / 6100K021 AL RAYAN SS SWGR /6100K020 Mahar SS SWGR
6100K020 | Mahaar : SWITCHGEAR - Mahaar | SWGR | ROH | AL-FOIL-A4-PLAIN | Aluminum Foil-A4size Plain-Self Adhesive | 51 | 28 | 23 | 6100K020 | PO-SEP-8724-[4] | PO | 2025-10-23 | LVD |  | - | 2026-04-11 | 2026-03-28 | 0 | Azm and Tumooh Trading Establishment | Al Azizyah Project SS 6100KDP01 Mechanical Bulk Lot 5.
6100K020 | Mahaar : SWITCHGEAR - Mahaar | SWGR | ROH | AL-FOIL-A4-PLAIN | Aluminum Foil-A4size Plain-Self Adhesive | 23 | 4 | 19 | 6100K025 | PO-SEP-8724-[3] | PO | 2025-10-23 | LVD |  | - | 2026-04-11 | 2026-03-28 | 0 | Azm and Tumooh Trading Establishment | Al Azizyah Project SS 6100KDP01 Mechanical Bulk Lot 5.
6100K020 | Mahaar : SWITCHGEAR - Mahaar | SWGR | ROH | AL-FOIL-A4-PLAIN | Aluminum Foil-A4size Plain-Self Adhesive | 19 | 19 | 0 | 6100K021 | PO-SEP-8724-[5] | PO | 2025-10-27 | LVD |  | - | 2026-04-11 | 2026-03-28 | 0 | Azm and Tumooh Trading Establishment | Al Azizyah Project SS 6100KDP01 Mechanical Bulk Lot 5.
6100K020 | Mahaar : SWITCHGEAR - Mahaar | SWGR | ROH | DM0000000058 | Relay, Auxiliary, 2 Coils, Self Reset Contacts, Hand Reset Flag, 110-125V, DC, 2NO, 1NC, Coil ¦ RXSF1 RK 271 007-AN | 8 | 8 | 0 | 6100K020 | PO-SEP-8751-[40] | PO | 2025-12-31 | LVA |  | - | 2026-04-11 | 2026-03-28 | 0 | Hitachi Energy Ltd | 6100K021 AL RAYAN SS SWGR Electrical Componentes Order.
6100K020 | Mahaar : SWITCHGEAR - Mahaar | SWGR | ROH | DM0000000839 | COMBIFLEX TERMINAL BASE RX4 (4U 12C) | 14 | 14 | 0 | 6100K020 | PO-SEP-8751-[42] | PO | 2025-12-31 | LVA |  | - | 2026-04-11 | 2026-03-28 | 0 | Hitachi Energy Ltd | 6100K021 AL RAYAN SS SWGR Electrical Componentes Order.
6100K020 | Mahaar : SWITCHGEAR - Mahaar | SWGR | ROH | DM0000000852 | COMBIFLEX TERMINAL BASE RX 2H -5619625-A | 243 | 243 | 0 | 6100K020 | PO-SEP-8751-[41] | PO | 2025-12-31 | LVA |  | - | 2026-04-11 | 2026-03-28 | 0 | Hitachi Energy Ltd | 6100K021 AL RAYAN SS SWGR Electrical Componentes Order.
6100K020 | Mahaar : SWITCHGEAR - Mahaar | SWGR | ROH | DM0000003057 | Relay, Over Current Protection, DC, 110-250V, AC 100-230V, 19BI + 15BO, With IEC 61850-8-1, 2x Optical, Type 7SJ85 ¦ P1J198095 | 3 | 3 | 0 | 6100K020 | PO-SEP-8772-[3] | PO | 2026-02-28 | LVA |  | - | 2026-04-11 | 2026-03-28 | 0 | Siemens Ltd. | Relays, MV
6100K020 | Mahaar : SWITCHGEAR - Mahaar | SWGR | ROH | DM0000003059 | ‭CT SUPERVISION RELAY, 40msec DELAY, 125V DC, 4NC (TYPE: AR901) / 7PG1110-7AE10-0AF0‬ | 3 | 3 | 0 | 6010J605 | PO-SEP-5281-[14] | PO | 2025-10-15 | LVA |  | - | 2026-04-11 | 2026-03-28 | 0 | Siemens Ltd. | J599,J600,J605
6100K020 | Mahaar : SWITCHGEAR - Mahaar | SWGR | ROH | DMS 2166 2056-3 | CABLE TIE WRAP KSS-CV140S | 20400 | 8800 | 11600 | 6100KDP01 | PO-SEP-8378-[234] | PO | 2025-11-17 | LVD |  | - | 2026-04-11 | 2026-03-28 | 0 | China Star (Dalian) Industry Co., Ltd. | 6100K023 – PR for Supply of MV 13.8 kV Switchgear (SWGR) for Halfmoon 115/13.8 kV Substation (SS). This PR covers 1st lot of mechanical bulk materials required for the SWGR SS, i
6100K020 | Mahaar : SWITCHGEAR - Mahaar | SWGR | ROH | DMS 2166 2056-3 | CABLE TIE WRAP KSS-CV140S | 11600 | 2800 | 8800 | 6100KDP01 | PO-SEP-6812-[139] | PO | 2025-12-31 | LVD |  | - | 2026-04-11 | 2026-03-28 | 0 | China Star (Dalian) Industry Co., Ltd. | 6100KDP01 // PP-12 (Mechanical Parts) for 07 Panels with Accessories
6100K020 | Mahaar : SWITCHGEAR - Mahaar | SWGR | ROH | DMS 2166 2056-3 | CABLE TIE WRAP KSS-CV140S | 8800 | 8800 | 0 | free_stock | PR-SEP-0023811-[164] | PR |  | LVD |  | - | 2026-04-11 | 2026-03-28 | 0
6100K020 | Mahaar : SWITCHGEAR - Mahaar | SWGR | ROH | DMS 2166 5011-10 | WIRE CHANNEL SIZE 48X100(1box=40meters) | 255 | 255 | 0 | 6100KDP01 | PO-SEP-8502-[11] | PO | 2025-12-31 | LVD |  | - | 2026-04-11 | 2026-03-28 | 0 | Sana For Electric And Telephone Co | Tube, White, Inner Diameter 4 mm, 2.5 Wire ¦ ¦ KSS
6100K020 | Mahaar : SWITCHGEAR - Mahaar | SWGR | ROH | DMS 2166 5011-11 | WIRE CHANNEL SIZE 150X100(1box=12meter) | 51 | 51 | 0 | 6100KDP01 | PO-SEP-8502-[12] | PO | 2025-12-31 | LVD |  | - | 2026-04-11 | 2026-03-28 | 0 | Sana For Electric And Telephone Co | Tube, White, Inner Diameter 4 mm, 2.5 Wire ¦ ¦ KSS
6100K020 | Mahaar : SWITCHGEAR - Mahaar | SWGR | ROH | DMS 2175 2012-25 | MOUNTNG RAIL OMEGA 35X15 02150 | 306 | 306 | 0 | 6100KDP01 | PO-SEP-8502-[13] | PO | 2025-12-31 | LVD |  | - | 2026-04-11 | 2026-03-28 | 0 | Sana For Electric And Telephone Co | Tube, White, Inner Diameter 4 mm, 2.5 Wire ¦ ¦ KSS
6100K020 | Mahaar : SWITCHGEAR - Mahaar | SWGR | ROH | DMS 2641 2026-7 | FORK SPADE BF-U4 2.5/M4 | 2448 | 2448 | 0 | 6100K020 | PO-SEP-8667-[22] | PO | 2025-11-03 | LVD |  | - | 2026-04-11 | 2026-03-28 | 0 | Sana For Electric And Telephone Co
6100K020 | Mahaar : SWITCHGEAR - Mahaar | SWGR | ROH | DMS 2686 7001-1 | SPIRAL TUBE. KS15, 15MM DIA | 408 | 408 | 0 | 6100KDP01 | PO-SEP-8502-[15] | PO | 2025-12-31 | LVD |  | - | 2026-04-11 | 2026-03-28 | 0 | Sana For Electric And Telephone Co | Tube, White, Inner Diameter 4 mm, 2.5 Wire ¦ ¦ KSS
6100K020 | Mahaar : SWITCHGEAR - Mahaar | SWGR | ROH | DMS 924 0010 | Combiflex wire Socket 1.5mm 1MRK002136-B | 10200 | 10200 | 0 | 6100K020 | PO-SEP-8751-[43] | PO | 2025-12-31 | LVD |  | - | 2026-04-11 | 2026-03-28 | 0 | Hitachi Energy Ltd | 6100K021 AL RAYAN SS SWGR Electrical Componentes Order.
6100K020 | Mahaar : SWITCHGEAR - Mahaar | SWGR | ROH | DMS 924 0020 | Combiflex wire Socket 2.5mm 1MRK002136-E | 6120 | 6120 | 0 | 6100K020 | PO-SEP-8751-[44] | PO | 2025-12-31 | LVD |  | - | 2026-04-11 | 2026-03-28 | 0 | Hitachi Energy Ltd | 6100K021 AL RAYAN SS SWGR Electrical Componentes Order.
6100K020 | Mahaar : SWITCHGEAR - Mahaar | SWGR | ROH | E5090512100 | SNAP ACTION SWITCH CO S800 e 41 | 12 | 12 | 0 | 6100K020 | PO-SEP-8757-[3] | PO | 2025-12-15 | B |  | - | 2026-04-11 | 2026-03-28 | 0 | Shanghai Feili Xuncheng Electrical Technology Co.,Ltd | Snap action Switch
6100K020 | Mahaar : SWITCHGEAR - Mahaar | SWGR | ROH | GCE0990162P0101 | PANEL HEATER 240V,50W-Boxin-3Met.Cable | 102 | 102 | 0 | 6100K020 | PO-SEP-8821-[2] | PO | 2025-12-31 | LVC |  | - | 2026-04-11 | 2026-03-28 | 0 | Changsha Electric Controlling Auxiliaries Factory
6100K020 | Mahaar : SWITCHGEAR - Mahaar | SWGR | ROH | GCE0990403P0100 | VENTILATOR QK08A-2EM.50.CH WITH CAPACITO | 5 | 5 | 0 | 6100K020 | PO-SEP-8748-[5] | PO | 2025-12-31 | B |  | - | 2026-04-11 | 2026-03-28 | 0 | ZIEHL ABEGG Middle East FZE | 6100K021 AL RAYAN SS SWGR Electrical Componentes Order.
6100K020 | Mahaar : SWITCHGEAR - Mahaar | SWGR | ROH | GCE0990404P0100 | RADIAL FLOW FAN QK08A-2EM.35.CF | 7 | 7 | 0 | 6100K020 | PO-SEP-8748-[6] | PO | 2025-12-31 | B |  | - | 2026-04-11 | 2026-03-28 | 0 | ZIEHL ABEGG Middle East FZE | 6100K021 AL RAYAN SS SWGR Electrical Componentes Order.
6100K020 | Mahaar : SWITCHGEAR - Mahaar | SWGR | ROH | MARWI60236 | Zack Strip-Vertical(1-10) - 1053027:0001 | 1224 | 1216 | 8 | 6100K020 | PO-SEP-8792-[26] | PO | 2025-12-20 | Terminals |  | - | 2026-04-11 | 2026-03-28 | 0 | Phoenix Contact Trading LLC | PHOENIX ITEMS FOR MV SWGR- 6100K025 DMM AZYZIYAH SWGR SS / 6100K021 AL RAYAN SS SWGR /6100K020 Mahar SS SWGR
6100K020 | Mahaar : SWITCHGEAR - Mahaar | SWGR | ROH | MARWI60236 | Zack Strip-Vertical(1-10) - 1053027:0001 | 8 | 8 | 0 | 6100K021 | PO-SEP-8792-[16] | PO | 2025-12-20 | Terminals |  | - | 2026-04-11 | 2026-03-28 | 0 | Phoenix Contact Trading LLC | PHOENIX ITEMS FOR MV SWGR- 6100K025 DMM AZYZIYAH SWGR SS / 6100K021 AL RAYAN SS SWGR /6100K020 Mahar SS SWGR
6100K020 | Mahaar : SWITCHGEAR - Mahaar | SWGR | ROH | MV-CR-U125DC3 | CR-U125DC3 - 1SVR405622R8200.CR-U125DC3 Pluggable interface relay 3c Ordering Code : 1SVR405622R8200 General: Pluggable interface relay ABB. Type : CR-U125DC3L Ordering Code: OUTPUTS: 3 C/O with LED RATED VOLTAGE: 125 VDC | 3 | 3 | 0 | 6100K020 | PO-SEP-8753-[55] | PO | 2025-10-23 | LVA |  | - | 2026-04-11 | 2026-03-28 | 0 | Abb Electrical Industriesco | To update Promised Delivery Date
6100K020 | Mahaar : SWITCHGEAR - Mahaar | SWGR | ROH | MV-CR-U3S | Socket -FOR 3 C/O AND MODULE TIMER | 3 | 3 | 0 | 6100K020 | PO-SEP-8753-[56] | PO | 2025-10-23 | LVA |  | - | 2026-04-11 | 2026-03-28 | 0 | Abb Electrical Industriesco | To update Promised Delivery Date
6100K020 | Mahaar : SWITCHGEAR - Mahaar | SWGR | ROH | MV-CR-UH | Holder interface relay 1SVR405669R0000 | 3 | 3 | 0 | 6100K020 | PO-SEP-8753-[57] | PO | 2025-10-23 | LVA |  | - | 2026-04-11 | 2026-03-28 | 0 | Abb Electrical Industriesco | To update Promised Delivery Date
6100K020 | Mahaar : SWITCHGEAR - Mahaar | SWGR | ROH | MV-CR-UT | TIME MODULE 1SVR405667R0000 | 3 | 3 | 0 | 6100K020 | PO-SEP-8753-[58] | PO | 2025-10-23 | LVA |  | - | 2026-04-11 | 2026-03-28 | 0 | Abb Electrical Industriesco | To update Promised Delivery Date
6100K020 | Mahaar : SWITCHGEAR - Mahaar | SWGR | ROH | MV-TR272-22KOHM5W | RESISTOR TR272- 110V TRIP COIL | 96 | 72 | 24 | 6100K021 | PO-SEP-8836-[3] | PO | 2025-10-27 | LVA |  | - | 2026-04-11 | 2026-03-28 | 0 | Saeed Aziz Alsomali Trading Est
6100K020 | Mahaar : SWITCHGEAR - Mahaar | SWGR | ROH | MV-TR272-22KOHM5W | RESISTOR TR272- 110V TRIP COIL | 24 | 24 | 0 | 6100KDP01 | PO-SEP-8388-[23] | PO | 2025-10-30 | LVA |  | - | 2026-04-11 | 2026-03-28 | 0 | Saeed Aziz Alsomali Trading Est | 6100K023Halfmoon SWGR Project, All Electrical Components (ABB, Hitachi & Bulk) to Supply of MV 13.8 kV SWGR For Halfmoon 115/13.8kv SS
6100K020 | Mahaar : SWITCHGEAR - Mahaar | SWGR | ROH | MV50001 | Incomer Upper CT, INC3600-13.8-UCT ¦ ¦ RITZ | 9 | 9 | 0 | 6100K020 | PO-SEP-8759-[1] | PO | 2025-10-23 | Electrical_Transformers |  | - | 2026-04-11 | 2026-03-28 | 0 |  | 6100K020 Mahar SS 115/13./8kv SWGR CT Order
6100K020 | Mahaar : SWITCHGEAR - Mahaar | SWGR | ROH | MV50002 | Incomer Lower CT, INC3600-13.8-LCT ¦ ¦ RITZ | 9 | 9 | 0 | 6100K020 | PO-SEP-8759-[2] | PO | 2025-10-23 | Electrical_Transformers |  | - | 2026-04-11 | 2026-03-28 | 0 |  | 6100K020 Mahar SS 115/13./8kv SWGR CT Order
6100K020 | Mahaar : SWITCHGEAR - Mahaar | SWGR | ROH | MV50003 | Capacitor O/G Feeder Upper CT, CAP1250-13.8-UCT ¦ ¦ RITZ | 9 | 9 | 0 | 6100K020 | PO-SEP-8759-[3] | PO | 2025-10-23 | Electrical_Transformers |  | - | 2026-04-11 | 2026-03-28 | 0 |  | 6100K020 Mahar SS 115/13./8kv SWGR CT Order
6100K020 | Mahaar : SWITCHGEAR - Mahaar | SWGR | ROH | MV50004 | Capacitor O/G Feeder Lower CT, CAP1250-13.8-LCT ¦ ¦ RITZ | 9 | 9 | 0 | 6100K020 | PO-SEP-8759-[4] | PO | 2025-10-23 | Electrical_Transformers |  | - | 2026-04-11 | 2026-03-28 | 0 |  | 6100K020 Mahar SS 115/13./8kv SWGR CT Order
6100K020 | Mahaar : SWITCHGEAR - Mahaar | SWGR | ROH | MV50005 | Station Auxiliary Upper CT, SST630-13.8-UCT ¦ ¦ RITZ | 6 | 6 | 0 | 6100K020 | PO-SEP-8759-[5] | PO | 2025-10-23 | Electrical_Transformers |  | - | 2026-04-11 | 2026-03-28 | 0 |  | 6100K020 Mahar SS 115/13./8kv SWGR CT Order
6100K020 | Mahaar : SWITCHGEAR - Mahaar | SWGR | ROH | MV50006 | Station Auxiliary Lower CT, SST630-13.8-LCT ¦ ¦ RITZ | 6 | 6 | 0 | 6100K020 | PO-SEP-8759-[6] | PO | 2025-10-23 | Electrical_Transformers |  | - | 2026-04-11 | 2026-03-28 | 0 |  | 6100K020 Mahar SS 115/13./8kv SWGR CT Order
6100K020 | Mahaar : SWITCHGEAR - Mahaar | SWGR | ROH | MV50007 | Outgoing Plain Upper CT, OG1250-13.8-UCT ¦ ¦ RITZ | 114 | 114 | 0 | 6100K020 | PO-SEP-8759-[7] | PO | 2025-10-23 | Electrical_Transformers |  | - | 2026-04-11 | 2026-03-28 | 0 |  | 6100K020 Mahar SS 115/13./8kv SWGR CT Order
6100K020 | Mahaar : SWITCHGEAR - Mahaar | SWGR | ROH | MV50008 | Outgoing plain Lower CT, OG1250-13.8-LCT ¦ ¦ RITZ | 114 | 114 | 0 | 6100K020 | PO-SEP-8759-[8] | PO | 2025-10-23 | Electrical_Transformers |  | - | 2026-04-11 | 2026-03-28 | 0 |  | 6100K020 Mahar SS 115/13./8kv SWGR CT Order
6100K020 | Mahaar : SWITCHGEAR - Mahaar | SWGR | ROH | MV50009 | BusTie Upper CT, BS3600-13.8-UCT ¦ ¦ RITZ | 6 | 6 | 0 | 6100K020 | PO-SEP-8759-[9] | PO | 2025-10-23 | Electrical_Transformers |  | - | 2026-04-11 | 2026-03-28 | 0 |  | 6100K020 Mahar SS 115/13./8kv SWGR CT Order
6100K020 | Mahaar : SWITCHGEAR - Mahaar | SWGR | ROH | MV50010 | Bus-Tie Lower CT, BS3600-13.8-LCT ¦ ¦ RITZ | 6 | 6 | 0 | 6100K020 | PO-SEP-8759-[10] | PO | 2025-10-23 | Electrical_Transformers |  | - | 2026-04-11 | 2026-03-28 | 0 |  | 6100K020 Mahar SS 115/13./8kv SWGR CT Order
6100K020 | Mahaar : SWITCHGEAR - Mahaar | SWGR | ROH | SEP10038 | Humidistat, 250V, AC, MFR 012 ¦ 01220.0-00 | 51 | 51 | 0 | 6100K020 | PO-SEP-8819-[3] | PO | 2025-12-31 | LVA |  | - | 2026-04-11 | 2026-03-28 | 0 | STEGO Elektrotechnik GmbH | Humidistat, 250V, AC, MFR 012
6100K020 | Mahaar : SWITCHGEAR - Mahaar | SWGR | ROH | SEP10162 | WHITE TUBE,INNER DIA. 3.5 MM (1.5 WIRE) | 12750 | 12750 | 0 | 6100K020 | PO-SEP-8830-[5] | PO | 2025-12-31 | LVD |  | - | 2026-04-11 | 2026-03-28 | 0 | Sana For Electric And Telephone Co | 6100K020 Mahar SS SWGR Electrical components order.
6100K020 | Mahaar : SWITCHGEAR - Mahaar | SWGR | ROH | SEP10163 | RED TUBE, INNER DIA. 3.5MM (1.5 WIRE) | 510 | 0 | 510 | PR Required | - | PR |  | LVD |  | - | 2026-04-11 | 2026-03-28 | 0
6100K020 | Mahaar : SWITCHGEAR - Mahaar | SWGR | ROH | SEP10165 | WHITE TUBE, INNER DIA. 5.0MM (4.0 WIRE) | 765 | 765 | 0 | 6100K020 | PO-SEP-8830-[1] | PO | 2025-12-31 | LVD |  | - | 2026-04-11 | 2026-03-28 | 0 | Sana For Electric And Telephone Co | 6100K020 Mahar SS SWGR Electrical components order.
6100K020 | Mahaar : SWITCHGEAR - Mahaar | SWGR | ROH | SEP10298 | RED TUBE, INNER DIA. 4.0MM (2.5 WIRE) | 510 | 510 | 0 | 6100K020 | PO-SEP-8830-[2] | PO | 2025-12-31 | LVD |  | - | 2026-04-11 | 2026-03-28 | 0 | Sana For Electric And Telephone Co | 6100K020 Mahar SS SWGR Electrical components order.
6100K020 | Mahaar : SWITCHGEAR - Mahaar | SWGR | ROH | SEP10349 | RED TUBE, INNER DIA. 5.0MM (4.0 WIRE) | 510 | 510 | 0 | 6100K020 | PO-SEP-8830-[3] | PO | 2025-12-31 | LVD |  | - | 2026-04-11 | 2026-03-28 | 0 | Sana For Electric And Telephone Co | 6100K020 Mahar SS SWGR Electrical components order.
6100K020 | Mahaar : SWITCHGEAR - Mahaar | SWGR | ROH | SEP10650 | WHITE TUBE, INNER DIA. 4.0MM (2.5 WIRE) | 2040 | 0 | 2040 | PR Required | - | PR |  | LVD |  | - | 2026-04-11 | 2026-03-28 | 0
6100K020 | Mahaar : SWITCHGEAR - Mahaar | SWGR | ROH | SEP11258 | Cable, Control, 1 Core,CU/PVC, 1.5 Sq.mm, Blue, ATC, 105°, 600/1000V , 1 x 100 m | 102 | 102 | 0 | free_stock | PR-SEP-0023832-[106] | PR |  | Wire |  | - | 2026-04-11 | 2026-03-28 | 0
6100K020 | Mahaar : SWITCHGEAR - Mahaar | SWGR | ROH | SEP11259 | Cable, Control, 1 Core, CU/PVC, 1.5 Sq.mm, Black, ATC, 105°, 600/1000V , 1 x 100 m | 33.15 | 33.15 | 0 | free_stock | PR-SEP-0023832-[107] | PR |  | Wire |  | - | 2026-04-11 | 2026-03-28 | 0
6100K020 | Mahaar : SWITCHGEAR - Mahaar | SWGR | ROH | SEP11260 | Cable, Control, 1 Core, CU/PVC, 1.5 Sq.mm, Grey, ATC, 105°, 600/1000V , 1 x 100 m | 766 | 766 | 0 | free_stock | PR-SEP-0023832-[108] | PR |  | Wire |  | - | 2026-04-11 | 2026-03-28 | 0
6100K020 | Mahaar : SWITCHGEAR - Mahaar | SWGR | ROH | SEP11261 | Cable, Control, 1 Core, CU/PVC, 1.5 Sq.mm, Red, ATC, 105°, 600/1000V , 1 x 100 m | 33.15 | 33.15 | 0 | free_stock | PR-SEP-0023832-[109] | PR |  | Wire |  | - | 2026-04-11 | 2026-03-28 | 0
6100K020 | Mahaar : SWITCHGEAR - Mahaar | SWGR | ROH | SEP11262 | Cable, Control, 1 Core, CU/PVC, 2.5 Sq.mm, Blue, ATC, 105°, 600/1000V , 1 x 100 m | 137.7 | 137.7 | 0 | free_stock | PR-SEP-0023832-[110] | PR |  | Wire |  | - | 2026-04-11 | 2026-03-28 | 0
6100K020 | Mahaar : SWITCHGEAR - Mahaar | SWGR | ROH | SEP11263 | Cable, Control, 1 Core, CU/PVC, 2.5 Sq.mm, Black, ATC, 105°, 600/1000V , 1 x 100 m | 86.7 | 86.7 | 0 | free_stock | PR-SEP-0023832-[111] | PR |  | Wire |  | - | 2026-04-11 | 2026-03-28 | 0
6100K020 | Mahaar : SWITCHGEAR - Mahaar | SWGR | ROH | SEP11264 | Cable, Control, 1 Core, CU/PVC, 2.5 Sq.mm, Grey, ATC, 105°, 600/1000V , 1 x 100 m | 25.5 | 25.5 | 0 | free_stock | PR-SEP-0023832-[112] | PR |  | Wire |  | - | 2026-04-11 | 2026-03-28 | 0
6100K020 | Mahaar : SWITCHGEAR - Mahaar | SWGR | ROH | SEP11265 | Cable, Control, 1 Core, CU/PVC, 2.5 Sq.mm Yellow/Green, ATC, 105°, 600/1000V , 1 x 100 m | 25.6 | 0.15755 | 25.4425 | 6100KDP01 | PO-SEP-8622-[26] | PO | 2026-01-30 | Wire |  | - | 2026-04-11 | 2026-03-28 | 0 | Al-Fanar Company Limited | Cable Items - KDP01 & K023
6100K020 | Mahaar : SWITCHGEAR - Mahaar | SWGR | ROH | SEP11265 | Cable, Control, 1 Core, CU/PVC, 2.5 Sq.mm Yellow/Green, ATC, 105°, 600/1000V , 1 x 100 m | 25.4425 | 25.4425 | 0 | free_stock | PR-SEP-0023811-[113] | PR |  | Wire |  | - | 2026-04-11 | 2026-03-28 | 0
6100K020 | Mahaar : SWITCHGEAR - Mahaar | SWGR | ROH | SEP11266 | Cable, Control, 1 Core, CU/PVC, 2.5 Sq.mm, Red, ATC, 105°, 600/1000V , 1 x 100 m | 137.7 | 137.7 | 0 | free_stock | PR-SEP-0023832-[114] | PR |  | Wire |  | - | 2026-04-11 | 2026-03-28 | 0
6100K020 | Mahaar : SWITCHGEAR - Mahaar | SWGR | ROH | SEP11267 | Cable, Control, 1 Core, CU/PVC, 2.5 Sq.mm, Yellow, ATC,105°, 600/1000V , 1 x 100 m | 137.7 | 137.7 | 0 | free_stock | PR-SEP-0023832-[115] | PR |  | Wire |  | - | 2026-04-11 | 2026-03-28 | 0
6100K020 | Mahaar : SWITCHGEAR - Mahaar | SWGR | ROH | SEP11268 | Cable, Power, 1 Core, CU/PVC, 4.0 Sq.mm, Blue, ATC, 105°, 600/1000V , 1 x 100 m | 7.65 | 7.65 | 0 | 6100K023 | PO-SEP-8622-[11] | PO | 2026-01-30 | Wire |  | - | 2026-04-11 | 2026-03-28 | 0 | Al-Fanar Company Limited | Cable Items - KDP01 & K023
6100K020 | Mahaar : SWITCHGEAR - Mahaar | SWGR | ROH | SEP11269 | Cable, Power, 1 Core, CU/PVC, 4.0 Sq.mm, Black, ATC, 105°, 600/1000V , 1 x 100 m | 10.2 | 10.2 | 0 | 6100K023 | PO-SEP-8622-[12] | PO | 2026-01-30 | Wire |  | - | 2026-04-11 | 2026-03-28 | 0 | Al-Fanar Company Limited | Cable Items - KDP01 & K023
6100K020 | Mahaar : SWITCHGEAR - Mahaar | SWGR | ROH | SEP11270 | Cable, Power, 1 Core, CU/PVC, 4.0 Sq.mm, Red, ATC, 105°, 600/1000V , 1 x 100 m | 7.65 | 7.65 | 0 | 6100K023 | PO-SEP-8622-[13] | PO | 2026-01-30 | Wire |  | - | 2026-04-11 | 2026-03-28 | 0 | Al-Fanar Company Limited | Cable Items - KDP01 & K023
6100K020 | Mahaar : SWITCHGEAR - Mahaar | SWGR | ROH | SEP11271 | Cable, Power, 1 Core, CU/PVC, 4.0 Sq.mm, Yellow, ATC, 105°, 600/1000V , 1 x 100 m | 7.65 | 7.65 | 0 | 6100K023 | PO-SEP-8622-[14] | PO | 2026-01-30 | Wire |  | - | 2026-04-11 | 2026-03-28 | 0 | Al-Fanar Company Limited | Cable Items - KDP01 & K023
6100K020 | Mahaar : SWITCHGEAR - Mahaar | SWGR | ROH | SEP11272 | Cable, Power, 1 Core, CU/PVC, 4.0 Sq.mm, Grey, ATC, 105°, 600/1000V , 1 x 100 m | 10.2 | 10.2 | 0 | 6100K023 | PO-SEP-8622-[15] | PO | 2026-01-30 | Wire |  | - | 2026-04-11 | 2026-03-28 | 0 | Al-Fanar Company Limited | Cable Items - KDP01 & K023
6100K020 | Mahaar : SWITCHGEAR - Mahaar | SWGR | ROH | SEP12004 | TERM.LUGS BLADE RF-PP 12/23 | 15300 | 200 | 15100 | 6100KDP01 | PO-SEP-8541-[5] | PO | 2025-10-30 | LVD |  | - | 2026-04-11 | 2026-03-28 | 0 | Sana For Electric And Telephone Co | AL Azyziyah 6100KDP01, Supply of Electrical Components – 1st Lot for SWGR under Dummy Project 6100KDP01 – Al Azyziyah Project (SEC Scope).
6100K020 | Mahaar : SWITCHGEAR - Mahaar | SWGR | ROH | SEP12004 | TERM.LUGS BLADE RF-PP 12/23 | 15100 | 12300 | 2800 | 6100K023 | PO-SEP-8418-[9] | PO | 2025-11-30 | LVD |  | - | 2026-04-11 | 2026-03-28 | 0 | Sana For Electric And Telephone Co | 6100K023Halfmoon SWGR Project, All Electrical Components (ABB, Hitachi & Bulk) to Supply of MV 13.8 kV SWGR For Halfmoon 115/13.8kv SS
6100K020 | Mahaar : SWITCHGEAR - Mahaar | SWGR | ROH | SEP12004 | TERM.LUGS BLADE RF-PP 12/23 | 2800 | 2800 | 0 | free_stock | PR-SEP-0023811-[171] | PR |  | LVD |  | - | 2026-04-11 | 2026-03-28 | 0
6100K020 | Mahaar : SWITCHGEAR - Mahaar | SWGR | ROH | SEP12012 | TERM.LUGS SPADE RF-U4 1.5/M4 | 6375 | 125 | 6250 | 6100KDP01 | PO-SEP-8541-[17] | PO | 2025-10-30 | LVD |  | - | 2026-04-11 | 2026-03-28 | 0 | Sana For Electric And Telephone Co | AL Azyziyah 6100KDP01, Supply of Electrical Components – 1st Lot for SWGR under Dummy Project 6100KDP01 – Al Azyziyah Project (SEC Scope).
6100K020 | Mahaar : SWITCHGEAR - Mahaar | SWGR | ROH | SEP12012 | TERM.LUGS SPADE RF-U4 1.5/M4 | 6250 | 5200 | 1050 | 6100K023 | PO-SEP-8418-[10] | PO | 2025-11-30 | LVD |  | - | 2026-04-11 | 2026-03-28 | 0 | Sana For Electric And Telephone Co | 6100K023Halfmoon SWGR Project, All Electrical Components (ABB, Hitachi & Bulk) to Supply of MV 13.8 kV SWGR For Halfmoon 115/13.8kv SS
6100K020 | Mahaar : SWITCHGEAR - Mahaar | SWGR | ROH | SEP12012 | TERM.LUGS SPADE RF-U4 1.5/M4 | 1050 | 1050 | 0 | free_stock | PR-SEP-0023811-[172] | PR |  | LVD |  | - | 2026-04-11 | 2026-03-28 | 0
6100K020 | Mahaar : SWITCHGEAR - Mahaar | SWGR | ROH | SEP12016 | TERM.LUGS RING RF-M4 1.5/M4 | 5100 | 400 | 4700 | 6100KDP01 | PO-SEP-8541-[7] | PO | 2025-10-30 | LVD |  | - | 2026-04-11 | 2026-03-28 | 0 | Sana For Electric And Telephone Co | AL Azyziyah 6100KDP01, Supply of Electrical Components – 1st Lot for SWGR under Dummy Project 6100KDP01 – Al Azyziyah Project (SEC Scope).
6100K020 | Mahaar : SWITCHGEAR - Mahaar | SWGR | ROH | SEP12016 | TERM.LUGS RING RF-M4 1.5/M4 | 4700 | 3280 | 1420 | 6100K023 | PO-SEP-8418-[12] | PO | 2025-11-30 | LVD |  | - | 2026-04-11 | 2026-03-28 | 0 | Sana For Electric And Telephone Co | 6100K023Halfmoon SWGR Project, All Electrical Components (ABB, Hitachi & Bulk) to Supply of MV 13.8 kV SWGR For Halfmoon 115/13.8kv SS
6100K020 | Mahaar : SWITCHGEAR - Mahaar | SWGR | ROH | SEP12016 | TERM.LUGS RING RF-M4 1.5/M4 | 1420 | 1420 | 0 | free_stock | PR-SEP-0023811-[175] | PR |  | LVD |  | - | 2026-04-11 | 2026-03-28 | 0
6100K020 | Mahaar : SWITCHGEAR - Mahaar | SWGR | ROH | SEP12026 | BENT LUGS TYPE RF-PPL30 | 35700 | 300 | 35400 | 6100KDP01 | PO-SEP-8541-[19] | PO | 2025-10-30 | LVD |  | - | 2026-04-11 | 2026-03-28 | 0 | Sana For Electric And Telephone Co | AL Azyziyah 6100KDP01, Supply of Electrical Components – 1st Lot for SWGR under Dummy Project 6100KDP01 – Al Azyziyah Project (SEC Scope).
6100K020 | Mahaar : SWITCHGEAR - Mahaar | SWGR | ROH | SEP12026 | BENT LUGS TYPE RF-PPL30 | 35400 | 35400 | 0 | free_stock | PR-SEP-0023811-[130] | PR |  | LVD |  | - | 2026-04-11 | 2026-03-28 | 0
6100K020 | Mahaar : SWITCHGEAR - Mahaar | SWGR | ROH | SEP12048 | END SLEEVES PKE 1508 (1x1.5sqmm , Black) | 765 | 235 | 530 | 6100KDP01 | PO-SEP-8541-[13] | PO | 2025-10-30 | LVD |  | - | 2026-04-11 | 2026-03-28 | 0 | Sana For Electric And Telephone Co | AL Azyziyah 6100KDP01, Supply of Electrical Components – 1st Lot for SWGR under Dummy Project 6100KDP01 – Al Azyziyah Project (SEC Scope).
6100K020 | Mahaar : SWITCHGEAR - Mahaar | SWGR | ROH | SEP12048 | END SLEEVES PKE 1508 (1x1.5sqmm , Black) | 530 | 85 | 445 | 6100K023 | PO-SEP-8418-[17] | PO | 2025-11-30 | LVD |  | - | 2026-04-11 | 2026-03-28 | 0 | Sana For Electric And Telephone Co | 6100K023Halfmoon SWGR Project, All Electrical Components (ABB, Hitachi & Bulk) to Supply of MV 13.8 kV SWGR For Halfmoon 115/13.8kv SS
6100K020 | Mahaar : SWITCHGEAR - Mahaar | SWGR | ROH | SEP12048 | END SLEEVES PKE 1508 (1x1.5sqmm , Black) | 445 | 445 | 0 | 6100K017 | PO-SEP-8616-[1] | PO | 2025-12-28 | LVD |  | - | 2026-04-11 | 2026-03-28 | 0 | Sana For Electric And Telephone Co | Lugs & Terminals
6100K020 | Mahaar : SWITCHGEAR - Mahaar | SWGR | ROH | SEP12050 | UN-INSUL SLeve Lugs KE1510ST (1.5mm) | 1020 | 480 | 540 | 6100KDP01 | PO-SEP-8541-[1] | PO | 2025-10-29 | LVD |  | - | 2026-04-11 | 2026-03-28 | 0 | Sana For Electric And Telephone Co | AL Azyziyah 6100KDP01, Supply of Electrical Components – 1st Lot for SWGR under Dummy Project 6100KDP01 – Al Azyziyah Project (SEC Scope).
6100K020 | Mahaar : SWITCHGEAR - Mahaar | SWGR | ROH | SEP12050 | UN-INSUL SLeve Lugs KE1510ST (1.5mm) | 540 | 540 | 0 | 6100K023 | PO-SEP-8418-[5] | PO | 2025-11-30 | LVD |  | - | 2026-04-11 | 2026-03-28 | 0 | Sana For Electric And Telephone Co | 6100K023Halfmoon SWGR Project, All Electrical Components (ABB, Hitachi & Bulk) to Supply of MV 13.8 kV SWGR For Halfmoon 115/13.8kv SS
6100K020 | Mahaar : SWITCHGEAR - Mahaar | SWGR | ROH | SEP12052 | END SLEEVES PKT 1508 (2x1.5sqmm , Black) | 765 | 235 | 530 | 6100KDP01 | PO-SEP-8541-[10] | PO | 2025-10-30 | LVD |  | - | 2026-04-11 | 2026-03-28 | 0 | Sana For Electric And Telephone Co | AL Azyziyah 6100KDP01, Supply of Electrical Components – 1st Lot for SWGR under Dummy Project 6100KDP01 – Al Azyziyah Project (SEC Scope).
6100K020 | Mahaar : SWITCHGEAR - Mahaar | SWGR | ROH | SEP12052 | END SLEEVES PKT 1508 (2x1.5sqmm , Black) | 530 | 85 | 445 | 6100K023 | PO-SEP-8418-[19] | PO | 2025-11-30 | LVD |  | - | 2026-04-11 | 2026-03-28 | 0 | Sana For Electric And Telephone Co | 6100K023Halfmoon SWGR Project, All Electrical Components (ABB, Hitachi & Bulk) to Supply of MV 13.8 kV SWGR For Halfmoon 115/13.8kv SS
6100K020 | Mahaar : SWITCHGEAR - Mahaar | SWGR | ROH | SEP12052 | END SLEEVES PKT 1508 (2x1.5sqmm , Black) | 445 | 445 | 0 | 6100K017 | PO-SEP-8616-[3] | PO | 2025-12-28 | LVD |  | - | 2026-04-11 | 2026-03-28 | 0 | Sana For Electric And Telephone Co | Lugs & Terminals
6100K020 | Mahaar : SWITCHGEAR - Mahaar | SWGR | ROH | SEP12063 | TERM.LUGS BLADE BF-PP12/25 2.5MM | 5100 | 400 | 4700 | 6100KDP01 | PO-SEP-8541-[4] | PO | 2025-10-30 | LVD |  | - | 2026-04-11 | 2026-03-28 | 0 | Sana For Electric And Telephone Co | AL Azyziyah 6100KDP01, Supply of Electrical Components – 1st Lot for SWGR under Dummy Project 6100KDP01 – Al Azyziyah Project (SEC Scope).
6100K020 | Mahaar : SWITCHGEAR - Mahaar | SWGR | ROH | SEP12063 | TERM.LUGS BLADE BF-PP12/25 2.5MM | 4700 | 4100 | 600 | 6100K023 | PO-SEP-8418-[8] | PO | 2025-11-30 | LVD |  | - | 2026-04-11 | 2026-03-28 | 0 | Sana For Electric And Telephone Co | 6100K023Halfmoon SWGR Project, All Electrical Components (ABB, Hitachi & Bulk) to Supply of MV 13.8 kV SWGR For Halfmoon 115/13.8kv SS
6100K020 | Mahaar : SWITCHGEAR - Mahaar | SWGR | ROH | SEP12063 | TERM.LUGS BLADE BF-PP12/25 2.5MM | 600 | 600 | 0 | free_stock | PR-SEP-0023811-[170] | PR |  | LVD |  | - | 2026-04-11 | 2026-03-28 | 0
6100K020 | Mahaar : SWITCHGEAR - Mahaar | SWGR | ROH | SEP12083 | TERM.LUGS BF-M5 (RING) | 6120 | 380 | 5740 | 6100KDP01 | PO-SEP-8541-[18] | PO | 2025-10-30 | LVD |  | - | 2026-04-11 | 2026-03-28 | 0 | Sana For Electric And Telephone Co | AL Azyziyah 6100KDP01, Supply of Electrical Components – 1st Lot for SWGR under Dummy Project 6100KDP01 – Al Azyziyah Project (SEC Scope).
6100K020 | Mahaar : SWITCHGEAR - Mahaar | SWGR | ROH | SEP12083 | TERM.LUGS BF-M5 (RING) | 5740 | 80 | 5660 | 6100K023 | PO-SEP-8418-[14] | PO | 2025-11-30 | LVD |  | - | 2026-04-11 | 2026-03-28 | 0 | Sana For Electric And Telephone Co | 6100K023Halfmoon SWGR Project, All Electrical Components (ABB, Hitachi & Bulk) to Supply of MV 13.8 kV SWGR For Halfmoon 115/13.8kv SS
6100K020 | Mahaar : SWITCHGEAR - Mahaar | SWGR | ROH | SEP12083 | TERM.LUGS BF-M5 (RING) | 5660 | 5660 | 0 | free_stock | PR-SEP-0023811-[177] | PR |  | LVD |  | - | 2026-04-11 | 2026-03-28 | 0
6100K020 | Mahaar : SWITCHGEAR - Mahaar | SWGR | ROH | SEP12085 | WIRE LUGS RING TYPE BF-M6 2.5/M6 | 408 | 92 | 316 | 6100KDP01 | PO-SEP-8541-[12] | PO | 2025-10-30 | LVD |  | - | 2026-04-11 | 2026-03-28 | 0 | Sana For Electric And Telephone Co | AL Azyziyah 6100KDP01, Supply of Electrical Components – 1st Lot for SWGR under Dummy Project 6100KDP01 – Al Azyziyah Project (SEC Scope).
6100K020 | Mahaar : SWITCHGEAR - Mahaar | SWGR | ROH | SEP12085 | WIRE LUGS RING TYPE BF-M6 2.5/M6 | 316 | 72 | 244 | 6100K023 | PO-SEP-8418-[15] | PO | 2025-11-30 | LVD |  | - | 2026-04-11 | 2026-03-28 | 0 | Sana For Electric And Telephone Co | 6100K023Halfmoon SWGR Project, All Electrical Components (ABB, Hitachi & Bulk) to Supply of MV 13.8 kV SWGR For Halfmoon 115/13.8kv SS
6100K020 | Mahaar : SWITCHGEAR - Mahaar | SWGR | ROH | SEP12085 | WIRE LUGS RING TYPE BF-M6 2.5/M6 | 244 | 244 | 0 | free_stock | PO-SEP-8616-[6] | PO | 2025-12-28 | LVD |  | - | 2026-04-11 | 2026-03-28 | 0 | Sana For Electric And Telephone Co | Lugs & Terminals
6100K020 | Mahaar : SWITCHGEAR - Mahaar | SWGR | ROH | SEP12087 | RING TYPE LUGS BF-M 8 | 408 | 92 | 316 | 6100KDP01 | PO-SEP-8541-[9] | PO | 2025-10-30 | LVD |  | - | 2026-04-11 | 2026-03-28 | 0 | Sana For Electric And Telephone Co | AL Azyziyah 6100KDP01, Supply of Electrical Components – 1st Lot for SWGR under Dummy Project 6100KDP01 – Al Azyziyah Project (SEC Scope).
6100K020 | Mahaar : SWITCHGEAR - Mahaar | SWGR | ROH | SEP12087 | RING TYPE LUGS BF-M 8 | 316 | 72 | 244 | 6100K023 | PO-SEP-8418-[16] | PO | 2025-11-30 | LVD |  | - | 2026-04-11 | 2026-03-28 | 0 | Sana For Electric And Telephone Co | 6100K023Halfmoon SWGR Project, All Electrical Components (ABB, Hitachi & Bulk) to Supply of MV 13.8 kV SWGR For Halfmoon 115/13.8kv SS
6100K020 | Mahaar : SWITCHGEAR - Mahaar | SWGR | ROH | SEP12087 | RING TYPE LUGS BF-M 8 | 244 | 244 | 0 | free_stock | PR-SEP-0023811-[134] | PR |  | LVD |  | - | 2026-04-11 | 2026-03-28 | 0
6100K020 | Mahaar : SWITCHGEAR - Mahaar | SWGR | ROH | SEP12091 | BENT LUGS TYPE BF-PPL30 | 15300 | 200 | 15100 | 6100KDP01 | PO-SEP-8541-[16] | PO | 2025-10-30 | LVD |  | - | 2026-04-11 | 2026-03-28 | 0 | Sana For Electric And Telephone Co | AL Azyziyah 6100KDP01, Supply of Electrical Components – 1st Lot for SWGR under Dummy Project 6100KDP01 – Al Azyziyah Project (SEC Scope).
6100K020 | Mahaar : SWITCHGEAR - Mahaar | SWGR | ROH | SEP12091 | BENT LUGS TYPE BF-PPL30 | 15100 | 15100 | 0 | free_stock | PR-SEP-0023811-[136] | PR |  | LVD |  | - | 2026-04-11 | 2026-03-28 | 0
6100K020 | Mahaar : SWITCHGEAR - Mahaar | SWGR | ROH | SEP12103 | UN-INSUL SLEEVE Lugs for 2.5mm KE2510ST | 2550 | 450 | 2100 | 6100KDP01 | PO-SEP-8541-[2] | PO | 2025-10-30 | LVD |  | - | 2026-04-11 | 2026-03-28 | 0 | Sana For Electric And Telephone Co | AL Azyziyah 6100KDP01, Supply of Electrical Components – 1st Lot for SWGR under Dummy Project 6100KDP01 – Al Azyziyah Project (SEC Scope).
6100K020 | Mahaar : SWITCHGEAR - Mahaar | SWGR | ROH | SEP12103 | UN-INSUL SLEEVE Lugs for 2.5mm KE2510ST | 2100 | 2100 | 0 | 6100K023 | PO-SEP-8418-[6] | PO | 2025-11-30 | LVD |  | - | 2026-04-11 | 2026-03-28 | 0 | Sana For Electric And Telephone Co | 6100K023Halfmoon SWGR Project, All Electrical Components (ABB, Hitachi & Bulk) to Supply of MV 13.8 kV SWGR For Halfmoon 115/13.8kv SS
6100K020 | Mahaar : SWITCHGEAR - Mahaar | SWGR | ROH | SEP12105 | END SLEEVES PKT 2512 (2x2.5sqmm , Blue) | 1020 | 380 | 640 | 6100KDP01 | PO-SEP-8541-[11] | PO | 2025-10-30 | LVD |  | - | 2026-04-11 | 2026-03-28 | 0 | Sana For Electric And Telephone Co | AL Azyziyah 6100KDP01, Supply of Electrical Components – 1st Lot for SWGR under Dummy Project 6100KDP01 – Al Azyziyah Project (SEC Scope).
6100K020 | Mahaar : SWITCHGEAR - Mahaar | SWGR | ROH | SEP12105 | END SLEEVES PKT 2512 (2x2.5sqmm , Blue) | 640 | 80 | 560 | 6100K023 | PO-SEP-8418-[18] | PO | 2025-11-30 | LVD |  | - | 2026-04-11 | 2026-03-28 | 0 | Sana For Electric And Telephone Co | 6100K023Halfmoon SWGR Project, All Electrical Components (ABB, Hitachi & Bulk) to Supply of MV 13.8 kV SWGR For Halfmoon 115/13.8kv SS
6100K020 | Mahaar : SWITCHGEAR - Mahaar | SWGR | ROH | SEP12105 | END SLEEVES PKT 2512 (2x2.5sqmm , Blue) | 560 | 560 | 0 | free_stock | PR-SEP-0023811-[185] | PR |  | LVD |  | - | 2026-04-11 | 2026-03-28 | 0
6100K020 | Mahaar : SWITCHGEAR - Mahaar | SWGR | ROH | SEP12117 | TERM.LUGS RING BF-M4 | 10200 | 10200 | 0 | free_stock | PR-SEP-0023832-[175] | PR |  | LVD |  | - | 2026-04-11 | 2026-03-28 | 0
6100K020 | Mahaar : SWITCHGEAR - Mahaar | SWGR | ROH | SEP12119 | RING TYPE LUGS GF-M 5 | 1020 | 1020 | 0 | free_stock | PR-SEP-0023832-[173] | PR |  | LVD |  | - | 2026-04-11 | 2026-03-28 | 0
6100K020 | Mahaar : SWITCHGEAR - Mahaar | SWGR | ROH | SEP12127 | BENT LUGS TYPE BF-PPL46 | 7650 | 350 | 7300 | 6100KDP01 | PO-SEP-8541-[15] | PO | 2025-10-30 | LVD |  | - | 2026-04-11 | 2026-03-28 | 0 | Sana For Electric And Telephone Co | AL Azyziyah 6100KDP01, Supply of Electrical Components – 1st Lot for SWGR under Dummy Project 6100KDP01 – Al Azyziyah Project (SEC Scope).
6100K020 | Mahaar : SWITCHGEAR - Mahaar | SWGR | ROH | SEP12127 | BENT LUGS TYPE BF-PPL46 | 7300 | 50 | 7250 | 6100K023 | PO-SEP-8418-[3] | PO | 2025-11-30 | LVD |  | - | 2026-04-11 | 2026-03-28 | 0 | Sana For Electric And Telephone Co | 6100K023Halfmoon SWGR Project, All Electrical Components (ABB, Hitachi & Bulk) to Supply of MV 13.8 kV SWGR For Halfmoon 115/13.8kv SS
6100K020 | Mahaar : SWITCHGEAR - Mahaar | SWGR | ROH | SEP12127 | BENT LUGS TYPE BF-PPL46 | 7250 | 7250 | 0 | free_stock | PR-SEP-0023811-[135] | PR |  | LVD |  | - | 2026-04-11 | 2026-03-28 | 0
6100K020 | Mahaar : SWITCHGEAR - Mahaar | SWGR | ROH | SEP12129 | Un-Insul Sleeve Lugs 4.0 mm KE410ST | 2550 | 450 | 2100 | 6100KDP01 | PO-SEP-8541-[3] | PO | 2025-10-30 | LVD |  | - | 2026-04-11 | 2026-03-28 | 0 | Sana For Electric And Telephone Co | AL Azyziyah 6100KDP01, Supply of Electrical Components – 1st Lot for SWGR under Dummy Project 6100KDP01 – Al Azyziyah Project (SEC Scope).
6100K020 | Mahaar : SWITCHGEAR - Mahaar | SWGR | ROH | SEP12129 | Un-Insul Sleeve Lugs 4.0 mm KE410ST | 2100 | 2100 | 0 | 6100K023 | PO-SEP-8418-[7] | PO | 2025-11-30 | LVD |  | - | 2026-04-11 | 2026-03-28 | 0 | Sana For Electric And Telephone Co | 6100K023Halfmoon SWGR Project, All Electrical Components (ABB, Hitachi & Bulk) to Supply of MV 13.8 kV SWGR For Halfmoon 115/13.8kv SS
6100K020 | Mahaar : SWITCHGEAR - Mahaar | SWGR | ROH | SEP12131 | Lugs, Sleeve 4.0/9mm ( W/O Ins.) 3200302 | 2550 | 450 | 2100 | 6100KDP01 | PO-SEP-8541-[14] | PO | 2025-10-30 | LVD |  | - | 2026-04-11 | 2026-03-28 | 0 | Sana For Electric And Telephone Co | AL Azyziyah 6100KDP01, Supply of Electrical Components – 1st Lot for SWGR under Dummy Project 6100KDP01 – Al Azyziyah Project (SEC Scope).
6100K020 | Mahaar : SWITCHGEAR - Mahaar | SWGR | ROH | SEP12131 | Lugs, Sleeve 4.0/9mm ( W/O Ins.) 3200302 | 2100 | 450 | 1650 | 6100K023 | PO-SEP-8418-[1] | PO | 2025-11-30 | LVD |  | - | 2026-04-11 | 2026-03-28 | 0 | Sana For Electric And Telephone Co | 6100K023Halfmoon SWGR Project, All Electrical Components (ABB, Hitachi & Bulk) to Supply of MV 13.8 kV SWGR For Halfmoon 115/13.8kv SS
6100K020 | Mahaar : SWITCHGEAR - Mahaar | SWGR | ROH | SEP12131 | Lugs, Sleeve 4.0/9mm ( W/O Ins.) 3200302 | 1650 | 1650 | 0 | free_stock | PR-SEP-0023811-[143] | PR |  | LVD |  | - | 2026-04-11 | 2026-03-28 | 0
6100K020 | Mahaar : SWITCHGEAR - Mahaar | SWGR | ROH | VT-GUARD-13.8KV | VT Guard, Anti Ferro Resonance Unit ¦ VT-GUARD-13.8KV | 6 | 6 | 0 | 6100KDP01 | PO-SEP-8713-[1] | PO | 2025-12-15 | RVT |  | - | 2026-04-11 | 2026-03-28 | 0 | Abb Electrical Industriesco | Al Azyziyah SS 6100KDP01. VT Guard, Anti Ferro Reso{}ce Unit ¦ VT-GUARD
6100K020 | Mahaar : SWITCHGEAR - Mahaar | SWGR | ROH | 1SNA234000R0200 | Marker, RC810, 1 ¦ 10/1SNA234041R2600 ¦ ENTRELEC | 510 | 280 | 230 | 6100K020 | PO-SEP-8833-[39] | PO | 2025-10-23 | Terminals | Automated: Replaced 1SNA234000R0200 by SEP20333. | - | 2026-04-11 | 2026-03-28 | 0 | Al Suhaili Trading And Development
6100K020 | Mahaar : SWITCHGEAR - Mahaar | SWGR | ROH | 1SNA234000R0200 | Marker, RC810, 1 ¦ 10/1SNA234041R2600 ¦ ENTRELEC | 230 | 230 | 0 | 6100K025 | PO-SEP-8833-[37] | PO | 2025-10-23 | Terminals | Automated: Replaced 1SNA234000R0200 by SEP20333. | - | 2026-04-11 | 2026-03-28 | 0 | Al Suhaili Trading And Development
6100K020 | Mahaar : SWITCHGEAR - Mahaar | SWGR | ROH | 1YAB5340XIAXXN01 | Relay, Auxiliary, 2 Coils, Self Reset Contacts, Hand Reset Flag, 110-125V, DC, 2NO, 1NC, Coil ¦ RXSF1 RK 271 007-AN | 51 | 51 | 0 | 6100K020 | PO-SEP-8751-[5] | PO | 2025-12-31 | LVA | Automated: Replaced 1YAB5340XIAXXN01 by DM0000000058. | - | 2026-04-11 | 2026-03-28 | 0 | Hitachi Energy Ltd | 6100K021 AL RAYAN SS SWGR Electrical Componentes Order.
6100K020 | Mahaar : SWITCHGEAR - Mahaar | SWGR | ROH | 1YAB5355AAB0001 | Terminal Block, TB, Disconnecting TB for CT, OTTA 6-T, Bolt W/O Spring, 0790462 ¦ OTTA 6-T P/P ¦ PHOENIX | 3304 | 3304 | 0 | 6100K020 | PO-SEP-8792-[21] | PO | 2025-12-20 | Terminals | Automated: Replaced 1YAB5355AAB0001 by SEP10052. | - | 2026-04-11 | 2026-03-28 | 0 | Phoenix Contact Trading LLC | PHOENIX ITEMS FOR MV SWGR- 6100K025 DMM AZYZIYAH SWGR SS / 6100K021 AL RAYAN SS SWGR /6100K020 Mahar SS SWGR
6100K020 | Mahaar : SWITCHGEAR - Mahaar | SWGR | ROH | 1YAB5355CAB0000 | Parition, Terminal, Current, D-OTTA6-T ¦ 0790459 ¦ PHOENIX | 510 | 446 | 64 | 6100K020 | PO-SEP-8792-[23] | PO | 2025-12-20 | Terminals | Automated: Replaced 1YAB5355CAB0000 by RMU000000260. | - | 2026-04-11 | 2026-03-28 | 0 | Phoenix Contact Trading LLC | PHOENIX ITEMS FOR MV SWGR- 6100K025 DMM AZYZIYAH SWGR SS / 6100K021 AL RAYAN SS SWGR /6100K020 Mahar SS SWGR
6100K020 | Mahaar : SWITCHGEAR - Mahaar | SWGR | ROH | 1YAB5355CAB0000 | Parition, Terminal, Current, D-OTTA6-T ¦ 0790459 ¦ PHOENIX | 64 | 64 | 0 | 6100K025 | PO-SEP-8792-[3] | PO | 2025-12-20 | Terminals | Automated: Replaced 1YAB5355CAB0000 by RMU000000260. | - | 2026-04-11 | 2026-03-28 | 0 | Phoenix Contact Trading LLC | PHOENIX ITEMS FOR MV SWGR- 6100K025 DMM AZYZIYAH SWGR SS / 6100K021 AL RAYAN SS SWGR /6100K020 Mahar SS SWGR
6100K018 | Batha : SWITCHGEAR - BATHA | SWGR | ROH | 00046 | SCREW TS ACC T21336/M5X16 | 6 | 6 | 0 | 6100KDP01 | PO-SEP-8378-[225] | PO | 2025-11-17 | C&D |  | - | 2026-04-18 | 2026-04-04 | 0 | China Star (Dalian) Industry Co., Ltd. | 6100K023 – PR for Supply of MV 13.8 kV Switchgear (SWGR) for Halfmoon 115/13.8 kV Substation (SS). This PR covers 1st lot of mechanical bulk materials required for the SWGR SS, i
6100K018 | Batha : SWITCHGEAR - BATHA | SWGR | ROH | 02030 | MICROSWITCH T36447/01 | 25 | 21 | 4 | 6100K023 | PO-SEP-8385-[41] | PO | 2025-09-21 | C&D |  | - | 2026-04-18 | 2026-04-04 | 0 | Easy China (Xiamen) Trading Co, Ltd. | To update Promised Delivery Date
6100K018 | Batha : SWITCHGEAR - BATHA | SWGR | ROH | 02030 | MICROSWITCH T36447/01 | 4 | 4 | 0 | 6100KDP01 | PO-SEP-8385-[219] | PO | 2025-10-05 | C&D |  | - | 2026-04-18 | 2026-04-04 | 0 | Easy China (Xiamen) Trading Co, Ltd. | To update Promised Delivery Date
6100K018 | Batha : SWITCHGEAR - BATHA | SWGR | ROH | 03363 | STEEL RIVETS, ACC T 22205/6.4 TT(13.8kV) | 4388 | 3652 | 736 | 6100KDP01 | PO-SEP-8378-[227] | PO | 2025-11-17 | C&D |  | - | 2026-04-18 | 2026-04-04 | 0 | China Star (Dalian) Industry Co., Ltd. | 6100K023 – PR for Supply of MV 13.8 kV Switchgear (SWGR) for Halfmoon 115/13.8 kV Substation (SS). This PR covers 1st lot of mechanical bulk materials required for the SWGR SS, i
6100K018 | Batha : SWITCHGEAR - BATHA | SWGR | ROH | 03363 | STEEL RIVETS, ACC T 22205/6.4 TT(13.8kV) | 736 | 334 | 402 | 6100KDP01 | PO-SEP-8378-[301] | PO | 2025-11-17 | C&D |  | - | 2026-04-18 | 2026-04-04 | 0 | China Star (Dalian) Industry Co., Ltd. | 6100K023 – PR for Supply of MV 13.8 kV Switchgear (SWGR) for Halfmoon 115/13.8 kV Substation (SS). This PR covers 1st lot of mechanical bulk materials required for the SWGR SS, i
6100K018 | Batha : SWITCHGEAR - BATHA | SWGR | ROH | 03363 | STEEL RIVETS, ACC T 22205/6.4 TT(13.8kV) | 402 | 48 | 354 | 606PD013 | PO-SEP-6812-[151] | PO | 2025-12-31 | C&D |  | - | 2026-04-18 | 2026-04-04 | 0 | China Star (Dalian) Industry Co., Ltd. | 6100KDP01 // PP-12 (Mechanical Parts) for 07 Panels with Accessories
6100K018 | Batha : SWITCHGEAR - BATHA | SWGR | ROH | 03363 | STEEL RIVETS, ACC T 22205/6.4 TT(13.8kV) | 354 | 0 | 354 | PR Required | - | PR |  | C&D |  | - | 2026-04-18 | 2026-04-04 | 0
6100K018 | Batha : SWITCHGEAR - BATHA | SWGR | ROH | 03366 | STEEL RIVETS T22205/4.8 TS | 625 | 365 | 260 | 6100KDP01 | PO-SEP-8378-[228] | PO | 2025-11-17 | C&D |  | - | 2026-04-18 | 2026-04-04 | 0 | China Star (Dalian) Industry Co., Ltd. | 6100K023 – PR for Supply of MV 13.8 kV Switchgear (SWGR) for Halfmoon 115/13.8 kV Substation (SS). This PR covers 1st lot of mechanical bulk materials required for the SWGR SS, i
6100K018 | Batha : SWITCHGEAR - BATHA | SWGR | ROH | 03366 | STEEL RIVETS T22205/4.8 TS | 260 | 114 | 146 | 6100KDP01 | PO-SEP-6812-[41] | PO | 2025-12-31 | C&D |  | - | 2026-04-18 | 2026-04-04 | 0 | China Star (Dalian) Industry Co., Ltd. | 6100KDP01 // PP-12 (Mechanical Parts) for 07 Panels with Accessories
6100K018 | Batha : SWITCHGEAR - BATHA | SWGR | ROH | 03366 | STEEL RIVETS T22205/4.8 TS | 146 | 0 | 146 | PR Required | - | PR |  | C&D |  | - | 2026-04-18 | 2026-04-04 | 0
6100K018 | Batha : SWITCHGEAR - BATHA | SWGR | ROH | 04472 | RIVET STAINLESS STL T22206/4.8 | 268 | 209 | 59 | 6100KDP01 | PO-SEP-8378-[272] | PO | 2025-11-17 | C&D |  | - | 2026-04-18 | 2026-04-04 | 0 | China Star (Dalian) Industry Co., Ltd. | 6100K023 – PR for Supply of MV 13.8 kV Switchgear (SWGR) for Halfmoon 115/13.8 kV Substation (SS). This PR covers 1st lot of mechanical bulk materials required for the SWGR SS, i
6100K018 | Batha : SWITCHGEAR - BATHA | SWGR | ROH | 04472 | RIVET STAINLESS STL T22206/4.8 | 59 | 8 | 51 | 6100KDP01 | PO-SEP-8378-[302] | PO | 2025-11-17 | C&D |  | - | 2026-04-18 | 2026-04-04 | 0 | China Star (Dalian) Industry Co., Ltd. | 6100K023 – PR for Supply of MV 13.8 kV Switchgear (SWGR) for Halfmoon 115/13.8 kV Substation (SS). This PR covers 1st lot of mechanical bulk materials required for the SWGR SS, i
6100K018 | Batha : SWITCHGEAR - BATHA | SWGR | ROH | 04472 | RIVET STAINLESS STL T22206/4.8 | 51 | 0 | 51 | PR Required | - | PR |  | C&D |  | - | 2026-04-18 | 2026-04-04 | 0
6100K018 | Batha : SWITCHGEAR - BATHA | SWGR | ROH | 07934 | TOMMY HEAD SCREW ACC T21010/M3x6 | 84 | 84 | 0 | 6100K023 | PO-SEP-8647-[12] | PO | 2025-10-30 | C&D |  | - | 2026-04-18 | 2026-04-04 | 0 | Mattssons Fasteners AB
6100K018 | Batha : SWITCHGEAR - BATHA | SWGR | ROH | 07959 | TOMMY HEAD SCREW FULL THREAD T21010/4X25 | 180 | 62 | 118 | 6100KDP01 | PO-SEP-8680-[19] | PO | 2025-11-17 | C&D |  | - | 2026-04-18 | 2026-04-04 | 0 | ALAM AL NIMA TRADING EST
6100K018 | Batha : SWITCHGEAR - BATHA | SWGR | ROH | 07959 | TOMMY HEAD SCREW FULL THREAD T21010/4X25 | 118 | 0 | 118 | PR Required | - | PR |  | C&D |  | - | 2026-04-18 | 2026-04-04 | 0
6100K018 | Batha : SWITCHGEAR - BATHA | SWGR | ROH | 08017 | TOMMY HEAD SCREW ACC T21010/M4x22 | 92 | 92 | 0 | 6100KDP01 | PO-SEP-8647-[6] | PO | 2025-10-30 | C&D |  | - | 2026-04-18 | 2026-04-04 | 0 | Mattssons Fasteners AB
6100K018 | Batha : SWITCHGEAR - BATHA | SWGR | ROH | 08222 | COUNTER SUNK SCREW 6X16 ACC T21030/6X16 | 4 | 4 | 0 | 6100KDP01 | PO-SEP-6812-[90] | PO | 2025-08-31 | C&D |  | - | 2026-04-18 | 2026-04-04 | 0 | China Star (Dalian) Industry Co., Ltd. | 6100KDP01 // PP-12 (Mechanical Parts) for 07 Panels with Accessories
6100K018 | Batha : SWITCHGEAR - BATHA | SWGR | ROH | 08448 | SQUARE FASTENING NUT TS ACC T21597/5 | 100 | 80 | 20 | 6100KDP01 | PO-SEP-8378-[338] | PO | 2025-11-17 | C&D |  | - | 2026-04-18 | 2026-04-04 | 0 | China Star (Dalian) Industry Co., Ltd. | 6100K023 – PR for Supply of MV 13.8 kV Switchgear (SWGR) for Halfmoon 115/13.8 kV Substation (SS). This PR covers 1st lot of mechanical bulk materials required for the SWGR SS, i
6100K018 | Batha : SWITCHGEAR - BATHA | SWGR | ROH | 08448 | SQUARE FASTENING NUT TS ACC T21597/5 | 20 | 0 | 20 | PR Required | - | PR |  | C&D |  | - | 2026-04-18 | 2026-04-04 | 0
6100K018 | Batha : SWITCHGEAR - BATHA | SWGR | ROH | 08852 | WASHER, SRING STEEL ACC T22100/3.2 | 120 | 105 | 15 | 6100KDP01 | PO-SEP-8629-[18] | PO | 2025-10-30 | C&D |  | - | 2026-04-18 | 2026-04-04 | 0 | FLY METALTECH TRADING CO.
6100K018 | Batha : SWITCHGEAR - BATHA | SWGR | ROH | 08852 | WASHER, SRING STEEL ACC T22100/3.2 | 15 | 15 | 0 | 6100KDP01 | PO-SEP-6812-[7] | PO | 2025-12-31 | C&D |  | - | 2026-04-18 | 2026-04-04 | 0 | China Star (Dalian) Industry Co., Ltd. | 6100KDP01 // PP-12 (Mechanical Parts) for 07 Panels with Accessories
6100K018 | Batha : SWITCHGEAR - BATHA | SWGR | ROH | 08856 | WASHER STEEL T22100/ 6.4 | 100 | 80 | 20 | 6100KDP01 | PO-SEP-8378-[280] | PO | 2025-11-17 | C&D |  | - | 2026-04-18 | 2026-04-04 | 0 | China Star (Dalian) Industry Co., Ltd. | 6100K023 – PR for Supply of MV 13.8 kV Switchgear (SWGR) for Halfmoon 115/13.8 kV Substation (SS). This PR covers 1st lot of mechanical bulk materials required for the SWGR SS, i
6100K018 | Batha : SWITCHGEAR - BATHA | SWGR | ROH | 08856 | WASHER STEEL T22100/ 6.4 | 20 | 0 | 20 | PR Required | - | PR |  | C&D |  | - | 2026-04-18 | 2026-04-04 | 0
6100K018 | Batha : SWITCHGEAR - BATHA | SWGR | ROH | 09021 | SELF-LOCKING HEX. NUT,T21192/M10 (LOCAL) | 200 | 104 | 96 | 6100KDP01 | PO-SEP-8680-[18] | PO | 2025-11-17 | C&D |  | - | 2026-04-18 | 2026-04-04 | 0 | ALAM AL NIMA TRADING EST
6100K018 | Batha : SWITCHGEAR - BATHA | SWGR | ROH | 09021 | SELF-LOCKING HEX. NUT,T21192/M10 (LOCAL) | 96 | 56 | 40 | 6100KDP01 | PO-SEP-6812-[45] | PO | 2025-12-31 | C&D |  | - | 2026-04-18 | 2026-04-04 | 0 | China Star (Dalian) Industry Co., Ltd. | 6100KDP01 // PP-12 (Mechanical Parts) for 07 Panels with Accessories
6100K018 | Batha : SWITCHGEAR - BATHA | SWGR | ROH | 09021 | SELF-LOCKING HEX. NUT,T21192/M10 (LOCAL) | 40 | 0 | 40 | PR Required | - | PR |  | C&D |  | - | 2026-04-18 | 2026-04-04 | 0
6100K018 | Batha : SWITCHGEAR - BATHA | SWGR | ROH | 09601 | WASHER, FLAT ACC T22000/3.2X7 | 144 | 114 | 30 | 6100KDP01 | PO-SEP-8378-[275] | PO | 2025-11-17 | C&D |  | - | 2026-04-18 | 2026-04-04 | 0 | China Star (Dalian) Industry Co., Ltd. | 6100K023 – PR for Supply of MV 13.8 kV Switchgear (SWGR) for Halfmoon 115/13.8 kV Substation (SS). This PR covers 1st lot of mechanical bulk materials required for the SWGR SS, i
6100K018 | Batha : SWITCHGEAR - BATHA | SWGR | ROH | 09601 | WASHER, FLAT ACC T22000/3.2X7 | 30 | 0 | 30 | PR Required | - | PR |  | C&D |  | - | 2026-04-18 | 2026-04-04 | 0
6100K018 | Batha : SWITCHGEAR - BATHA | SWGR | ROH | 09929 | STEEL SPRING WASHER ACC T22104/10 | 48 | 0 | 48 | PR Required | - | PR |  | C&D |  | - | 2026-04-18 | 2026-04-04 | 0
6100K018 | Batha : SWITCHGEAR - BATHA | SWGR | ROH | 09947 | SPRING WASHER ACC T22104/6 | 6 | 0 | 6 | PR Required | - | PR |  | C&D |  | - | 2026-04-18 | 2026-04-04 | 0
6100K018 | Batha : SWITCHGEAR - BATHA | SWGR | ROH | 1000057457 | WASHER CU AL M10 | 23 | 21 | 2 | 6100KDP01 | PO-SEP-8385-[227] | PO | 2025-10-05 | C&D |  | - | 2026-04-18 | 2026-04-04 | 0 | Easy China (Xiamen) Trading Co, Ltd. | To update Promised Delivery Date
6100K018 | Batha : SWITCHGEAR - BATHA | SWGR | ROH | 1000057457 | WASHER CU AL M10 | 2 | 0 | 2 | PR Required | - | PR |  | C&D |  | - | 2026-04-18 | 2026-04-04 | 0
6100K018 | Batha : SWITCHGEAR - BATHA | SWGR | ROH | 1020178 | COMBINATION SPANNER SETS | 1 | 0 | 1 | PR Required | - | PR |  | LAX |  | - | 2026-04-18 | 2026-04-04 | 0
6100K018 | Batha : SWITCHGEAR - BATHA | SWGR | ROH | 12980 | COUNTERSUNK STEEL SCREW T21065/M6X14 | 50 | 38 | 12 | 6100KDP01 | PO-SEP-8646-[2] | PO | 2025-10-20 | C&D |  | - | 2026-04-18 | 2026-04-04 | 0 | AL NAKHEEL GREEN STEEL WORKS
6100K018 | Batha : SWITCHGEAR - BATHA | SWGR | ROH | 12980 | COUNTERSUNK STEEL SCREW T21065/M6X14 | 12 | 0 | 12 | PR Required | - | PR |  | C&D |  | - | 2026-04-18 | 2026-04-04 | 0
6100K018 | Batha : SWITCHGEAR - BATHA | SWGR | ROH | 12989 | COUNTERSUNK STEEL SCREW T21065/M8X30 | 50 | 38 | 12 | 6100KDP01 | PO-SEP-8646-[1] | PO | 2025-10-20 | C&D |  | - | 2026-04-18 | 2026-04-04 | 0 | AL NAKHEEL GREEN STEEL WORKS
6100K018 | Batha : SWITCHGEAR - BATHA | SWGR | ROH | 12989 | COUNTERSUNK STEEL SCREW T21065/M8X30 | 12 | 0 | 12 | PR Required | - | PR |  | C&D |  | - | 2026-04-18 | 2026-04-04 | 0
6100K018 | Batha : SWITCHGEAR - BATHA | SWGR | ROH | 13441 | TORQUES WRENCH | 1 | 0 | 1 | PR Required | - | PR |  | LAX |  | - | 2026-04-18 | 2026-04-04 | 0
6100K018 | Batha : SWITCHGEAR - BATHA | SWGR | ROH | 1366 1062-804 | 3/4"XSCHED.40X6M BI PIPE | 9.68 | 0 | 9.68 | PR Required | - | PR |  | C&D |  | - | 2026-04-18 | 2026-04-04 | 0
6100K018 | Batha : SWITCHGEAR - BATHA | SWGR | ROH | 1420601 | BI-HEXAGON DEEP SOCKET SET | 1 | 0 | 1 | PR Required | - | PR |  | LAX |  | - | 2026-04-18 | 2026-04-04 | 0
6100K018 | Batha : SWITCHGEAR - BATHA | SWGR | ROH | 1420630 | BI HEXAGON SOCKET SET of RATCHET | 1 | 0 | 1 | PR Required | - | PR |  | LAX |  | - | 2026-04-18 | 2026-04-04 | 0
6100K018 | Batha : SWITCHGEAR - BATHA | SWGR | ROH | 16301 | RIVET T22213/4 | 108 | 40 | 68 | 6100KDP01 | PO-SEP-8645-[4] | PO | 2025-10-30 | C&D |  | - | 2026-04-18 | 2026-04-04 | 0 | Saeed Aziz Alsomali Trading Est
6100K018 | Batha : SWITCHGEAR - BATHA | SWGR | ROH | 16301 | RIVET T22213/4 | 68 | 36 | 32 | 6100KDP01 | PO-SEP-6812-[55] | PO | 2025-12-31 | C&D |  | - | 2026-04-18 | 2026-04-04 | 0 | China Star (Dalian) Industry Co., Ltd. | 6100KDP01 // PP-12 (Mechanical Parts) for 07 Panels with Accessories
6100K018 | Batha : SWITCHGEAR - BATHA | SWGR | ROH | 16301 | RIVET T22213/4 | 32 | 0 | 32 | PR Required | - | PR |  | C&D |  | - | 2026-04-18 | 2026-04-04 | 0
6100K018 | Batha : SWITCHGEAR - BATHA | SWGR | ROH | 16304 | RIVET TT ALUMINUM T22213/5 | 27 | 12 | 15 | 6100KDP01 | PO-SEP-8378-[288] | PO | 2025-11-17 | C&D |  | - | 2026-04-18 | 2026-04-04 | 0 | China Star (Dalian) Industry Co., Ltd. | 6100K023 – PR for Supply of MV 13.8 kV Switchgear (SWGR) for Halfmoon 115/13.8 kV Substation (SS). This PR covers 1st lot of mechanical bulk materials required for the SWGR SS, i
6100K018 | Batha : SWITCHGEAR - BATHA | SWGR | ROH | 16304 | RIVET TT ALUMINUM T22213/5 | 15 | 0 | 15 | PR Required | - | PR |  | C&D |  | - | 2026-04-18 | 2026-04-04 | 0
6100K018 | Batha : SWITCHGEAR - BATHA | SWGR | ROH | 16742 | DANGER SIGN T27420/60 | 48 | 48 | 0 | 6100KDP01 | PO-SEP-8379-[52] | PO | 2025-10-30 | C&D |  | - | 2026-04-18 | 2026-04-04 | 0 | Azm and Tumooh Trading Establishment | 6100K023 – PR for Supply of MV 13.8 kV Switchgear (SWGR) for Halfmoon 115/13.8 kV Substation (SS). This PR covers 1st lot of mechanical bulk materials required for the SWGR SS, i
6100K018 | Batha : SWITCHGEAR - BATHA | SWGR | ROH | 16743 | LABEL EARTHING (T27412/20) | 175 | 161 | 14 | 6100KDP01 | PO-SEP-8379-[43] | PO | 2025-10-30 | C&D |  | - | 2026-04-18 | 2026-04-04 | 0 | Azm and Tumooh Trading Establishment | 6100K023 – PR for Supply of MV 13.8 kV Switchgear (SWGR) for Halfmoon 115/13.8 kV Substation (SS). This PR covers 1st lot of mechanical bulk materials required for the SWGR SS, i
6100K018 | Batha : SWITCHGEAR - BATHA | SWGR | ROH | 16743 | LABEL EARTHING (T27412/20) | 14 | 0 | 14 | PR Required | - | PR |  | C&D |  | - | 2026-04-18 | 2026-04-04 | 0
6100K018 | Batha : SWITCHGEAR - BATHA | SWGR | ROH | 1815230000 | 5Pole Plug 2.5mm-1815230000-Cont-loop | 24 | 24 | 0 | 6100KDP01 | PO-SEP-8518-[18] | PO | 2025-12-31 | LV |  | - | 2026-04-18 | 2026-04-04 | 0 | WEIDMULLER MIDDLE EAST (FZE) | To update Promised Delivery Date
6100K018 | Batha : SWITCHGEAR - BATHA | SWGR | ROH | 1855030000 | 6Pole Plug 4mm-1855030000-AC looping | 25 | 25 | 0 | 6100KDP01 | PO-SEP-8518-[19] | PO | 2025-12-31 | LV |  | - | 2026-04-18 | 2026-04-04 | 0 | WEIDMULLER MIDDLE EAST (FZE) | To update Promised Delivery Date
6100K018 | Batha : SWITCHGEAR - BATHA | SWGR | ROH | 1SFA611400R1001 | PILOT LIGHT#ML1-100R | 23 | 23 | 0 | 6100K025 | PO-SEP-8753-[14] | PO | 2025-10-23 | LV |  | - | 2026-04-18 | 2026-04-04 | 0 | Abb Electrical Industriesco | To update Promised Delivery Date
6100K018 | Batha : SWITCHGEAR - BATHA | SWGR | ROH | 1SFA611400R1002 | PILOT LIGHT#ML1-100G | 23 | 23 | 0 | 6100K025 | PO-SEP-8753-[15] | PO | 2025-10-23 | LV |  | - | 2026-04-18 | 2026-04-04 | 0 | Abb Electrical Industriesco | To update Promised Delivery Date
6100K018 | Batha : SWITCHGEAR - BATHA | SWGR | ROH | 1SFA611400R1003 | PILOT LIGHT#ML1-100Y | 26 | 26 | 0 | 6100K025 | PO-SEP-8753-[16] | PO | 2025-10-23 | LV |  | - | 2026-04-18 | 2026-04-04 | 0 | Abb Electrical Industriesco | To update Promised Delivery Date
6100K018 | Batha : SWITCHGEAR - BATHA | SWGR | ROH | 1SFA611400R1005 | PILOT LIGHT#ML1-100W | 46 | 46 | 0 | 6100K025 | PO-SEP-8753-[17] | PO | 2025-10-23 | LV |  | - | 2026-04-18 | 2026-04-04 | 0 | Abb Electrical Industriesco | To update Promised Delivery Date
6100K018 | Batha : SWITCHGEAR - BATHA | SWGR | ROH | 1SFA611605R1100 | HOLDER#MCBH-00 | 118 | 118 | 0 | 6100K025 | PO-SEP-8753-[18] | PO | 2025-10-23 | LV |  | - | 2026-04-18 | 2026-04-04 | 0 | Abb Electrical Industriesco | To update Promised Delivery Date
6100K018 | Batha : SWITCHGEAR - BATHA | SWGR | ROH | 1SFA611621R1051 | LAMP BLOCK#MLBL-05R | 23 | 23 | 0 | 6100K025 | PO-SEP-8753-[19] | PO | 2025-10-23 | LV |  | - | 2026-04-18 | 2026-04-04 | 0 | Abb Electrical Industriesco | To update Promised Delivery Date
6100K018 | Batha : SWITCHGEAR - BATHA | SWGR | ROH | 1SFA611621R1052 | LAMP BLOCK#MLBL-05G | 23 | 23 | 0 | 6100K025 | PO-SEP-8753-[20] | PO | 2025-10-23 | LV |  | - | 2026-04-18 | 2026-04-04 | 0 | Abb Electrical Industriesco | To update Promised Delivery Date
6100K018 | Batha : SWITCHGEAR - BATHA | SWGR | ROH | 1SFA611621R1053 | LAMP BLOCK#MLBL-05Y | 26 | 26 | 0 | 6100K025 | PO-SEP-8753-[21] | PO | 2025-10-23 | LV |  | - | 2026-04-18 | 2026-04-04 | 0 | Abb Electrical Industriesco | To update Promised Delivery Date
6100K018 | Batha : SWITCHGEAR - BATHA | SWGR | ROH | 1SFA611621R1055 | LAMP BLOCK#MLBL-05W | 46 | 46 | 0 | 6100K025 | PO-SEP-8753-[22] | PO | 2025-10-23 | LV |  | - | 2026-04-18 | 2026-04-04 | 0 | Abb Electrical Industriesco | To update Promised Delivery Date
6100K018 | Batha : SWITCHGEAR - BATHA | SWGR | ROH | 1SFA611630R1001 | DIODE BLOCK#MDB-1001 | 118 | 118 | 0 | 6100K025 | PO-SEP-8753-[23] | PO | 2025-10-23 | LV |  | - | 2026-04-18 | 2026-04-04 | 0 | Abb Electrical Industriesco | To update Promised Delivery Date
6100K018 | Batha : SWITCHGEAR - BATHA | SWGR | ROH | 1SFA616920R8005 | KA1-8005 Lens | 118 | 118 | 0 | 6100K025 | PO-SEP-8753-[24] | PO | 2025-10-23 | LV |  | - | 2026-04-18 | 2026-04-04 | 0 | Abb Electrical Industriesco | To update Promised Delivery Date
6100K018 | Batha : SWITCHGEAR - BATHA | SWGR | ROH | 1SNK900654R0000 | SC-JB8-4 Short circuit bridges - Yellow | 75 | 75 | 0 | 6100K025 | PO-SEP-8833-[42] | PO | 2025-10-23 | LV |  | - | 2026-04-18 | 2026-04-04 | 0 | Al Suhaili Trading And Development
6100K018 | Batha : SWITCHGEAR - BATHA | SWGR | ROH | 1VCR000474F0001 | BLOCK | 5 | 5 | 0 | 6100K023 | PO-SEP-8385-[30] | PO | 2025-09-21 | C&D |  | - | 2026-04-18 | 2026-04-04 | 0 | Easy China (Xiamen) Trading Co, Ltd. | To update Promised Delivery Date
6100K018 | Batha : SWITCHGEAR - BATHA | SWGR | ROH | 1VCR002047G0001 | COMPLETE ASSEMBLY KIT FOR DIRAK LOCKUP | 25 | 20 | 5 | 6100KDP01 | PO-SEP-8446-[3] | PO | 2025-11-30 | C&D |  | - | 2026-04-18 | 2026-04-04 | 0 | Ningbo Shengjiu Technology CO., LTD. | 6100K023 – PR for Supply of MV 13.8 kV Switchgear (SWGR) for Halfmoon 115/13.8 kV Substation (SS). This PR covers 1st lot of mechanical bulk materials required for the SWGR SS, i
6100K018 | Batha : SWITCHGEAR - BATHA | SWGR | ROH | 1VCR002047G0001 | COMPLETE ASSEMBLY KIT FOR DIRAK LOCKUP | 5 | 0 | 5 | PR Required | - | PR |  | C&D |  | - | 2026-04-18 | 2026-04-04 | 0
6100K018 | Batha : SWITCHGEAR - BATHA | SWGR | ROH | 1VCR002416G0001 | LOCKUP ROD ASSEMBLY | 50 | 28 | 22 | 6100KDP01 | PO-SEP-8387-[23] | PO | 2025-11-30 | C&D |  | - | 2026-04-18 | 2026-04-04 | 0 | Fujian Sanxing Electric Co., Ltd | 6100K023 – PR for Supply of MV 13.8 kV Switchgear (SWGR) for Halfmoon 115/13.8 kV Substation (SS). This PR covers 1st lot of mechanical bulk materials required for the SWGR SS, i
6100K018 | Batha : SWITCHGEAR - BATHA | SWGR | ROH | 1VCR002416G0001 | LOCKUP ROD ASSEMBLY | 22 | 0 | 22 | PR Required | - | PR |  | C&D |  | - | 2026-04-18 | 2026-04-04 | 0
6100K018 | Batha : SWITCHGEAR - BATHA | SWGR | ROH | 1VCR002428G0001 | LOCKUP ROD ASSEMBLY | 25 | 21 | 4 | 6100KDP01 | PO-SEP-8387-[24] | PO | 2025-11-30 | LAX |  | - | 2026-04-18 | 2026-04-04 | 0 | Fujian Sanxing Electric Co., Ltd | 6100K023 – PR for Supply of MV 13.8 kV Switchgear (SWGR) for Halfmoon 115/13.8 kV Substation (SS). This PR covers 1st lot of mechanical bulk materials required for the SWGR SS, i
6100K018 | Batha : SWITCHGEAR - BATHA | SWGR | ROH | 1VCR002428G0001 | LOCKUP ROD ASSEMBLY | 4 | 0 | 4 | PR Required | - | PR |  | LAX |  | - | 2026-04-18 | 2026-04-04 | 0
6100K018 | Batha : SWITCHGEAR - BATHA | SWGR | ROH | 1VCR003760G0001 | CRANK FOR EARTHING SWITCH EK6 | 2 | 0 | 2 | PR Required | - | PR |  | C&D |  | - | 2026-04-18 | 2026-04-04 | 0
6100K018 | Batha : SWITCHGEAR - BATHA | SWGR | ROH | 1VCR008770F0001 | BLOCK PIN | 200 | 200 | 0 | 6100KDP01 | PO-SEP-8385-[161] | PO | 2025-10-05 | C&D |  | - | 2026-04-18 | 2026-04-04 | 0 | Easy China (Xiamen) Trading Co, Ltd. | To update Promised Delivery Date
6100K018 | Batha : SWITCHGEAR - BATHA | SWGR | ROH | 1VL7600732P0101 | SPACER TUBE | 50 | 38 | 12 | 6100KDP01 | PO-SEP-8403-[7] | PO | 2025-10-05 | C&D |  | - | 2026-04-18 | 2026-04-04 | 0 | AL NAKHEEL GREEN STEEL WORKS | 6100K023Halfmoon SWGR Project, All Electrical Components (ABB, Hitachi & Bulk) to Supply of MV 13.8 kV SWGR For Halfmoon 115/13.8kv SS
6100K018 | Batha : SWITCHGEAR - BATHA | SWGR | ROH | 1VL7600732P0101 | SPACER TUBE | 12 | 0 | 12 | PR Required | - | PR |  | C&D |  | - | 2026-04-18 | 2026-04-04 | 0
6100K018 | Batha : SWITCHGEAR - BATHA | SWGR | ROH | 1VL7601387P0101 | TIE ROD (CB COMPRTMENT DOOR,W800)Short | 25 | 12 | 13 | 6100K023 | PO-SEP-8385-[32] | PO | 2025-09-21 | C&D |  | - | 2026-04-18 | 2026-04-04 | 0 | Easy China (Xiamen) Trading Co, Ltd. | To update Promised Delivery Date
6100K018 | Batha : SWITCHGEAR - BATHA | SWGR | ROH | 1VL7601387P0101 | TIE ROD (CB COMPRTMENT DOOR,W800)Short | 13 | 13 | 0 | 6100KDP01 | PO-SEP-8385-[158] | PO | 2025-10-05 | C&D |  | - | 2026-04-18 | 2026-04-04 | 0 | Easy China (Xiamen) Trading Co, Ltd. | To update Promised Delivery Date
6100K018 | Batha : SWITCHGEAR - BATHA | SWGR | ROH | 1VL7601389P0101 | TIE ROD (CB COMPRTMENT DOOR,W800)Long | 25 | 11 | 14 | 6100K023 | PO-SEP-8385-[33] | PO | 2025-09-21 | C&D |  | - | 2026-04-18 | 2026-04-04 | 0 | Easy China (Xiamen) Trading Co, Ltd. | To update Promised Delivery Date
6100K018 | Batha : SWITCHGEAR - BATHA | SWGR | ROH | 1VL7601389P0101 | TIE ROD (CB COMPRTMENT DOOR,W800)Long | 14 | 14 | 0 | 6100KDP01 | PO-SEP-8385-[159] | PO | 2025-10-05 | C&D |  | - | 2026-04-18 | 2026-04-04 | 0 | Easy China (Xiamen) Trading Co, Ltd. | To update Promised Delivery Date
6100K018 | Batha : SWITCHGEAR - BATHA | SWGR | ROH | 1VL7602006R0101 | TIE ROD W800 CABLE COMPT. | 50 | 50 | 0 | 6100KDP01 | PO-SEP-8385-[162] | PO | 2025-10-05 | C&D |  | - | 2026-04-18 | 2026-04-04 | 0 | Easy China (Xiamen) Trading Co, Ltd. | To update Promised Delivery Date
6100K018 | Batha : SWITCHGEAR - BATHA | SWGR | ROH | 1VL7605506P0101 | ABB LOGO UNIGEAR ZS1 | 3 | 2 | 1 | 6100KDP01 | PO-SEP-6543-[73] | PO | 2025-12-31 | C&D |  | - | 2026-04-18 | 2026-04-04 | 0 | Azm and Tumooh Trading Establishment | Labels for outdoor
6100K018 | Batha : SWITCHGEAR - BATHA | SWGR | ROH | 1VL7605506P0101 | ABB LOGO UNIGEAR ZS1 | 1 | 0 | 1 | PR Required | - | PR |  | C&D |  | - | 2026-04-18 | 2026-04-04 | 0
6100K018 | Batha : SWITCHGEAR - BATHA | SWGR | ROH | 1VL7605506P0102 | ABB LOGO UNIGEAR ZS1 | 22 | 10 | 12 | 6100KDP01 | PO-SEP-6543-[74] | PO | 2025-12-31 | C&D |  | - | 2026-04-18 | 2026-04-04 | 0 | Azm and Tumooh Trading Establishment | Labels for outdoor
6100K018 | Batha : SWITCHGEAR - BATHA | SWGR | ROH | 1VL7605506P0102 | ABB LOGO UNIGEAR ZS1 | 12 | 7 | 5 | 6100KDP01 | PO-SEP-6543-[62] | PO | 2025-12-31 | C&D |  | - | 2026-04-18 | 2026-04-04 | 0 | Azm and Tumooh Trading Establishment | Labels for outdoor
6100K018 | Batha : SWITCHGEAR - BATHA | SWGR | ROH | 1VL7605506P0102 | ABB LOGO UNIGEAR ZS1 | 5 | 0 | 5 | PR Required | - | PR |  | C&D |  | - | 2026-04-18 | 2026-04-04 | 0
6100K018 | Batha : SWITCHGEAR - BATHA | SWGR | ROH | 1VL7607280R0101 | HINGE WITHOUT FASTENERS | 275 | 219 | 56 | 6100KDP01 | PO-SEP-8397-[4] | PO | 2025-11-30 | C&D |  | - | 2026-04-18 | 2026-04-04 | 0 | Xiamen Xingjitai Electrical Apparatus Co. Ltd | 6100K023 – PR for Supply of MV 13.8 kV Switchgear (SWGR) for Halfmoon 115/13.8 kV Substation (SS). This PR covers 1st lot of mechanical bulk materials required for the SWGR SS, i
6100K018 | Batha : SWITCHGEAR - BATHA | SWGR | ROH | 1VL7607280R0101 | HINGE WITHOUT FASTENERS | 56 | 0 | 56 | PR Required | - | PR |  | C&D |  | - | 2026-04-18 | 2026-04-04 | 0
6100K018 | Batha : SWITCHGEAR - BATHA | SWGR | ROH | 1VL7608266P0101 | CONNECTION PIECE tublar GCE8005046R0101 | 18 | 12 | 6 | 6100KDP01 | PO-SEP-8385-[151] | PO | 2025-10-05 | B |  | - | 2026-04-18 | 2026-04-04 | 0 | Easy China (Xiamen) Trading Co, Ltd. | To update Promised Delivery Date
6100K018 | Batha : SWITCHGEAR - BATHA | SWGR | ROH | 1VL7608266P0101 | CONNECTION PIECE tublar GCE8005046R0101 | 6 | 0 | 6 | PR Required | - | PR |  | B |  | - | 2026-04-18 | 2026-04-04 | 0
6100K018 | Batha : SWITCHGEAR - BATHA | SWGR | ROH | 1VL7623184R0101 | COMPLETE HANDLE | 24 | 19 | 5 | 6100KDP01 | PO-SEP-8552-[1] | PO | 2025-11-15 | C&D |  | - | 2026-04-18 | 2026-04-04 | 0 | SHAMS ALRIYADH INDUSTRIAL FACTORY | AL Azyziyah DMM Project under Dummy 6100KDP01 2nd Lot of Mechanical Componentes for SEC a/c Dammam Aziziya Fast track project 13.8kV MV SWGR.
6100K018 | Batha : SWITCHGEAR - BATHA | SWGR | ROH | 1VL7623184R0101 | COMPLETE HANDLE | 5 | 0 | 5 | PR Required | - | PR |  | C&D |  | - | 2026-04-18 | 2026-04-04 | 0
6100K018 | Batha : SWITCHGEAR - BATHA | SWGR | ROH | 1YAB000002-FDV | MIMIC DIAGRAM, INCOMER-2W,VT | 2 | 2 | 0 | 6100K025 | PO-SEP-8724-[10] | PO | 2025-10-23 | LV |  | - | 2026-04-18 | 2026-04-04 | 0 | Azm and Tumooh Trading Establishment | Al Azizyah Project SS 6100KDP01 Mechanical Bulk Lot 5.
6100K018 | Batha : SWITCHGEAR - BATHA | SWGR | ROH | 1YAB000003-FDX | MIMIC , OUTGOING WITH EARTHING | 20 | 20 | 0 | 6100K025 | PO-SEP-8724-[7] | PO | 2025-10-23 | LV |  | - | 2026-04-18 | 2026-04-04 | 0 | Azm and Tumooh Trading Establishment | Al Azizyah Project SS 6100KDP01 Mechanical Bulk Lot 5.
6100K018 | Batha : SWITCHGEAR - BATHA | SWGR | ROH | 1YAB000004-BTE | MIMIC BUS SEC WITH EARTHG ON RIGHT SIDE | 1 | 1 | 0 | 6100K025 | PO-SEP-8724-[18] | PO | 2025-10-23 | LV |  | - | 2026-04-18 | 2026-04-04 | 0 | Azm and Tumooh Trading Establishment | Al Azizyah Project SS 6100KDP01 Mechanical Bulk Lot 5.
6100K018 | Batha : SWITCHGEAR - BATHA | SWGR | ROH | 1YAB000007-BME | MIMIC, BUS MET. & EARTHING-2W,VT | 1 | 1 | 0 | 6100K025 | PO-SEP-8724-[14] | PO | 2025-10-23 | LV |  | - | 2026-04-18 | 2026-04-04 | 0 | Azm and Tumooh Trading Establishment | Al Azizyah Project SS 6100KDP01 Mechanical Bulk Lot 5.
6100K018 | Batha : SWITCHGEAR - BATHA | SWGR | ROH | 1YAB000009-BRM | MIMIC , BUS RISER & MET.-2W,VT | 1 | 1 | 0 | 6100K025 | PO-SEP-8724-[17] | PO | 2025-10-23 | LV |  | - | 2026-04-18 | 2026-04-04 | 0 | Azm and Tumooh Trading Establishment | Al Azizyah Project SS 6100KDP01 Mechanical Bulk Lot 5.
6100K018 | Batha : SWITCHGEAR - BATHA | SWGR | ROH | 1YAB010005P0102 | SHROUD, LEFT W1000 | 6 | 6 | 0 | 6100KDP01 | PO-SEP-8385-[152] | PO | 2025-10-05 | C&D |  | - | 2026-04-18 | 2026-04-04 | 0 | Easy China (Xiamen) Trading Co, Ltd. | To update Promised Delivery Date
6100K018 | Batha : SWITCHGEAR - BATHA | SWGR | ROH | 1YAB010005P0103 | SHROUD, LEFT W800 | 60 | 60 | 0 | 6100KDP01 | PO-SEP-8385-[126] | PO | 2025-10-05 | C&D |  | - | 2026-04-18 | 2026-04-04 | 0 | Easy China (Xiamen) Trading Co, Ltd. | To update Promised Delivery Date
6100K018 | Batha : SWITCHGEAR - BATHA | SWGR | ROH | 1YAB010006P0102 | SHROUD, RIGHT W1000 | 6 | 6 | 0 | 6100KDP01 | PO-SEP-8385-[153] | PO | 2025-10-05 | C&D |  | - | 2026-04-18 | 2026-04-04 | 0 | Easy China (Xiamen) Trading Co, Ltd. | To update Promised Delivery Date
6100K018 | Batha : SWITCHGEAR - BATHA | SWGR | ROH | 1YAB010006P0103 | SHROUD, RIGHT W800 | 60 | 60 | 0 | 6100KDP01 | PO-SEP-8385-[127] | PO | 2025-10-05 | C&D |  | - | 2026-04-18 | 2026-04-04 | 0 | Easy China (Xiamen) Trading Co, Ltd. | To update Promised Delivery Date
6100K018 | Batha : SWITCHGEAR - BATHA | SWGR | ROH | 1YAB010012P0102 | Copper earthing bar 12.5 x 4.0 mm | 25 | 0 | 25 | PR Required | - | PR |  | C&D |  | - | 2026-04-18 | 2026-04-04 | 0
6100K018 | Batha : SWITCHGEAR - BATHA | SWGR | ROH | 1YAB010024P0101 | HINGE BOLT COMPONENT #1 | 75 | 69 | 6 | 6100KDP01 | PO-SEP-8549-[1] | PO | 2025-11-30 | C&D |  | - | 2026-04-18 | 2026-04-04 | 0 | FLY METALTECH TRADING CO. | 6100KDP01- AZYZIYAH DMM for SEC a/c Fast track project 13.8kV MV SWGR 1st Lot Mechanical Componentes.
6100K018 | Batha : SWITCHGEAR - BATHA | SWGR | ROH | 1YAB010024P0101 | HINGE BOLT COMPONENT #1 | 6 | 6 | 0 | 6100KDP01 | PO-SEP-6812-[75] | PO | 2025-12-31 | C&D |  | - | 2026-04-18 | 2026-04-04 | 0 | China Star (Dalian) Industry Co., Ltd. | 6100KDP01 // PP-12 (Mechanical Parts) for 07 Panels with Accessories
6100K018 | Batha : SWITCHGEAR - BATHA | SWGR | ROH | 1YAB010025P0101 | HINGE COMPONENT #2 | 150 | 114 | 36 | 6100KDP01 | PO-SEP-8403-[10] | PO | 2025-10-05 | C&D |  | - | 2026-04-18 | 2026-04-04 | 0 | AL NAKHEEL GREEN STEEL WORKS | 6100K023Halfmoon SWGR Project, All Electrical Components (ABB, Hitachi & Bulk) to Supply of MV 13.8 kV SWGR For Halfmoon 115/13.8kv SS
6100K018 | Batha : SWITCHGEAR - BATHA | SWGR | ROH | 1YAB010025P0101 | HINGE COMPONENT #2 | 36 | 0 | 36 | PR Required | - | PR |  | C&D |  | - | 2026-04-18 | 2026-04-04 | 0
6100K018 | Batha : SWITCHGEAR - BATHA | SWGR | ROH | 1YAB010029P0122 | CVI DIVIDER, 12-17.5kV, Set 1B (11425) | 22 | 19 | 3 | 6100KDP01 | PO-SEP-8445-[2] | PO | 2025-12-31 | B |  | - | 2026-04-18 | 2026-04-04 | 0 | Ritz Instrument Transformers GMBH | 6100K023 – PR for Supply of MV 13.8 kV Switchgear (SWGR) for Halfmoon 115/13.8 kV Substation (SS). This PR covers 1st lot of mechanical bulk materials required for the SWGR SS, i
6100K018 | Batha : SWITCHGEAR - BATHA | SWGR | ROH | 1YAB010029P0122 | CVI DIVIDER, 12-17.5kV, Set 1B (11425) | 3 | 1 | 2 | 606PD013 | PO-SEP-8445-[3] | PO | 2025-12-31 | B |  | - | 2026-04-18 | 2026-04-04 | 0 | Ritz Instrument Transformers GMBH | 6100K023 – PR for Supply of MV 13.8 kV Switchgear (SWGR) for Halfmoon 115/13.8 kV Substation (SS). This PR covers 1st lot of mechanical bulk materials required for the SWGR SS, i
6100K018 | Batha : SWITCHGEAR - BATHA | SWGR | ROH | 1YAB010029P0122 | CVI DIVIDER, 12-17.5kV, Set 1B (11425) | 2 | 0 | 2 | PR Required | - | PR |  | B |  | - | 2026-04-18 | 2026-04-04 | 0
6100K018 | Batha : SWITCHGEAR - BATHA | SWGR | ROH | 1YAB010072P0101P | CONTACT PIN 35 DIA, 90L | 120 | 102 | 18 | 6100K023 | PO-SEP-8385-[119] | PO | 2025-09-21 | B |  | - | 2026-04-18 | 2026-04-04 | 0 | Easy China (Xiamen) Trading Co, Ltd. | To update Promised Delivery Date
6100K018 | Batha : SWITCHGEAR - BATHA | SWGR | ROH | 1YAB010072P0101P | CONTACT PIN 35 DIA, 90L | 18 | 18 | 0 | 6100KDP01 | PO-SEP-8385-[267] | PO | 2025-10-19 | B |  | - | 2026-04-18 | 2026-04-04 | 0 | Easy China (Xiamen) Trading Co, Ltd. | To update Promised Delivery Date
6100K018 | Batha : SWITCHGEAR - BATHA | SWGR | ROH | 1YAB010137P0100 | EDGE PROTECTION (FLEXIBLE)DIRAK 209-0812 | 94.67 | 94.67 | 0 | 6100KDP01 | PO-SEP-8384-[4] | PO | 2025-11-30 | C&D |  | - | 2026-04-18 | 2026-04-04 | 0 | DIRAK MIDDLE EAST FZE | 6100K023 – PR for Supply of MV 13.8 kV Switchgear (SWGR) for Halfmoon 115/13.8 kV Substation (SS). This PR covers 1st lot of mechanical bulk materials required for the SWGR SS, i
6100K018 | Batha : SWITCHGEAR - BATHA | SWGR | ROH | 1YAB010138P0102 | PROTECTIVE COVER W800 | 20 | 20 | 0 | 6100KDP01 | PO-SEP-8396-[31] | PO | 2025-11-30 | C&D |  | - | 2026-04-18 | 2026-04-04 | 0 | XIAMEN STARLIGHTS | 6100K023 – PR for Supply of MV 13.8 kV Switchgear (SWGR) for Halfmoon 115/13.8 kV Substation (SS). This PR covers 1st lot of mechanical bulk materials required for the SWGR SS, i
6100K018 | Batha : SWITCHGEAR - BATHA | SWGR | ROH | 1YAB010138P0103 | PROTECTIVE COVER W1000 | 3 | 2 | 1 | 6100KDP01 | PO-SEP-8385-[207] | PO | 2025-10-05 | C&D |  | - | 2026-04-18 | 2026-04-04 | 0 | Easy China (Xiamen) Trading Co, Ltd. | To update Promised Delivery Date
6100K018 | Batha : SWITCHGEAR - BATHA | SWGR | ROH | 1YAB010138P0103 | PROTECTIVE COVER W1000 | 1 | 0 | 1 | PR Required | - | PR |  | C&D |  | - | 2026-04-18 | 2026-04-04 | 0
6100K018 | Batha : SWITCHGEAR - BATHA | SWGR | ROH | 1YAB010145P0102 | DOOR STOPPER ROD 8 MM DIA. | 25 | 19 | 6 | 6100KDP01 | PO-SEP-8523-[7] | PO | 2025-10-23 | C&D |  | - | 2026-04-18 | 2026-04-04 | 0 | Laser Company for Metal Industries Ltd | 6100K023 – PR for Supply of
6100K018 | Batha : SWITCHGEAR - BATHA | SWGR | ROH | 1YAB010145P0102 | DOOR STOPPER ROD 8 MM DIA. | 6 | 0 | 6 | PR Required | - | PR |  | C&D |  | - | 2026-04-18 | 2026-04-04 | 0
6100K018 | Batha : SWITCHGEAR - BATHA | SWGR | ROH | 1YAB010241P0101 | HEX. BOLT M10X20 POLYAMIDE | 144 | 114 | 30 | 6100KDP01 | PO-SEP-8378-[208] | PO | 2025-11-17 | C&D |  | - | 2026-04-18 | 2026-04-04 | 0 | China Star (Dalian) Industry Co., Ltd. | 6100K023 – PR for Supply of MV 13.8 kV Switchgear (SWGR) for Halfmoon 115/13.8 kV Substation (SS). This PR covers 1st lot of mechanical bulk materials required for the SWGR SS, i
6100K018 | Batha : SWITCHGEAR - BATHA | SWGR | ROH | 1YAB010241P0101 | HEX. BOLT M10X20 POLYAMIDE | 30 | 24 | 6 | 6100KDP01 | PO-SEP-6812-[81] | PO | 2025-12-31 | C&D |  | - | 2026-04-18 | 2026-04-04 | 0 | China Star (Dalian) Industry Co., Ltd. | 6100KDP01 // PP-12 (Mechanical Parts) for 07 Panels with Accessories
6100K018 | Batha : SWITCHGEAR - BATHA | SWGR | ROH | 1YAB010241P0101 | HEX. BOLT M10X20 POLYAMIDE | 6 | 0 | 6 | PR Required | - | PR |  | C&D |  | - | 2026-04-18 | 2026-04-04 | 0
6100K018 | Batha : SWITCHGEAR - BATHA | SWGR | ROH | 1YAB010241P0102 | HEX. BOLT M10X25 POLYAMIDE | 72 | 72 | 0 | 6100KDP01 | PO-SEP-8378-[299] | PO | 2025-11-17 | C&D |  | - | 2026-04-18 | 2026-04-04 | 0 | China Star (Dalian) Industry Co., Ltd. | 6100K023 – PR for Supply of MV 13.8 kV Switchgear (SWGR) for Halfmoon 115/13.8 kV Substation (SS). This PR covers 1st lot of mechanical bulk materials required for the SWGR SS, i
6100K018 | Batha : SWITCHGEAR - BATHA | SWGR | ROH | 1YAB010241P0103 | HEX. BOLT M10X30 POLYAMIDE | 60 | 51 | 9 | 6100KDP01 | PO-SEP-8378-[160] | PO | 2025-11-17 | C&D |  | - | 2026-04-18 | 2026-04-04 | 0 | China Star (Dalian) Industry Co., Ltd. | 6100K023 – PR for Supply of MV 13.8 kV Switchgear (SWGR) for Halfmoon 115/13.8 kV Substation (SS). This PR covers 1st lot of mechanical bulk materials required for the SWGR SS, i
6100K018 | Batha : SWITCHGEAR - BATHA | SWGR | ROH | 1YAB010241P0103 | HEX. BOLT M10X30 POLYAMIDE | 9 | 9 | 0 | 6100KDP01 | PO-SEP-6812-[79] | PO | 2025-12-31 | C&D |  | - | 2026-04-18 | 2026-04-04 | 0 | China Star (Dalian) Industry Co., Ltd. | 6100KDP01 // PP-12 (Mechanical Parts) for 07 Panels with Accessories
6100K018 | Batha : SWITCHGEAR - BATHA | SWGR | ROH | 1YAB010241P0104 | HEX. BOLT M10X40 POLYAMIDE | 12 | 0 | 12 | PR Required | - | PR |  | C&D |  | - | 2026-04-18 | 2026-04-04 | 0
6100K018 | Batha : SWITCHGEAR - BATHA | SWGR | ROH | 1YAB010301P0101 | Instruction label for Pres Flap Opening | 24 | 23 | 1 | 6100KDP01 | PO-SEP-8379-[40] | PO | 2025-10-30 | C&D |  | - | 2026-04-18 | 2026-04-04 | 0 | Azm and Tumooh Trading Establishment | 6100K023 – PR for Supply of MV 13.8 kV Switchgear (SWGR) for Halfmoon 115/13.8 kV Substation (SS). This PR covers 1st lot of mechanical bulk materials required for the SWGR SS, i
6100K018 | Batha : SWITCHGEAR - BATHA | SWGR | ROH | 1YAB010301P0101 | Instruction label for Pres Flap Opening | 1 | 1 | 0 | 6100KDP01 | PO-SEP-6543-[45] | PO | 2025-12-31 | C&D |  | - | 2026-04-18 | 2026-04-04 | 0 | Azm and Tumooh Trading Establishment | Labels for outdoor | 3 | 19-08-2025
6100K018 | Batha : SWITCHGEAR - BATHA | SWGR | ROH | 1YAB010301P0111 | Label printed in Trafolite 200 x 100 | 25 | 19 | 6 | 6100KDP01 | PO-SEP-8379-[39] | PO | 2025-10-30 | C&D |  | - | 2026-04-18 | 2026-04-04 | 0 | Azm and Tumooh Trading Establishment | 6100K023 – PR for Supply of MV 13.8 kV Switchgear (SWGR) for Halfmoon 115/13.8 kV Substation (SS). This PR covers 1st lot of mechanical bulk materials required for the SWGR SS, i
6100K018 | Batha : SWITCHGEAR - BATHA | SWGR | ROH | 1YAB010301P0111 | Label printed in Trafolite 200 x 100 | 6 | 0 | 6 | PR Required | - | PR |  | C&D |  | - | 2026-04-18 | 2026-04-04 | 0
6100K018 | Batha : SWITCHGEAR - BATHA | SWGR | ROH | 1YAB010378P0110 | SEC.FEMALE CONTACTS 1.5,W.SLEEVES 50X | 1300 | 1300 | 0 | 6100KDP01 | PO-SEP-8385-[216] | PO | 2025-10-05 | C&D |  | - | 2026-04-18 | 2026-04-04 | 0 | Easy China (Xiamen) Trading Co, Ltd. | To update Promised Delivery Date
6100K018 | Batha : SWITCHGEAR - BATHA | SWGR | ROH | 1YAB010378P0112 | SEC. FEMALE CONTACT PIN 2.5MM | 1100 | 1100 | 0 | 6100KDP01 | PO-SEP-8385-[129] | PO | 2025-10-05 | C&D |  | - | 2026-04-18 | 2026-04-04 | 0 | Easy China (Xiamen) Trading Co, Ltd. | To update Promised Delivery Date
6100K018 | Batha : SWITCHGEAR - BATHA | SWGR | ROH | 1YAB010402P0101 | STICKER "operating Instruction manual" | 48 | 48 | 0 | 6100KDP01 | PO-SEP-8379-[29] | PO | 2025-10-30 | C&D |  | - | 2026-04-18 | 2026-04-04 | 0 | Azm and Tumooh Trading Establishment | 6100K023 – PR for Supply of MV 13.8 kV Switchgear (SWGR) for Halfmoon 115/13.8 kV Substation (SS). This PR covers 1st lot of mechanical bulk materials required for the SWGR SS, i
6100K018 | Batha : SWITCHGEAR - BATHA | SWGR | ROH | 1YAB010402R0103 | LABELS FOR SHUTTERS BUSBAR-CABLE -FEEDER | 23 | 13 | 10 | 6100KDP01 | PO-SEP-8379-[37] | PO | 2025-10-30 | C&D |  | - | 2026-04-18 | 2026-04-04 | 0 | Azm and Tumooh Trading Establishment | 6100K023 – PR for Supply of MV 13.8 kV Switchgear (SWGR) for Halfmoon 115/13.8 kV Substation (SS). This PR covers 1st lot of mechanical bulk materials required for the SWGR SS, i
6100K018 | Batha : SWITCHGEAR - BATHA | SWGR | ROH | 1YAB010402R0103 | LABELS FOR SHUTTERS BUSBAR-CABLE -FEEDER | 10 | 6 | 4 | 6100KDP01 | PO-SEP-6543-[48] | PO | 2025-12-31 | C&D |  | - | 2026-04-18 | 2026-04-04 | 0 | Azm and Tumooh Trading Establishment | Labels for outdoor
6100K018 | Batha : SWITCHGEAR - BATHA | SWGR | ROH | 1YAB010402R0103 | LABELS FOR SHUTTERS BUSBAR-CABLE -FEEDER | 4 | 0 | 4 | PR Required | - | PR |  | C&D |  | - | 2026-04-18 | 2026-04-04 | 0
6100K018 | Batha : SWITCHGEAR - BATHA | SWGR | ROH | 1YAB010402R0104 | LABELS FOR SHUTTERS BUSBAR-1,2,3-B/S,B/R | 1 | 1 | 0 | 6100KDP01 | PO-SEP-8724-[2] | PO | 2025-10-19 | C&D |  | - | 2026-04-18 | 2026-04-04 | 0 | Azm and Tumooh Trading Establishment | Al Azizyah Project SS 6100KDP01 Mechanical Bulk Lot 5.
6100K018 | Batha : SWITCHGEAR - BATHA | SWGR | ROH | 1YAB010489P0101 | FLAT BRAIDED, 16SQMM. TIN(13.8kV)6mmdia | 79 | 32 | 47 | 6100KDP01 | PO-SEP-8378-[211] | PO | 2025-11-17 | C&D |  | - | 2026-04-18 | 2026-04-04 | 0 | China Star (Dalian) Industry Co., Ltd. | 6100K023 – PR for Supply of MV 13.8 kV Switchgear (SWGR) for Halfmoon 115/13.8 kV Substation (SS). This PR covers 1st lot of mechanical bulk materials required for the SWGR SS, i
6100K018 | Batha : SWITCHGEAR - BATHA | SWGR | ROH | 1YAB010489P0101 | FLAT BRAIDED, 16SQMM. TIN(13.8kV)6mmdia | 47 | 25 | 22 | 6100KDP01 | PO-SEP-6812-[87] | PO | 2025-12-31 | C&D |  | - | 2026-04-18 | 2026-04-04 | 0 | China Star (Dalian) Industry Co., Ltd. | 6100KDP01 // PP-12 (Mechanical Parts) for 07 Panels with Accessories
6100K018 | Batha : SWITCHGEAR - BATHA | SWGR | ROH | 1YAB010489P0101 | FLAT BRAIDED, 16SQMM. TIN(13.8kV)6mmdia | 22 | 0 | 22 | PR Required | - | PR |  | C&D |  | - | 2026-04-18 | 2026-04-04 | 0
6100K018 | Batha : SWITCHGEAR - BATHA | SWGR | ROH | 1YAB010489P0102 | FLAT BRAIDED CONNECTOR, 16 SQMM. TINNED | 25 | 19 | 6 | 6100KDP01 | PO-SEP-8403-[8] | PO | 2025-10-05 | C&D |  | - | 2026-04-18 | 2026-04-04 | 0 | AL NAKHEEL GREEN STEEL WORKS | 6100K023Halfmoon SWGR Project, All Electrical Components (ABB, Hitachi & Bulk) to Supply of MV 13.8 kV SWGR For Halfmoon 115/13.8kv SS
6100K018 | Batha : SWITCHGEAR - BATHA | SWGR | ROH | 1YAB010489P0102 | FLAT BRAIDED CONNECTOR, 16 SQMM. TINNED | 6 | 0 | 6 | PR Required | - | PR |  | C&D |  | - | 2026-04-18 | 2026-04-04 | 0
6100K018 | Batha : SWITCHGEAR - BATHA | SWGR | ROH | 1YAB5112XFS00000 | VT 3Nos PRIMARY FUSE 17.5kV, 3A, SIBA | 12 | 12 | 0 | 6100KDP01 | PO-SEP-8408-[2] | PO | 2025-01-23 | LV |  | - | 2026-04-18 | 2026-04-04 | 0 | SABANA TRADERS LLC | 6100K023Halfmoon SWGR Project, All Electrical Components (ABB, Hitachi & Bulk) to Supply of MV 13.8 kV SWGR For Halfmoon 115/13.8kv SS
6100K018 | Batha : SWITCHGEAR - BATHA | SWGR | ROH | 1YAB51331CA6C100 | Outgoing & Aux. UCT_TPU | 48 | 0 | 48 | PR Required | - | PR |  | A |  | - | 2026-04-18 | 2026-04-04 | 0
6100K018 | Batha : SWITCHGEAR - BATHA | SWGR | ROH | 1YAB51331CA6C200 | Outgoing & Aux. LCT_TPU | 48 | 0 | 48 | PR Required | - | PR |  | A |  | - | 2026-04-18 | 2026-04-04 | 0
6100K018 | Batha : SWITCHGEAR - BATHA | SWGR | ROH | 1YAB51331CA6C300 | Outgoing CAP. UCT_TPU | 12 | 0 | 12 | PR Required | - | PR |  | A |  | - | 2026-04-18 | 2026-04-04 | 0
6100K018 | Batha : SWITCHGEAR - BATHA | SWGR | ROH | 1YAB51331CA6C400 | Outgoing CAP. LCT_TPU | 12 | 0 | 12 | PR Required | - | PR |  | A |  | - | 2026-04-18 | 2026-04-04 | 0
6100K018 | Batha : SWITCHGEAR - BATHA | SWGR | ROH | 1YAB51331CA6T3XX | Outgoing CAP. UCT (RITZ / ASS 17,5-166) | 60 | 0 | 60 | PR Required | - | PR |  | C |  | - | 2026-04-18 | 2026-04-04 | 0
6100K018 | Batha : SWITCHGEAR - BATHA | SWGR | ROH | 1YAB51331CA6T4XX | Outgoing CAP. LCT (RITZ / ASS 17,5-162) | 60 | 0 | 60 | PR Required | - | PR |  | C |  | - | 2026-04-18 | 2026-04-04 | 0
6100K018 | Batha : SWITCHGEAR - BATHA | SWGR | ROH | 1YAB51341CA6C100 | Incomer UCT_KOKS A17 | 6 | 0 | 6 | PR Required | - | PR |  | A |  | - | 2026-04-18 | 2026-04-04 | 0
6100K018 | Batha : SWITCHGEAR - BATHA | SWGR | ROH | 1YAB51341CA6C200 | Incomer LCT_KOKS A17 | 6 | 0 | 6 | PR Required | - | PR |  | A |  | - | 2026-04-18 | 2026-04-04 | 0
6100K018 | Batha : SWITCHGEAR - BATHA | SWGR | ROH | 1YAB51341CA6T1XX | Incomer UCT (RITZ / GIS 17,5-85) | 6 | 0 | 6 | PR Required | - | PR |  | C |  | - | 2026-04-18 | 2026-04-04 | 0
6100K018 | Batha : SWITCHGEAR - BATHA | SWGR | ROH | 1YAB51341CA6T2XX | Incomer LCT (RITZ / GIS 17,5-85) | 6 | 0 | 6 | PR Required | - | PR |  | C |  | - | 2026-04-18 | 2026-04-04 | 0
6100K018 | Batha : SWITCHGEAR - BATHA | SWGR | ROH | 1YAB51342VA6C100 | Voltage Transformer (ABB EJF / TJP5H) | 12 | 0 | 12 | PR Required | - | PR |  | A |  | - | 2026-04-18 | 2026-04-04 | 0
6100K018 | Batha : SWITCHGEAR - BATHA | SWGR | ROH | 1YAB51342VA6T1XX | Voltage Transformer (RITZ / VES 17,5-14) | 12 | 0 | 12 | PR Required | - | PR |  | C |  | - | 2026-04-18 | 2026-04-04 | 0
6100K018 | Batha : SWITCHGEAR - BATHA | SWGR | ROH | 1YAB51351CA6C100 | Bus-Tie UCT_KOKS A17 | 3 | 0 | 3 | PR Required | - | PR |  | A |  | - | 2026-04-18 | 2026-04-04 | 0
6100K018 | Batha : SWITCHGEAR - BATHA | SWGR | ROH | 1YAB51351CA6C200 | Bus-Tie LCT_KOKS A17 | 3 | 0 | 3 | PR Required | - | PR |  | A |  | - | 2026-04-18 | 2026-04-04 | 0
6100K018 | Batha : SWITCHGEAR - BATHA | SWGR | ROH | 1YAB51351CA6T1XX | Bus-Tie UCT (RITZ / GIS 17,5-85) | 3 | 0 | 3 | PR Required | - | PR |  | C |  | - | 2026-04-18 | 2026-04-04 | 0
6100K018 | Batha : SWITCHGEAR - BATHA | SWGR | ROH | 1YAB51351CA6T2XX | Bus-Tie LCT (RITZ / GIS 17,5-85) | 3 | 0 | 3 | PR Required | - | PR |  | C |  | - | 2026-04-18 | 2026-04-04 | 0
6100K018 | Batha : SWITCHGEAR - BATHA | SWGR | ROH | 1YAB52321VW6CN00 | VD4/PW 170625-p210-125VDC (1VCD400222) | 18 | 12 | 6 | 6100K025 | PO-SEP-8773-[1] | PO | 2025-10-23 | A |  | - | 2026-04-18 | 2026-04-04 | 0 | Abb Electrical Industriesco | 6100K025 DMM AZYZIYAH SWGR SS Electrical Componentes
6100K018 | Batha : SWITCHGEAR - BATHA | SWGR | ROH | 1YAB52321VW6CN00 | VD4/PW 170625-p210-125VDC (1VCD400222) | 6 | 6 | 0 | 6100K021 | PO-SEP-8770-[1] | PO | 2025-10-27 | A |  | - | 2026-04-18 | 2026-04-04 | 0 | Abb Electrical Industriesco | 6100K021 AL RAYAN SS SWGR Electrical Componentes Order.
6100K018 | Batha : SWITCHGEAR - BATHA | SWGR | ROH | 1YAB52322VW60N00 | VD4/PW 171225-p210-125VDC-ZS1 | 2 | 2 | 0 | 6100K025 | PO-SEP-8773-[2] | PO | 2025-10-23 | A |  | - | 2026-04-18 | 2026-04-04 | 0 | Abb Electrical Industriesco | 6100K025 DMM AZYZIYAH SWGR SS Electrical Componentes
6100K018 | Batha : SWITCHGEAR - BATHA | SWGR | ROH | 1YAB52371V06CN00 | VD4/P 173225-p275-125VDC (1VCD400222) | 3 | 3 | 0 | 6100K025 | PO-SEP-8773-[4] | PO | 2025-10-23 | A |  | - | 2026-04-18 | 2026-04-04 | 0 | Abb Electrical Industriesco | 6100K025 DMM AZYZIYAH SWGR SS Electrical Componentes
6100K018 | Batha : SWITCHGEAR - BATHA | SWGR | ROH | 1YAB5310XFAXXN28 | REF 620_NBFNAAAANEA1BNN11G | 25 | 25 | 0 | 6100K025 | PO-SEP-8775-[1] | PO | 2025-10-23 | A |  | - | 2026-04-18 | 2026-04-04 | 0 | Abb Electrical Industriesco
6100K018 | Batha : SWITCHGEAR - BATHA | SWGR | ROH | 1YAB5320XDB1XN01 | CEWE Elite 440-448 | 25 | 0 | 25 | PR Required | - | PR |  | LV |  | - | 2026-04-18 | 2026-04-04 | 0
6100K018 | Batha : SWITCHGEAR - BATHA | SWGR | ROH | 1YAB53303XRX0000 | THERMOSTAT 24,48,60,115 & 230V,SK 3110 | 25 | 25 | 0 | 6100K025 | PO-SEP-8829-[2] | PO | 2025-10-23 | LV |  | - | 2026-04-18 | 2026-04-04 | 0 | Abdullah AbuNayyan Trading Corp
6100K018 | Batha : SWITCHGEAR - BATHA | SWGR | ROH | 1YAB5331XXCX0100 | BREAKER CONTROL SWITCH (Comelectric) | 23 | 23 | 0 | 6100K021 | PO-SEP-8785-[7] | PO | 2025-12-31 | LV |  | - | 2026-04-18 | 2026-04-04 | 0 | Aman Engineering FZC
6100K018 | Batha : SWITCHGEAR - BATHA | SWGR | ROH | 1YAB5331XXCX0210 | CBMODE6P,4Pos.Off-Emer-Local-Rem-Padlock | 3 | 3 | 0 | 6100K021 | PO-SEP-8785-[8] | PO | 2025-12-31 | LV |  | - | 2026-04-18 | 2026-04-04 | 0 | Aman Engineering FZC
6100K018 | Batha : SWITCHGEAR - BATHA | SWGR | ROH | 1YAB5331XXCX0220 | OFF-EMER-LOCAL-REMOTE 4P4P, PADLCK (COM) | 20 | 20 | 0 | 6100K025 | PO-SEP-8785-[3] | PO | 2025-12-31 | LV |  | - | 2026-04-18 | 2026-04-04 | 0 | Aman Engineering FZC
6100K018 | Batha : SWITCHGEAR - BATHA | SWGR | ROH | 1YAB5331XXCX0300 | SPACE HEATER SEL. SWITCH ( COMELECTRIC ) | 25 | 25 | 0 | 6100K025 | PO-SEP-8785-[4] | PO | 2025-12-31 | LV |  | - | 2026-04-18 | 2026-04-04 | 0 | Aman Engineering FZC
6100K018 | Batha : SWITCHGEAR - BATHA | SWGR | ROH | 1YAB5331XXCX0400 | LAMP TEST SWITCH ( COMELECTRIC ) | 25 | 25 | 0 | 6100K021 | PO-SEP-8785-[11] | PO | 2025-12-31 | LV |  | - | 2026-04-18 | 2026-04-04 | 0 | Aman Engineering FZC
6100K018 | Batha : SWITCHGEAR - BATHA | SWGR | ROH | 1YAB5331XXKX0700 | Auto Re-close IN-OUT Selector Switch(K&N | 20 | 20 | 0 | 6100K025 | PO-SEP-8785-[6] | PO | 2025-12-31 | LV |  | - | 2026-04-18 | 2026-04-04 | 0 | Aman Engineering FZC
6100K018 | Batha : SWITCHGEAR - BATHA | SWGR | ROH | 1YAB5332XXAXB000 | PB Black 1NO+1NC-22 dia-1SFA611100R4076 | 8 | 8 | 0 | 6100K021 | PO-SEP-8753-[78] | PO | 2025-10-27 | LV |  | - | 2026-04-18 | 2026-04-04 | 0 | Abb Electrical Industriesco | To update Promised Delivery Date
6100K018 | Batha : SWITCHGEAR - BATHA | SWGR | ROH | 1YAB5334XXAX1000 | FT-1 SW-Type 129A514G01 | 20 | 20 | 0 | 6100K023 | PO-SEP-8365-[1] | PO | 2025-11-30 | LV |  | - | 2026-04-18 | 2026-04-04 | 0 | Abb Electrical Industriesco | FT Switch /6100K023Halfmoon SWGR Project, All Electrical Components (ABB, Hitachi & Bulk) to Supply of MV 13.8 kV SWGR For Halfmoon 115/13.8kv SS
6100K018 | Batha : SWITCHGEAR - BATHA | SWGR | ROH | 1YAB5335XXAX1100 | COMBIFLEX TERMINAL BASE RX 2H -5619625-A | 54 | 0 | 54 | PR Required | - | PR |  | LV |  | - | 2026-04-18 | 2026-04-04 | 0
6100K018 | Batha : SWITCHGEAR - BATHA | SWGR | ROH | 1YAB5335XXAX1200 | COMBIFLEX TERMINAL BASE RX4 (4U 12C) | 16 | 4 | 12 | 6100K019 | PO-SEP-8140-[3] | PO | 2025-11-10 | LV |  | - | 2026-04-18 | 2026-04-04 | 0 | Hitachi Energy Ltd | PP-12 additional components
6100K018 | Batha : SWITCHGEAR - BATHA | SWGR | ROH | 1YAB5335XXAX1200 | COMBIFLEX TERMINAL BASE RX4 (4U 12C) | 12 | 12 | 0 | 6100K023 | PO-SEP-8366-[2] | PO | 2025-12-31 | LV |  | - | 2026-04-18 | 2026-04-04 | 0 | Hitachi Energy Ltd | 6100K023Halfmoon SWGR Project, All Electrical Components (ABB, Hitachi & Bulk) to Supply of MV 13.8 kV SWGR For Halfmoon 115/13.8kv SS
6100K018 | Batha : SWITCHGEAR - BATHA | SWGR | ROH | 1YAB5336XXAA2E00 | MCB 3A AC -2P,2CDS252001R0317 | 3 | 3 | 0 | 6100K025 | PO-SEP-8753-[7] | PO | 2025-10-23 | LV |  | - | 2026-04-18 | 2026-04-04 | 0 | Abb Electrical Industriesco | To update Promised Delivery Date
6100K018 | Batha : SWITCHGEAR - BATHA | SWGR | ROH | 1YAB5336XXAA2G00 | MCB S 202-K6 6A AC -2P - 2CDS252001R0377 | 47 | 47 | 0 | 6100K025 | PO-SEP-8753-[8] | PO | 2025-10-23 | LV |  | - | 2026-04-18 | 2026-04-04 | 0 | Abb Electrical Industriesco | To update Promised Delivery Date
6100K018 | Batha : SWITCHGEAR - BATHA | SWGR | ROH | 1YAB5336XXAA2L00 | MCB 16A AC -2P - 2CDS252001R0467 | 3 | 2 | 1 | 6100K025 | PO-SEP-8753-[9] | PO | 2025-10-23 | LV |  | - | 2026-04-18 | 2026-04-04 | 0 | Abb Electrical Industriesco | To update Promised Delivery Date
6100K018 | Batha : SWITCHGEAR - BATHA | SWGR | ROH | 1YAB5336XXAA2L00 | MCB 16A AC -2P - 2CDS252001R0467 | 1 | 1 | 0 | 6100K021 | PO-SEP-8753-[31] | PO | 2025-10-27 | LV |  | - | 2026-04-18 | 2026-04-04 | 0 | Abb Electrical Industriesco | To update Promised Delivery Date
6100K018 | Batha : SWITCHGEAR - BATHA | SWGR | ROH | 1YAB5336XXAA3F00 | MCB S203-K 4 MC -3P 2CDS253001R0337 | 77 | 0 | 77 | PR Required | - | PR |  | LV |  | - | 2026-04-18 | 2026-04-04 | 0
6100K018 | Batha : SWITCHGEAR - BATHA | SWGR | ROH | 1YAB5336XXAA3I00 | MCB 10A AC -3P - 2CDS253001R0427 | 6 | 0 | 6 | PR Required | - | PR |  | LV |  | - | 2026-04-18 | 2026-04-04 | 0
6100K018 | Batha : SWITCHGEAR - BATHA | SWGR | ROH | 1YAB5336XXAB2G00 | MCB 6A DC 2P S202M-K6UC -2CDS272061R0377 | 146 | 146 | 0 | 6100K025 | PO-SEP-8753-[10] | PO | 2025-10-23 | LV |  | - | 2026-04-18 | 2026-04-04 | 0 | Abb Electrical Industriesco | To update Promised Delivery Date
6100K018 | Batha : SWITCHGEAR - BATHA | SWGR | ROH | 1YAB5336XXACG000 | Aux contact 2NC, S2C-HO2L-for MCB Order # 2CDS200936R0003 | 119 | 119 | 0 | 6100K025 | PO-SEP-8753-[11] | PO | 2025-10-23 | LV |  | - | 2026-04-18 | 2026-04-04 | 0 | Abb Electrical Industriesco | To update Promised Delivery Date
6100K018 | Batha : SWITCHGEAR - BATHA | SWGR | ROH | 1YAB5336XXACH000 | Aux contact 1NO+1NC MCB -2CDS200936R0001 | 179 | 179 | 0 | 6100K025 | PO-SEP-8753-[12] | PO | 2025-10-23 | LV |  | - | 2026-04-18 | 2026-04-04 | 0 | Abb Electrical Industriesco | To update Promised Delivery Date
6100K018 | Batha : SWITCHGEAR - BATHA | SWGR | ROH | 1YAB5336XXACJ000 | S2C-H01 - 1NC- Bottom Auxiliary Contact 2CDS200970R0031 | 50 | 50 | 0 | 6100K025 | PO-SEP-8753-[13] | PO | 2025-10-23 | LV |  | - | 2026-04-18 | 2026-04-04 | 0 | Abb Electrical Industriesco | To update Promised Delivery Date
6100K018 | Batha : SWITCHGEAR - BATHA | SWGR | ROH | 1YAB5340XAJXXN00 | RF-4R_125Vdc_4 C/O_LED | 43 | 43 | 0 | 6100KDP01 | PO-SEP-8407-[3] | PO | 2025-10-05 | LV |  | - | 2026-04-18 | 2026-04-04 | 0 | Innovative Systems Co. Ltd | 6100K023Halfmoon SWGR Project, All Electrical Components (ABB, Hitachi & Bulk) to Supply of MV 13.8 kV SWGR For Halfmoon 115/13.8kv SS
6100K018 | Batha : SWITCHGEAR - BATHA | SWGR | ROH | 1YAB5340XAJXXN01 | BJ-8RP_Bistable_125Vdc_8 C/O | 20 | 20 | 0 | 6100KDP01 | PO-SEP-8407-[4] | PO | 2025-10-05 | LV |  | - | 2026-04-18 | 2026-04-04 | 0 | Innovative Systems Co. Ltd | 6100K023Halfmoon SWGR Project, All Electrical Components (ABB, Hitachi & Bulk) to Supply of MV 13.8 kV SWGR For Halfmoon 115/13.8kv SS
6100K018 | Batha : SWITCHGEAR - BATHA | SWGR | ROH | 1YAB5340XBLXXN00 | MVAJ101 RA 0802_ 125VDC (8 NO + 2 NC) | 2 | 2 | 0 | 6100KDP01 | PO-SEP-8376-[5] | PO | 2026-01-30 | LV |  | - | 2026-04-18 | 2026-04-04 | 0 | Grid Solution Middle-East Fze | MV
6100K018 | Batha : SWITCHGEAR - BATHA | SWGR | ROH | 1YAB5340XCLXXN00 | MVAJ105 RA 0802_125VDC (8 NO + 2 NC) | 1 | 1 | 0 | 6100KDP01 | PO-SEP-8376-[6] | PO | 2026-01-30 | LV |  | - | 2026-04-18 | 2026-04-04 | 0 | Grid Solution Middle-East Fze | MV
6100K018 | Batha : SWITCHGEAR - BATHA | SWGR | ROH | 1YAB5340XDAXXN00 | RXMVB 4, RK 251 401-AP | 3 | 3 | 0 | 6100K021 | PO-SEP-8751-[17] | PO | 2025-12-31 | LV |  | - | 2026-04-18 | 2026-04-04 | 0 | Hitachi Energy Ltd | 6100K021 AL RAYAN SS SWGR Electrical Componentes Order.
6100K018 | Batha : SWITCHGEAR - BATHA | SWGR | ROH | 1YAB5340XDAXXN01 | RXMVB2, RK 251 204-AP | 8 | 8 | 0 | 6100KDP01 | PO-SEP-8366-[7] | PO | 2025-12-31 | LV |  | - | 2026-04-18 | 2026-04-04 | 0 | Hitachi Energy Ltd | 6100K023Halfmoon SWGR Project, All Electrical Components (ABB, Hitachi & Bulk) to Supply of MV 13.8 kV SWGR For Halfmoon 115/13.8kv SS
6100K018 | Batha : SWITCHGEAR - BATHA | SWGR | ROH | 1YAB5340XEAXXN00 | RXMB1 6NO_110-125VDC-1MRK 000 863-AN | 6 | 6 | 0 | 6100K021 | PO-SEP-8751-[19] | PO | 2025-12-31 | LV |  | - | 2026-04-18 | 2026-04-04 | 0 | Hitachi Energy Ltd | 6100K021 AL RAYAN SS SWGR Electrical Componentes Order.
6100K018 | Batha : SWITCHGEAR - BATHA | SWGR | ROH | 1YAB5340XFAXXN00 | RXKL1, TYPE: 1MRK 000 066-AB | 3 | 3 | 0 | 6100K025 | PO-SEP-8751-[10] | PO | 2025-12-31 | LV |  | - | 2026-04-18 | 2026-04-04 | 0 | Hitachi Energy Ltd | 6100K021 AL RAYAN SS SWGR Electrical Componentes Order.
6100K018 | Batha : SWITCHGEAR - BATHA | SWGR | ROH | 1YAB5340XIAXXN00 | RXSF1_DC110-125V-MV RK 271 019-AN | 73 | 73 | 0 | 6100K025 | PO-SEP-8751-[11] | PO | 2025-12-31 | LV |  | - | 2026-04-18 | 2026-04-04 | 0 | Hitachi Energy Ltd | 6100K021 AL RAYAN SS SWGR Electrical Componentes Order.
6100K018 | Batha : SWITCHGEAR - BATHA | SWGR | ROH | 1YAB5340XNHXXN00 | TRIP LOR/ER 7840FD 20NO+20NC, 125VDC | 6 | 3 | 3 | 6100K025 | PO-SEP-8786-[1] | PO | 2025-10-23 | LV |  | - | 2026-04-18 | 2026-04-04 | 0 | Electroswitch
6100K018 | Batha : SWITCHGEAR - BATHA | SWGR | ROH | 1YAB5340XNHXXN00 | TRIP LOR/ER 7840FD 20NO+20NC, 125VDC | 3 | 3 | 0 | 6100K021 | PO-SEP-8786-[2] | PO | 2025-10-27 | LV |  | - | 2026-04-18 | 2026-04-04 | 0 | Electroswitch
6100K018 | Batha : SWITCHGEAR - BATHA | SWGR | ROH | 1YAB5355AAB0002 | TERMINAL BLOCK OTTA 6 - 0790433 | 3060 | 3060 | 0 | 6100KDP01 | PO-SEP-8572-[2] | PO | 2025-12-15 | LV |  | - | 2026-04-18 | 2026-04-04 | 0 | Phoenix Contact Trading LLC | AL Azyziyah 6100KDP01, Supply of Electrical Components – 1st Lot for SWGR under Dummy Project 6100KDP01 – Al Azyziyah Project (SEC Scope).
6100K018 | Batha : SWITCHGEAR - BATHA | SWGR | ROH | 1YAB5355ABA0001 | Terminal Block,6SWG, :Lugs,D-6/8.ST1.RS | 1125 | 1125 | 0 | 6100K025 | PO-SEP-8833-[3] | PO | 2025-10-23 | LV |  | - | 2026-04-18 | 2026-04-04 | 0 | Al Suhaili Trading And Development
6100K018 | Batha : SWITCHGEAR - BATHA | SWGR | ROH | 1YAB5355AEA0001 | M 6/8.RS (SpringLoaded) 1SNA115685R1200 | 1059 | 1059 | 0 | 6100K025 | PO-SEP-8833-[4] | PO | 2025-10-23 | LV |  | - | 2026-04-18 | 2026-04-04 | 0 | Al Suhaili Trading And Development
6100K018 | Batha : SWITCHGEAR - BATHA | SWGR | ROH | 1YAB5355AEA1112 | M 4/6.RS- SpringLoaded 1SNA115930R1300 | 7912 | 7912 | 0 | 6100K025 | PO-SEP-8833-[7] | PO | 2025-10-23 | LV |  | - | 2026-04-18 | 2026-04-04 | 0 | Al Suhaili Trading And Development
6100K018 | Batha : SWITCHGEAR - BATHA | SWGR | ROH | 1YAB5355AFA0001 | M4/6.SNTS Spring Loaded 1SNA115229R2000 | 1125 | 1125 | 0 | 6100K025 | PO-SEP-8833-[11] | PO | 2025-10-23 | LV |  | - | 2026-04-18 | 2026-04-04 | 0 | Al Suhaili Trading And Development
6100K018 | Batha : SWITCHGEAR - BATHA | SWGR | ROH | 1YAB5355AMA0001 | D 6/8.ST1.RS AC/DC - 1SNA115914R0700 | 808 | 808 | 0 | 6100K025 | PO-SEP-8833-[15] | PO | 2025-10-23 | LV |  | - | 2026-04-18 | 2026-04-04 | 0 | Al Suhaili Trading And Development
6100K018 | Batha : SWITCHGEAR - BATHA | SWGR | ROH | 1YAB5355AMC0001 | Feed-through terminal block,ZT 4/4AN/2 .Base Terminal Plug AC-DC-4mm 1848350000 | 750 | 750 | 0 | 6100K021 | PO-SEP-8750-[3] | PO | 2025-12-31 | LV |  | - | 2026-04-18 | 2026-04-04 | 0 | WEIDMULLER MIDDLE EAST (FZE) | To update Promised Delivery Date
6100K018 | Batha : SWITCHGEAR - BATHA | SWGR | ROH | 1YAB5355APC0001 | Base Terminal 2Deck- Plug In E-Sw-2.5mm | 300 | 300 | 0 | 6100K021 | PO-SEP-8750-[4] | PO | 2025-12-31 | LV |  | - | 2026-04-18 | 2026-04-04 | 0 | WEIDMULLER MIDDLE EAST (FZE) | To update Promised Delivery Date
6100K018 | Batha : SWITCHGEAR - BATHA | SWGR | ROH | 1YAB5355ATC0001 | Base Terminal Plug for Alrm & VT 2.5mm | 364 | 364 | 0 | 6100K025 | PO-SEP-8750-[14] | PO | 2025-12-31 | LV |  | - | 2026-04-18 | 2026-04-04 | 0 | WEIDMULLER MIDDLE EAST (FZE) | To update Promised Delivery Date
6100K018 | Batha : SWITCHGEAR - BATHA | SWGR | ROH | 1YAB5355CBA0000 | FEM8T6 End Sections Grey 1SNA215266R0100 | 375 | 375 | 0 | 6100K025 | PO-SEP-8833-[16] | PO | 2025-10-23 | LV |  | - | 2026-04-18 | 2026-04-04 | 0 | Al Suhaili Trading And Development
6100K018 | Batha : SWITCHGEAR - BATHA | SWGR | ROH | 1YAB5355CEA0000 | FEMR8 End Sections Grey 1SNA116987R0200 | 500 | 500 | 0 | 6100K025 | PO-SEP-8833-[20] | PO | 2025-10-23 | LV |  | - | 2026-04-18 | 2026-04-04 | 0 | Al Suhaili Trading And Development
6100K018 | Batha : SWITCHGEAR - BATHA | SWGR | ROH | 1YAB5355CFA0000 | FEM6 End Sections Grey - 1SNA118368R1600 | 250 | 250 | 0 | 6100K025 | PO-SEP-8833-[22] | PO | 2025-10-23 | LV |  | - | 2026-04-18 | 2026-04-04 | 0 | Al Suhaili Trading And Development
6100K018 | Batha : SWITCHGEAR - BATHA | SWGR | ROH | 1YAB5355CMC0000 | Terminal End Plate 1848360000-Wiedmuller | 100 | 100 | 0 | 6100K025 | PO-SEP-8750-[26] | PO | 2025-12-31 | LV |  | - | 2026-04-18 | 2026-04-04 | 0 | WEIDMULLER MIDDLE EAST (FZE) | To update Promised Delivery Date
6100K018 | Batha : SWITCHGEAR - BATHA | SWGR | ROH | 1YAB5355CPC0000 | Terminal End Plate 1816110000-Wiedmuller | 100 | 100 | 0 | 6100KDP01 | PO-SEP-8518-[5] | PO | 2025-12-31 | LV |  | - | 2026-04-18 | 2026-04-04 | 0 | WEIDMULLER MIDDLE EAST (FZE) | To update Promised Delivery Date
6100K018 | Batha : SWITCHGEAR - BATHA | SWGR | ROH | 1YAB5355CTC0000 | Terminal End Plate 1816070000-Wiedmuller | 52 | 52 | 0 | 6100KDP01 | PO-SEP-8518-[6] | PO | 2025-12-31 | LV |  | - | 2026-04-18 | 2026-04-04 | 0 | WEIDMULLER MIDDLE EAST (FZE) | To update Promised Delivery Date
6100K018 | Batha : SWITCHGEAR - BATHA | SWGR | ROH | 1YAB5355CXB0000 | End Clamp, E/UK - 1201442 | 1250 | 950 | 300 | 6100KDP01 | PO-SEP-8572-[4] | PO | 2025-12-15 | LV |  | - | 2026-04-18 | 2026-04-04 | 0 | Phoenix Contact Trading LLC | AL Azyziyah 6100KDP01, Supply of Electrical Components – 1st Lot for SWGR under Dummy Project 6100KDP01 – Al Azyziyah Project (SEC Scope).
6100K018 | Batha : SWITCHGEAR - BATHA | SWGR | ROH | 1YAB5355CXB0000 | End Clamp, E/UK - 1201442 | 300 | 300 | 0 | 6100K021 | PO-SEP-8792-[14] | PO | 2025-12-20 | LV |  | - | 2026-04-18 | 2026-04-04 | 0 | Phoenix Contact Trading LLC | PHOENIX ITEMS FOR MV SWGR- 6100K025 DMM AZYZIYAH SWGR SS / 6100K021 AL RAYAN SS SWGR /6100K020 Mahar SS SWGR
6100K018 | Batha : SWITCHGEAR - BATHA | SWGR | ROH | 1YAB5355DFA0000 | RC610-VerticalMarking 1SNA233060R0400 | 225 | 225 | 0 | 6100K025 | PO-SEP-8833-[25] | PO | 2025-10-23 | LV |  | - | 2026-04-18 | 2026-04-04 | 0 | Al Suhaili Trading And Development
6100K018 | Batha : SWITCHGEAR - BATHA | SWGR | ROH | 1YAB5355DXC0000 | 460660001 DEK 5 FSZ 1-10 Z-Terminal 1-10 | 10100 | 10100 | 0 | 6100K021 | PO-SEP-8750-[1] | PO | 2025-12-31 | LV |  | - | 2026-04-18 | 2026-04-04 | 0 | WEIDMULLER MIDDLE EAST (FZE) | To update Promised Delivery Date
6100K018 | Batha : SWITCHGEAR - BATHA | SWGR | ROH | 1YAB5355EEA0000 | JUMPER BAR "BJS8" 20 Poles | 50 | 50 | 0 | 6100K025 | PO-SEP-8833-[29] | PO | 2025-10-23 | LV |  | - | 2026-04-18 | 2026-04-04 | 0 | Al Suhaili Trading And Development
6100K018 | Batha : SWITCHGEAR - BATHA | SWGR | ROH | 1YAB5355EFA0000 | PC61-CombTypeJumprBar10 1SNA163311R2200 | 100 | 100 | 0 | 6100K025 | PO-SEP-8833-[33] | PO | 2025-10-23 | LV |  | - | 2026-04-18 | 2026-04-04 | 0 | Al Suhaili Trading And Development
6100K018 | Batha : SWITCHGEAR - BATHA | SWGR | ROH | 1YAB5355GPC0000 | 2Pole cross connectn.plugable-1693800000 | 200 | 200 | 0 | 6100K025 | PO-SEP-8750-[29] | PO | 2025-12-31 | LV |  | - | 2026-04-18 | 2026-04-04 | 0 | WEIDMULLER MIDDLE EAST (FZE) | To update Promised Delivery Date
6100K018 | Batha : SWITCHGEAR - BATHA | SWGR | ROH | 1YAB5355HAB0001 | Zack Strip-Vertical(11-20)- 1053027:0011 | 300 | 0 | 300 | PR Required | - | PR |  | LV |  | - | 2026-04-18 | 2026-04-04 | 0
6100K018 | Batha : SWITCHGEAR - BATHA | SWGR | ROH | 1YAB5355HAB0002 | Zack Strip-Vertical Labeled(21-30) | 200 | 200 | 0 | 6100K023 | PO-SEP-8518-[30] | PO | 2025-12-31 | LV |  | - | 2026-04-18 | 2026-04-04 | 0 | WEIDMULLER MIDDLE EAST (FZE) | To update Promised Delivery Date
6100K018 | Batha : SWITCHGEAR - BATHA | SWGR | ROH | 1YAB5355JMC0000 | 10Pole Plug 4mm-1855070000-DC looping | 150 | 150 | 0 | 6100KDP01 | PO-SEP-8518-[10] | PO | 2025-12-31 | LV |  | - | 2026-04-18 | 2026-04-04 | 0 | WEIDMULLER MIDDLE EAST (FZE) | To update Promised Delivery Date
6100K018 | Batha : SWITCHGEAR - BATHA | SWGR | ROH | 1YAB5355JPC0000 | 6Pole Plug 2.5mm-1815240000-Cont-loop | 100 | 100 | 0 | 6100KDP01 | PO-SEP-8518-[11] | PO | 2025-12-31 | LV |  | - | 2026-04-18 | 2026-04-04 | 0 | WEIDMULLER MIDDLE EAST (FZE) | To update Promised Delivery Date
6100K018 | Batha : SWITCHGEAR - BATHA | SWGR | ROH | 1YAB5355JTC0000 | 10Pole Plug 2.5mm-1815280000-Cont-loop | 104 | 104 | 0 | 6100KDP01 | PO-SEP-8518-[12] | PO | 2025-12-31 | LV |  | - | 2026-04-18 | 2026-04-04 | 0 | WEIDMULLER MIDDLE EAST (FZE) | To update Promised Delivery Date
6100K018 | Batha : SWITCHGEAR - BATHA | SWGR | ROH | 1YAB5355KMC0000 | Locking element 185525000 for ZT4/4AN/2 | 300 | 300 | 0 | 6100KDP01 | PO-SEP-8518-[13] | PO | 2025-12-31 | LV |  | - | 2026-04-18 | 2026-04-04 | 0 | WEIDMULLER MIDDLE EAST (FZE) | To update Promised Delivery Date
6100K018 | Batha : SWITCHGEAR - BATHA | SWGR | ROH | 1YAB5355KPC0000 | Locking ele. 1816130000 for ZT2.5/4AN/2 | 152 | 152 | 0 | 6100KDP01 | PO-SEP-8518-[14] | PO | 2025-12-31 | LV |  | - | 2026-04-18 | 2026-04-04 | 0 | WEIDMULLER MIDDLE EAST (FZE) | To update Promised Delivery Date
6100K018 | Batha : SWITCHGEAR - BATHA | SWGR | ROH | 1YAB5355LMC0000 | Coding element 1856860000 - ZT4/4AN/2 | 200 | 200 | 0 | 6100KDP01 | PO-SEP-8518-[15] | PO | 2025-12-31 | LV |  | - | 2026-04-18 | 2026-04-04 | 0 | WEIDMULLER MIDDLE EAST (FZE) | To update Promised Delivery Date
6100K018 | Batha : SWITCHGEAR - BATHA | SWGR | ROH | 1YAB5355LPC0000 | Coding element 1816150000 | 204 | 204 | 0 | 6100KDP01 | PO-SEP-8518-[16] | PO | 2025-12-31 | LV |  | - | 2026-04-18 | 2026-04-04 | 0 | WEIDMULLER MIDDLE EAST (FZE) | To update Promised Delivery Date
6100K018 | Batha : SWITCHGEAR - BATHA | SWGR | ROH | 1YAB5355MPC0000 | Strain Relief Wied mulpart # 1816140000 | 152 | 152 | 0 | 6100KDP01 | PO-SEP-8518-[17] | PO | 2025-12-31 | LV |  | - | 2026-04-18 | 2026-04-04 | 0 | WEIDMULLER MIDDLE EAST (FZE) | To update Promised Delivery Date
6100K018 | Batha : SWITCHGEAR - BATHA | SWGR | ROH | 1YAB5355ZAB0000 | Insertion Bridge, EB 10-OTTA6 - 0790420 | 300 | 300 | 0 | 6100KDP01 | PO-SEP-8572-[8] | PO | 2025-12-15 | LV |  | - | 2026-04-18 | 2026-04-04 | 0 | Phoenix Contact Trading LLC | AL Azyziyah 6100KDP01, Supply of Electrical Components – 1st Lot for SWGR under Dummy Project 6100KDP01 – Al Azyziyah Project (SEC Scope).
6100K018 | Batha : SWITCHGEAR - BATHA | SWGR | ROH | 1YAB539500002004 | ZS1 CIRCUIT BREAKER TROLLEY | 2 | 2 | 0 | 606PD013 | PO-SEP-8734-[10] | PO | 2025-12-15 | B |  | - | 2026-04-18 | 2026-04-04 | 0 | XIAMEN YUTU International Trading Co. Ltd | 606PD013 // Material for New Supplier
6100K018 | Batha : SWITCHGEAR - BATHA | SWGR | ROH | 1YAB60050819P0103 | Braided HARNESS TUBE (D40) | 375 | 375 | 0 | 6100K025 | PO-SEP-8834-[5] | PO | 2025-10-23 | LV |  | - | 2026-04-18 | 2026-04-04 | 0 | Dalian Jinda Industry Co.,Ltd
6100K018 | Batha : SWITCHGEAR - BATHA | SWGR | ROH | 1YAB60050819P0106 | Braided HARNESS TUBE (D30) | 500 | 500 | 0 | 6100K025 | PO-SEP-8834-[8] | PO | 2025-10-23 | LV |  | - | 2026-04-18 | 2026-04-04 | 0 | Dalian Jinda Industry Co.,Ltd
6100K018 | Batha : SWITCHGEAR - BATHA | SWGR | ROH | 1YAB60050819P0107 | Braided HARNESS TUBE (D20) | 250 | 250 | 0 | 6100K025 | PO-SEP-8834-[11] | PO | 2025-10-23 | LV |  | - | 2026-04-18 | 2026-04-04 | 0 | Dalian Jinda Industry Co.,Ltd
6100K018 | Batha : SWITCHGEAR - BATHA | SWGR | ROH | 1YAZ21500101 | SILICON SEALANT GE1200 CLEAR MADE IN USA | 102 | 102 | 0 | 6100KDP01 | PO-SEP-8388-[35] | PO | 2025-10-30 | C&D |  | - | 2026-04-18 | 2026-04-04 | 0 | Saeed Aziz Alsomali Trading Est | 6100K023Halfmoon SWGR Project, All Electrical Components (ABB, Hitachi & Bulk) to Supply of MV 13.8 kV SWGR For Halfmoon 115/13.8kv SS
6100K018 | Batha : SWITCHGEAR - BATHA | SWGR | ROH | 28192 | SCREW NYLON (POLIAM T21900 / 8X25) | 228 | 123 | 105 | 6100KDP01 | PO-SEP-8378-[271] | PO | 2025-11-17 | C&D |  | - | 2026-04-18 | 2026-04-04 | 0 | China Star (Dalian) Industry Co., Ltd. | 6100K023 – PR for Supply of MV 13.8 kV Switchgear (SWGR) for Halfmoon 115/13.8 kV Substation (SS). This PR covers 1st lot of mechanical bulk materials required for the SWGR SS, i
6100K018 | Batha : SWITCHGEAR - BATHA | SWGR | ROH | 28192 | SCREW NYLON (POLIAM T21900 / 8X25) | 105 | 66 | 39 | 6100KDP01 | PO-SEP-6812-[51] | PO | 2025-12-31 | C&D |  | - | 2026-04-18 | 2026-04-04 | 0 | China Star (Dalian) Industry Co., Ltd. | 6100KDP01 // PP-12 (Mechanical Parts) for 07 Panels with Accessories
6100K018 | Batha : SWITCHGEAR - BATHA | SWGR | ROH | 28192 | SCREW NYLON (POLIAM T21900 / 8X25) | 39 | 0 | 39 | PR Required | - | PR |  | C&D |  | - | 2026-04-18 | 2026-04-04 | 0
6100K018 | Batha : SWITCHGEAR - BATHA | SWGR | ROH | 28373 | LOCK NUT ACC TO T21192/M2.5x0.45 | 50 | 14 | 36 | 6100KDP01 | PO-SEP-6812-[74] | PO | 2025-08-31 | C&D |  | - | 2026-04-18 | 2026-04-04 | 0 | China Star (Dalian) Industry Co., Ltd. | 6100KDP01 // PP-12 (Mechanical Parts) for 07 Panels with Accessories
6100K018 | Batha : SWITCHGEAR - BATHA | SWGR | ROH | 28373 | LOCK NUT ACC TO T21192/M2.5x0.45 | 36 | 36 | 0 | 6100KDP01 | PO-SEP-8647-[9] | PO | 2025-10-30 | C&D |  | - | 2026-04-18 | 2026-04-04 | 0 | Mattssons Fasteners AB
6100K018 | Batha : SWITCHGEAR - BATHA | SWGR | ROH | 28452 | FLEXIBLE SPIROID PINS T22513/3X26 | 6 | 2 | 4 | 6100KDP01 | PO-SEP-8385-[223] | PO | 2025-10-05 | C&D |  | - | 2026-04-18 | 2026-04-04 | 0 | Easy China (Xiamen) Trading Co, Ltd. | To update Promised Delivery Date
6100K018 | Batha : SWITCHGEAR - BATHA | SWGR | ROH | 28452 | FLEXIBLE SPIROID PINS T22513/3X26 | 4 | 0 | 4 | PR Required | - | PR |  | C&D |  | - | 2026-04-18 | 2026-04-04 | 0
6100K018 | Batha : SWITCHGEAR - BATHA | SWGR | ROH | 28627 | Rivet NUT ACC T21098/M6 (countersunk) | 304 | 246 | 58 | 6100KDP01 | PO-SEP-8645-[3] | PO | 2025-10-30 | C&D |  | - | 2026-04-18 | 2026-04-04 | 0 | Saeed Aziz Alsomali Trading Est
6100K018 | Batha : SWITCHGEAR - BATHA | SWGR | ROH | 28627 | Rivet NUT ACC T21098/M6 (countersunk) | 58 | 0 | 58 | PR Required | - | PR |  | C&D |  | - | 2026-04-18 | 2026-04-04 | 0
6100K018 | Batha : SWITCHGEAR - BATHA | SWGR | ROH | 29823 | TOMMY HEAD SCREW ACC. T21010/M2.5x20 | 50 | 50 | 0 | 6100KDP01 | PO-SEP-8647-[8] | PO | 2025-10-30 | C&D |  | - | 2026-04-18 | 2026-04-04 | 0 | Mattssons Fasteners AB
6100K018 | Batha : SWITCHGEAR - BATHA | SWGR | ROH | 2CSM258163R0721 | M1363-L | 1 | 1 | 0 | 6100KDP01 | PO-SEP-8388-[28] | PO | 2025-10-30 | LV |  | - | 2026-04-18 | 2026-04-04 | 0 | Saeed Aziz Alsomali Trading Est | 6100K023Halfmoon SWGR Project, All Electrical Components (ABB, Hitachi & Bulk) to Supply of MV 13.8 kV SWGR For Halfmoon 115/13.8kv SS
6100K018 | Batha : SWITCHGEAR - BATHA | SWGR | ROH | 2TRE123451P0001 | 3 PIN SOCKET SWITCH,13A,250V,BSRDP-I | 2 | 2 | 0 | 6100K025 | PO-SEP-8836-[5] | PO | 2025-10-23 | LV |  | - | 2026-04-18 | 2026-04-04 | 0 | Saeed Aziz Alsomali Trading Est
6100K018 | Batha : SWITCHGEAR - BATHA | SWGR | ROH | 3WKA014480P0004 | RETAINING_WASHER_DIN6799_6-SPST/A3K | 24 | 19 | 5 | 6100KDP01 | PO-SEP-8385-[289] | PO | 2025-10-05 | C&D |  | - | 2026-04-18 | 2026-04-04 | 0 | Easy China (Xiamen) Trading Co, Ltd. | To update Promised Delivery Date
6100K018 | Batha : SWITCHGEAR - BATHA | SWGR | ROH | 3WKA014480P0004 | RETAINING_WASHER_DIN6799_6-SPST/A3K | 5 | 0 | 5 | PR Required | - | PR |  | C&D |  | - | 2026-04-18 | 2026-04-04 | 0
6100K018 | Batha : SWITCHGEAR - BATHA | SWGR | ROH | 3WKA014480P0007 | RETAINING_WASHER_DIN6799_9-SPST/A3K | 48 | 42 | 6 | 6100KDP01 | PO-SEP-8378-[355] | PO | 2025-11-17 | C&D |  | - | 2026-04-18 | 2026-04-04 | 0 | China Star (Dalian) Industry Co., Ltd. | 6100K023 – PR for Supply of MV 13.8 kV Switchgear (SWGR) for Halfmoon 115/13.8 kV Substation (SS). This PR covers 1st lot of mechanical bulk materials required for the SWGR SS, i
6100K018 | Batha : SWITCHGEAR - BATHA | SWGR | ROH | 3WKA014480P0007 | RETAINING_WASHER_DIN6799_9-SPST/A3K | 6 | 6 | 0 | 6100KDP01 | PO-SEP-6812-[57] | PO | 2025-12-31 | C&D |  | - | 2026-04-18 | 2026-04-04 | 0 | China Star (Dalian) Industry Co., Ltd. | 6100KDP01 // PP-12 (Mechanical Parts) for 07 Panels with Accessories
6100K018 | Batha : SWITCHGEAR - BATHA | SWGR | ROH | 3WKA014538P0012 | SPIRAL_PIN_ISO8748_4X20-ST/BK | 48 | 28 | 20 | 6100K023 | PO-SEP-8385-[1] | PO | 2025-09-21 | C&D |  | - | 2026-04-18 | 2026-04-04 | 0 | Easy China (Xiamen) Trading Co, Ltd. | To update Promised Delivery Date
6100K018 | Batha : SWITCHGEAR - BATHA | SWGR | ROH | 3WKA014538P0012 | SPIRAL_PIN_ISO8748_4X20-ST/BK | 20 | 20 | 0 | 6100KDP01 | PO-SEP-8385-[182] | PO | 2025-10-05 | C&D |  | - | 2026-04-18 | 2026-04-04 | 0 | Easy China (Xiamen) Trading Co, Ltd. | To update Promised Delivery Date
6100K018 | Batha : SWITCHGEAR - BATHA | SWGR | ROH | 4CE7000583P0101 | PIN | 30 | 5 | 25 | 6100KDP01 | PO-SEP-8680-[5] | PO | 2025-11-17 | C&D |  | - | 2026-04-18 | 2026-04-04 | 0 | ALAM AL NIMA TRADING EST
6100K018 | Batha : SWITCHGEAR - BATHA | SWGR | ROH | 4CE7000583P0101 | PIN | 25 | 6 | 19 | 6100KDP01 | PO-SEP-6812-[61] | PO | 2025-12-31 | C&D |  | - | 2026-04-18 | 2026-04-04 | 0 | China Star (Dalian) Industry Co., Ltd. | 6100KDP01 // PP-12 (Mechanical Parts) for 07 Panels with Accessories
6100K018 | Batha : SWITCHGEAR - BATHA | SWGR | ROH | 4CE7000583P0101 | PIN | 19 | 0 | 19 | PR Required | - | PR |  | C&D |  | - | 2026-04-18 | 2026-04-04 | 0
6100K018 | Batha : SWITCHGEAR - BATHA | SWGR | ROH | 500214111 | WASHER T22001/6.8X18 | 25 | 12 | 13 | 6100KDP01 | PO-SEP-8378-[277] | PO | 2025-11-17 | C&D |  | - | 2026-04-18 | 2026-04-04 | 0 | China Star (Dalian) Industry Co., Ltd. | 6100K023 – PR for Supply of MV 13.8 kV Switchgear (SWGR) for Halfmoon 115/13.8 kV Substation (SS). This PR covers 1st lot of mechanical bulk materials required for the SWGR SS, i
6100K018 | Batha : SWITCHGEAR - BATHA | SWGR | ROH | 500214111 | WASHER T22001/6.8X18 | 13 | 7 | 6 | 6100KDP01 | PO-SEP-6812-[15] | PO | 2025-12-31 | C&D |  | - | 2026-04-18 | 2026-04-04 | 0 | China Star (Dalian) Industry Co., Ltd. | 6100KDP01 // PP-12 (Mechanical Parts) for 07 Panels with Accessories
6100K018 | Batha : SWITCHGEAR - BATHA | SWGR | ROH | 500214111 | WASHER T22001/6.8X18 | 6 | 0 | 6 | PR Required | - | PR |  | C&D |  | - | 2026-04-18 | 2026-04-04 | 0
6100K018 | Batha : SWITCHGEAR - BATHA | SWGR | ROH | 500673075 | PIN T22681/8X54,5-5 | 88 | 72 | 16 | 6100KDP01 | PO-SEP-8387-[34] | PO | 2025-11-30 | C&D |  | - | 2026-04-18 | 2026-04-04 | 0 | Fujian Sanxing Electric Co., Ltd | 6100K023 – PR for Supply of MV 13.8 kV Switchgear (SWGR) for Halfmoon 115/13.8 kV Substation (SS). This PR covers 1st lot of mechanical bulk materials required for the SWGR SS, i
6100K018 | Batha : SWITCHGEAR - BATHA | SWGR | ROH | 500673075 | PIN T22681/8X54,5-5 | 16 | 0 | 16 | PR Required | - | PR |  | C&D |  | - | 2026-04-18 | 2026-04-04 | 0
6100K018 | Batha : SWITCHGEAR - BATHA | SWGR | ROH | 5022 643 | COVER PROFILE, AP3 | 40 | 40 | 0 | 6100KDP01 | PO-SEP-8572-[9] | PO | 2025-12-15 | LV |  | - | 2026-04-18 | 2026-04-04 | 0 | Phoenix Contact Trading LLC | AL Azyziyah 6100KDP01, Supply of Electrical Components – 1st Lot for SWGR under Dummy Project 6100KDP01 – Al Azyziyah Project (SEC Scope).
6100K018 | Batha : SWITCHGEAR - BATHA | SWGR | ROH | 5022 656 | COVER PROFILE SUPPORT, AP3-TU | 625 | 625 | 0 | 6100KDP01 | PO-SEP-8572-[10] | PO | 2025-12-15 | LV |  | - | 2026-04-18 | 2026-04-04 | 0 | Phoenix Contact Trading LLC | AL Azyziyah 6100KDP01, Supply of Electrical Components – 1st Lot for SWGR under Dummy Project 6100KDP01 – Al Azyziyah Project (SEC Scope).
6100K018 | Batha : SWITCHGEAR - BATHA | SWGR | ROH | 5217 708-3 | M.CONTACT/HAN-E16M/09330162601 | 2 | 1 | 1 | 6100KDP01 | PO-SEP-8368-[12] | PO | 2025-11-30 | C&D |  | - | 2026-04-18 | 2026-04-04 | 0 | OPTIMAL CONNECTIVITY LLC | 6100K023Halfmoon SWGR Project, All Electrical Components (ABB, Hitachi & Bulk) to Supply of MV 13.8 kV SWGR For Halfmoon 115/13.8kv SS
6100K018 | Batha : SWITCHGEAR - BATHA | SWGR | ROH | 5217 708-3 | M.CONTACT/HAN-E16M/09330162601 | 1 | 0 | 1 | PR Required | - | PR |  | C&D |  | - | 2026-04-18 | 2026-04-04 | 0
6100K018 | Batha : SWITCHGEAR - BATHA | SWGR | ROH | 5217 708-7 | F.CONTACT/HAN-E16F/09330162701 | 2 | 1 | 1 | 6100KDP01 | PO-SEP-8368-[8] | PO | 2025-11-30 | C&D |  | - | 2026-04-18 | 2026-04-04 | 0 | OPTIMAL CONNECTIVITY LLC | 6100K023Halfmoon SWGR Project, All Electrical Components (ABB, Hitachi & Bulk) to Supply of MV 13.8 kV SWGR For Halfmoon 115/13.8kv SS
6100K018 | Batha : SWITCHGEAR - BATHA | SWGR | ROH | 5217 708-7 | F.CONTACT/HAN-E16F/09330162701 | 1 | 0 | 1 | PR Required | - | PR |  | C&D |  | - | 2026-04-18 | 2026-04-04 | 0
6100K018 | Batha : SWITCHGEAR - BATHA | SWGR | ROH | 564093/001 | BLOCK FOUNDATION - ZINK COATED | 100 | 100 | 0 | 6100KDP01 | PO-SEP-8629-[22] | PO | 2025-10-30 | LAX |  | - | 2026-04-18 | 2026-04-04 | 0 | FLY METALTECH TRADING CO.
6100K018 | Batha : SWITCHGEAR - BATHA | SWGR | ROH | 565937/001 | LEAF SPRING 499355009 | 6 | 6 | 0 | free_stock | PR-SEP-0023653-[35] | PR |  | C&D |  | - | 2026-04-18 | 2026-04-04 | 0
6100K018 | Batha : SWITCHGEAR - BATHA | SWGR | ROH | 593502001 | BUSHING | 9 | 9 | 0 | 6100K023 | PO-SEP-8385-[28] | PO | 2025-09-21 | C&D |  | - | 2026-04-18 | 2026-04-04 | 0 | Easy China (Xiamen) Trading Co, Ltd. | To update Promised Delivery Date
6100K018 | Batha : SWITCHGEAR - BATHA | SWGR | ROH | 593503001 | ROLLER | 30 | 10 | 20 | 6100KDP01 | PO-SEP-8387-[35] | PO | 2025-11-30 | C&D |  | - | 2026-04-18 | 2026-04-04 | 0 | Fujian Sanxing Electric Co., Ltd | 6100K023 – PR for Supply of MV 13.8 kV Switchgear (SWGR) for Halfmoon 115/13.8 kV Substation (SS). This PR covers 1st lot of mechanical bulk materials required for the SWGR SS, i
6100K018 | Batha : SWITCHGEAR - BATHA | SWGR | ROH | 593503001 | ROLLER | 20 | 0 | 20 | PR Required | - | PR |  | C&D |  | - | 2026-04-18 | 2026-04-04 | 0
6100K018 | Batha : SWITCHGEAR - BATHA | SWGR | ROH | 593509/001 | COMPRESSION SPRING | 70 | 16 | 54 | 6100KDP01 | PO-SEP-8483-[4] | PO | 2025-12-31 | C&D |  | - | 2026-04-18 | 2026-04-04 | 0 | AB KOMPONENTY s.r.o. | 6100K023 – PR for Supply of
6100K018 | Batha : SWITCHGEAR - BATHA | SWGR | ROH | 593509/001 | COMPRESSION SPRING | 54 | 0 | 54 | PR Required | - | PR |  | C&D |  | - | 2026-04-18 | 2026-04-04 | 0
6100K018 | Batha : SWITCHGEAR - BATHA | SWGR | ROH | 9ABA450060P0004 | NUT_ISO7040_M6-8/A3K | 24 | 13 | 11 | 6100KDP01 | PO-SEP-8680-[6] | PO | 2025-11-17 | C&D |  | - | 2026-04-18 | 2026-04-04 | 0 | ALAM AL NIMA TRADING EST
6100K018 | Batha : SWITCHGEAR - BATHA | SWGR | ROH | 9ABA450060P0004 | NUT_ISO7040_M6-8/A3K | 11 | 6 | 5 | 6100KDP01 | PO-SEP-6812-[63] | PO | 2025-12-31 | C&D |  | - | 2026-04-18 | 2026-04-04 | 0 | China Star (Dalian) Industry Co., Ltd. | 6100KDP01 // PP-12 (Mechanical Parts) for 07 Panels with Accessories
6100K018 | Batha : SWITCHGEAR - BATHA | SWGR | ROH | 9ABA450060P0004 | NUT_ISO7040_M6-8/A3K | 5 | 0 | 5 | PR Required | - | PR |  | C&D |  | - | 2026-04-18 | 2026-04-04 | 0
6100K018 | Batha : SWITCHGEAR - BATHA | SWGR | ROH | 9ABA450060P0005 | NUT_ISO7040_M8-8/A3K | 50 | 42 | 8 | 6100KDP01 | PO-SEP-8378-[183] | PO | 2025-11-17 | C&D |  | - | 2026-04-18 | 2026-04-04 | 0 | China Star (Dalian) Industry Co., Ltd. | 6100K023 – PR for Supply of MV 13.8 kV Switchgear (SWGR) for Halfmoon 115/13.8 kV Substation (SS). This PR covers 1st lot of mechanical bulk materials required for the SWGR SS, i
6100K018 | Batha : SWITCHGEAR - BATHA | SWGR | ROH | 9ABA450060P0005 | NUT_ISO7040_M8-8/A3K | 8 | 0 | 8 | PR Required | - | PR |  | C&D |  | - | 2026-04-18 | 2026-04-04 | 0
6100K018 | Batha : SWITCHGEAR - BATHA | SWGR | ROH | 9ADJ100023P0357 | BLIND_RIVET_ISO15979_6,4x16-ST/ST | 100 | 48 | 52 | 6100KDP01 | PO-SEP-8378-[204] | PO | 2025-11-17 | C&D |  | - | 2026-04-18 | 2026-04-04 | 0 | China Star (Dalian) Industry Co., Ltd. | 6100K023 – PR for Supply of MV 13.8 kV Switchgear (SWGR) for Halfmoon 115/13.8 kV Substation (SS). This PR covers 1st lot of mechanical bulk materials required for the SWGR SS, i
6100K018 | Batha : SWITCHGEAR - BATHA | SWGR | ROH | 9ADJ100023P0357 | BLIND_RIVET_ISO15979_6,4x16-ST/ST | 52 | 28 | 24 | 6100KDP01 | PO-SEP-6812-[131] | PO | 2025-12-31 | C&D |  | - | 2026-04-18 | 2026-04-04 | 0 | China Star (Dalian) Industry Co., Ltd. | 6100KDP01 // PP-12 (Mechanical Parts) for 07 Panels with Accessories
6100K018 | Batha : SWITCHGEAR - BATHA | SWGR | ROH | 9ADJ100023P0357 | BLIND_RIVET_ISO15979_6,4x16-ST/ST | 24 | 0 | 24 | PR Required | - | PR |  | C&D |  | - | 2026-04-18 | 2026-04-04 | 0
6100K018 | Batha : SWITCHGEAR - BATHA | SWGR | HALB | ACCESSORIES | Common additional accessories ( Shutter Lifting truck Parts, Extension Plug 5M) | 1 | 0 | 1 | PR Required | - | PR |  | LAX |  | - | 2026-04-18 | 2026-04-04 | 0
6100K018 | Batha : SWITCHGEAR - BATHA | SWGR | ROH | AE 11342 2100-1 | GLASS,220X350X8.8, GCE8000436P0101 | 28 | 28 | 0 | 6100K023 | PO-SEP-8385-[81] | PO | 2025-09-21 | C&D |  | - | 2026-04-18 | 2026-04-04 | 0 | Easy China (Xiamen) Trading Co, Ltd. | To update Promised Delivery Date
6100K018 | Batha : SWITCHGEAR - BATHA | SWGR | ROH | AE 11342 2100-10 | ANCHOR NUT M10X65 (DOWEL) | 80 | 30 | 50 | 6100KDP01 | PO-SEP-8680-[51] | PO | 2025-10-12 | LAX |  | - | 2026-04-18 | 2026-04-04 | 0 | ALAM AL NIMA TRADING EST
6100K018 | Batha : SWITCHGEAR - BATHA | SWGR | ROH | AE 11342 2100-10 | ANCHOR NUT M10X65 (DOWEL) | 50 | 0 | 50 | PR Required | - | PR |  | LAX |  | - | 2026-04-18 | 2026-04-04 | 0
6100K018 | Batha : SWITCHGEAR - BATHA | SWGR | ROH | AE 2093 7000-5 | RAYCHEM SHRINKABLE TUBE, BPTM 100/40-A/U | 52.84 | 52.84 | 0 | 6100KDP01 | PO-SEP-8393-[5] | PO | 2025-11-03 | C&D |  | - | 2026-04-18 | 2026-04-04 | 0 | Saudi Electrical Supply Co Sesco | 6100K023 – PR for Supply of MV 13.8 kV Switchgear (SWGR) for Halfmoon 115/13.8 kV Substation (SS). This PR covers 1st lot of mechanical bulk materials required for the SWGR SS, i
6100K018 | Batha : SWITCHGEAR - BATHA | SWGR | ROH | AE 2093 7000-6N | RAYCHEM SHRINKABLE TUBE, BPTM 120/50-A/U | 24.43 | 24.43 | 0 | 6100KDP01 | PO-SEP-8393-[4] | PO | 2025-11-03 | C&D |  | - | 2026-04-18 | 2026-04-04 | 0 | Saudi Electrical Supply Co Sesco | 6100K023 – PR for Supply of MV 13.8 kV Switchgear (SWGR) for Halfmoon 115/13.8 kV Substation (SS). This PR covers 1st lot of mechanical bulk materials required for the SWGR SS, i
6100K018 | Batha : SWITCHGEAR - BATHA | SWGR | ROH | AE 2636 4000-001 | INSULATION SLEEVE,6MMDIA. | 405 | 405 | 0 | 6100K025 | PO-SEP-8836-[12] | PO | 2025-10-23 | LV |  | - | 2026-04-18 | 2026-04-04 | 0 | Saeed Aziz Alsomali Trading Est
6100K018 | Batha : SWITCHGEAR - BATHA | SWGR | ROH | AE 2636 4000-002 | ADHESIVE MOUNTING BASE | 375 | 375 | 0 | 6100K025 | PO-SEP-8836-[13] | PO | 2025-10-23 | LV |  | - | 2026-04-18 | 2026-04-04 | 0 | Saeed Aziz Alsomali Trading Est
6100K018 | Batha : SWITCHGEAR - BATHA | SWGR | ROH | AE 2941 2000-1 | STIKER "ON" (WHITE LETTER RED BACKGRND) | 24 | 24 | 0 | 6100KDP01 | PO-SEP-8379-[46] | PO | 2025-10-30 | C&D |  | - | 2026-04-18 | 2026-04-04 | 0 | Azm and Tumooh Trading Establishment | 6100K023 – PR for Supply of MV 13.8 kV Switchgear (SWGR) for Halfmoon 115/13.8 kV Substation (SS). This PR covers 1st lot of mechanical bulk materials required for the SWGR SS, i
6100K018 | Batha : SWITCHGEAR - BATHA | SWGR | ROH | AE 2941 2000-2 | STICKER "OFF" (WHITE LETTER GREEN B/G) | 24 | 24 | 0 | 6100KDP01 | PO-SEP-8379-[27] | PO | 2025-10-30 | C&D |  | - | 2026-04-18 | 2026-04-04 | 0 | Azm and Tumooh Trading Establishment | 6100K023 – PR for Supply of MV 13.8 kV Switchgear (SWGR) for Halfmoon 115/13.8 kV Substation (SS). This PR covers 1st lot of mechanical bulk materials required for the SWGR SS, i
6100K018 | Batha : SWITCHGEAR - BATHA | SWGR | ROH | AE 2941 2000-24 | STICKER "DANGER" (ENGLISH/ARABIC)) | 50 | 50 | 0 | 6100KDP01 | PO-SEP-8379-[26] | PO | 2025-10-30 | C&D |  | - | 2026-04-18 | 2026-04-04 | 0 | Azm and Tumooh Trading Establishment | 6100K023 – PR for Supply of MV 13.8 kV Switchgear (SWGR) for Halfmoon 115/13.8 kV Substation (SS). This PR covers 1st lot of mechanical bulk materials required for the SWGR SS, i
6100K018 | Batha : SWITCHGEAR - BATHA | SWGR | ROH | AE2000-1865-02 | YELLOW TUBE, INNER DIA. 5.0MM (4.0 WIRE) | 375 | 0 | 375 | PR Required | - | PR |  | LV |  | - | 2026-04-18 | 2026-04-04 | 0
6100K018 | Batha : SWITCHGEAR - BATHA | SWGR | ROH | AE2000-1865-04 | BLACK TUBE, INNER DIA. 4.0MM (2.5 WIRE) | 250 | 250 | 0 | 6100KDP01 | PO-SEP-8667-[3] | PO | 2025-11-03 | LV |  | - | 2026-04-18 | 2026-04-04 | 0 | Sana For Electric And Telephone Co
6100K018 | Batha : SWITCHGEAR - BATHA | SWGR | ROH | AE2000-1865-05 | RED TUBE, INNER DIA. 5.0MM (4.0 WIRE) | 250 | 180 | 70 | 6100K023 | PO-SEP-8667-[10] | PO | 2025-11-03 | LV |  | - | 2026-04-18 | 2026-04-04 | 0 | Sana For Electric And Telephone Co
6100K018 | Batha : SWITCHGEAR - BATHA | SWGR | ROH | AE2000-1865-05 | RED TUBE, INNER DIA. 5.0MM (4.0 WIRE) | 70 | 60 | 10 | 6100KDP01 | PO-SEP-8667-[4] | PO | 2025-11-03 | LV |  | - | 2026-04-18 | 2026-04-04 | 0 | Sana For Electric And Telephone Co
6100K018 | Batha : SWITCHGEAR - BATHA | SWGR | ROH | AE2000-1865-05 | RED TUBE, INNER DIA. 5.0MM (4.0 WIRE) | 10 | 0 | 10 | PR Required | - | PR |  | LV |  | - | 2026-04-18 | 2026-04-04 | 0
6100K018 | Batha : SWITCHGEAR - BATHA | SWGR | ROH | AE2000-1865-13 | BLACK TUBE, INNER DIA. 3.5MM (1.5 WIRE) | 250 | 250 | 0 | 6100KDP01 | PO-SEP-8667-[14] | PO | 2025-11-03 | LV |  | - | 2026-04-18 | 2026-04-04 | 0 | Sana For Electric And Telephone Co
6100K018 | Batha : SWITCHGEAR - BATHA | SWGR | ROH | AE2000-2150-06 | SELF STICK RUBBER FOAM | 32.5 | 32.5 | 0 | 6100K023 | PO-SEP-8835-[4] | PO | 2025-09-18 | LV |  | - | 2026-04-18 | 2026-04-04 | 0 | EMKA Beschlagteile Middle East FZE
6100K018 | Batha : SWITCHGEAR - BATHA | SWGR | ROH | AE2000-2166-03 | TIE WRAP/PLT4I-C0/371MM | 500 | 500 | 0 | free_stock | PR-SEP-0023832-[153] | PR |  | LV |  | - | 2026-04-18 | 2026-04-04 | 0
6100K018 | Batha : SWITCHGEAR - BATHA | SWGR | ROH | AE2000-6884-01 | EQUIPMENT FRAME CLAMP | 150 | 150 | 0 | 6100K025 | PO-SEP-8834-[15] | PO | 2025-10-23 | LV |  | - | 2026-04-18 | 2026-04-04 | 0 | Dalian Jinda Industry Co.,Ltd
6100K018 | Batha : SWITCHGEAR - BATHA | SWGR | ROH | AE2001-1903-01 | EDGE PROTECTION (RUBBER) | 24.8 | 24.8 | 0 | 6100KDP01 | PO-SEP-8384-[3] | PO | 2025-11-30 | C&D |  | - | 2026-04-18 | 2026-04-04 | 0 | DIRAK MIDDLE EAST FZE | 6100K023 – PR for Supply of MV 13.8 kV Switchgear (SWGR) for Halfmoon 115/13.8 kV Substation (SS). This PR covers 1st lot of mechanical bulk materials required for the SWGR SS, i
6100K018 | Batha : SWITCHGEAR - BATHA | SWGR | ROH | AE2522-2000-01 | HOOD HAN-E16,09300161520 | 2 | 1 | 1 | 6100KDP01 | PO-SEP-8368-[11] | PO | 2025-11-30 | C&D |  | - | 2026-04-18 | 2026-04-04 | 0 | OPTIMAL CONNECTIVITY LLC | 6100K023Halfmoon SWGR Project, All Electrical Components (ABB, Hitachi & Bulk) to Supply of MV 13.8 kV SWGR For Halfmoon 115/13.8kv SS
6100K018 | Batha : SWITCHGEAR - BATHA | SWGR | ROH | AE2522-2000-01 | HOOD HAN-E16,09300161520 | 1 | 0 | 1 | PR Required | - | PR |  | C&D |  | - | 2026-04-18 | 2026-04-04 | 0
6100K018 | Batha : SWITCHGEAR - BATHA | SWGR | ROH | AE2522-2000-02 | HOUSING, 0930016-0301, HAN-E16 (West/South) | 5 | 3 | 2 | 6100KDP01 | PO-SEP-8368-[9] | PO | 2025-11-30 | LV |  | - | 2026-04-18 | 2026-04-04 | 0 | OPTIMAL CONNECTIVITY LLC | 6100K023Halfmoon SWGR Project, All Electrical Components (ABB, Hitachi & Bulk) to Supply of MV 13.8 kV SWGR For Halfmoon 115/13.8kv SS
6100K018 | Batha : SWITCHGEAR - BATHA | SWGR | ROH | AE2522-2000-02 | HOUSING, 0930016-0301, HAN-E16 (West/South) | 2 | 1 | 1 | 6100KDP01 | PO-SEP-8368-[7] | PO | 2025-11-30 | LV |  | - | 2026-04-18 | 2026-04-04 | 0 | OPTIMAL CONNECTIVITY LLC | 6100K023Halfmoon SWGR Project, All Electrical Components (ABB, Hitachi & Bulk) to Supply of MV 13.8 kV SWGR For Halfmoon 115/13.8kv SS
6100K018 | Batha : SWITCHGEAR - BATHA | SWGR | ROH | AE2522-2000-02 | HOUSING, 0930016-0301, HAN-E16 (West/South) | 1 | 1 | 0 | 6100K021 | PO-SEP-8754-[1] | PO | 2025-12-15 | LV |  | - | 2026-04-18 | 2026-04-04 | 0 | OPTIMAL CONNECTIVITY LLC | 6100K021 AL RAYAN SS SWGR Electrical Componentes Order.
6100K018 | Batha : SWITCHGEAR - BATHA | SWGR | ROH | AE2632-2000-13 | LOCKING PIN RELAY BOX | 25 | 25 | 0 | 6100KDP01 | PO-SEP-8484-[4] | PO | 2025-11-30 | LV |  | - | 2026-04-18 | 2026-04-04 | 0 | AL NAKHEEL GREEN STEEL WORKS | 6100K023 – PR for Supply of
6100K018 | Batha : SWITCHGEAR - BATHA | SWGR | ROH | AE2632-2000-33 | Spring for Door Combiflex | 0.5 | 0.5 | 0 | 6100K025 | PO-SEP-8836-[17] | PO | 2025-10-23 | LV |  | - | 2026-04-18 | 2026-04-04 | 0 | Saeed Aziz Alsomali Trading Est
6100K018 | Batha : SWITCHGEAR - BATHA | SWGR | ROH | AE2632-2000-AAP | BOX ASSEMBLY 60C, RHGX 20 (PAINT RAL) | 25 | 25 | 0 | 6100K025 | PO-SEP-8831-[1] | PO | 2025-10-23 | LV |  | - | 2026-04-18 | 2026-04-04 | 0 | First Telecom Industries
6100K018 | Batha : SWITCHGEAR - BATHA | SWGR | ROH | AE5380-2000-04 | END COVER D-OTTA6 - 790417 | 1500 | 1500 | 0 | 6100KDP01 | PO-SEP-8572-[11] | PO | 2025-12-15 | LV |  | - | 2026-04-18 | 2026-04-04 | 0 | Phoenix Contact Trading LLC | AL Azyziyah 6100KDP01, Supply of Electrical Components – 1st Lot for SWGR under Dummy Project 6100KDP01 – Al Azyziyah Project (SEC Scope).
6100K018 | Batha : SWITCHGEAR - BATHA | SWGR | ROH | AE5849-2100-013 | CASTER WHEEL 100X30-50 (LOCKABLE) | 8 | 0 | 8 | PR Required | - | PR |  | C&D |  | - | 2026-04-18 | 2026-04-04 | 0
6100K018 | Batha : SWITCHGEAR - BATHA | SWGR | ROH | AE8004633P0101 | ANGLE LEFT ( POLY )(GCE8004633P0101) | 2 | 0 | 2 | PR Required | - | PR |  | C&D |  | - | 2026-04-18 | 2026-04-04 | 0
6100K018 | Batha : SWITCHGEAR - BATHA | SWGR | ROH | AE8004633P0102 | ANGLE RIGHT ( POLY ) (GCE8004633P0102) | 2 | 0 | 2 | PR Required | - | PR |  | C&D |  | - | 2026-04-18 | 2026-04-04 | 0
6100K018 | Batha : SWITCHGEAR - BATHA | SWGR | ROH | AE8004633P0111 | ANGLE LEFT ( POLY ) (GCE8004633P0111) | 2 | 0 | 2 | PR Required | - | PR |  | C&D |  | - | 2026-04-18 | 2026-04-04 | 0
6100K018 | Batha : SWITCHGEAR - BATHA | SWGR | ROH | AE8004633P0112 | ANGLE RIGHT ( POLY ) (GCE8004633P0112) | 2 | 0 | 2 | PR Required | - | PR |  | C&D |  | - | 2026-04-18 | 2026-04-04 | 0
6100K018 | Batha : SWITCHGEAR - BATHA | SWGR | ROH | AL-FOIL-A4-PLAIN | Aluminum Foil-A4size Plain-Self Adhesive | 25 | 25 | 0 | 6100K021 | PO-SEP-8724-[5] | PO | 2025-10-27 | LV |  | - | 2026-04-18 | 2026-04-04 | 0 | Azm and Tumooh Trading Establishment | Al Azizyah Project SS 6100KDP01 Mechanical Bulk Lot 5.
6100K018 | Batha : SWITCHGEAR - BATHA | SWGR | ROH | BM0145-1373-ASYP | STEP LADDER SCECO CENTRAL (STANDARD) | 1 | 1 | 0 | 6100K023 | PO-SEP-8816-[2] | PO | 2025-09-21 | LAX |  | - | 2026-04-18 | 2026-04-04 | 0 | AL RAZIQIYAH COMPANY FOR METAL INDUSTRIES
6100K018 | Batha : SWITCHGEAR - BATHA | SWGR | ROH | CDX7005632R1A | EARTHING CONTACT COMPLETE | 46 | 44 | 2 | 6100KDP01 | PO-SEP-8387-[27] | PO | 2025-11-30 | C&D |  | - | 2026-04-18 | 2026-04-04 | 0 | Fujian Sanxing Electric Co., Ltd | 6100K023 – PR for Supply of MV 13.8 kV Switchgear (SWGR) for Halfmoon 115/13.8 kV Substation (SS). This PR covers 1st lot of mechanical bulk materials required for the SWGR SS, i
6100K018 | Batha : SWITCHGEAR - BATHA | SWGR | ROH | CDX7005632R1A | EARTHING CONTACT COMPLETE | 2 | 0 | 2 | PR Required | - | PR |  | C&D |  | - | 2026-04-18 | 2026-04-04 | 0
6100K018 | Batha : SWITCHGEAR - BATHA | SWGR | ROH | CDXN010061R1103 | HANDLE COMPLETE | 25 | 21 | 4 | 6100KDP01 | PO-SEP-8387-[31] | PO | 2025-11-30 | C&D |  | - | 2026-04-18 | 2026-04-04 | 0 | Fujian Sanxing Electric Co., Ltd | 6100K023 – PR for Supply of MV 13.8 kV Switchgear (SWGR) for Halfmoon 115/13.8 kV Substation (SS). This PR covers 1st lot of mechanical bulk materials required for the SWGR SS, i
6100K018 | Batha : SWITCHGEAR - BATHA | SWGR | ROH | CDXN010061R1103 | HANDLE COMPLETE | 4 | 0 | 4 | PR Required | - | PR |  | C&D |  | - | 2026-04-18 | 2026-04-04 | 0
6100K018 | Batha : SWITCHGEAR - BATHA | SWGR | ROH | DMS 1854 1917-1 | SEALING, 24 X 3mm (SUPERLON) | 172.8 | 172.8 | 0 | 6100KDP01 | PO-SEP-8392-[3] | PO | 2025-11-30 | C&D |  | - | 2026-04-18 | 2026-04-04 | 0 | Saeed Aziz Alsomali Trading Est | 6100K023 – PR for Supply of MV 13.8 kV Switchgear (SWGR) for Halfmoon 115/13.8 kV Substation (SS). This PR covers 1st lot of mechanical bulk materials required for the SWGR SS, i
6100K018 | Batha : SWITCHGEAR - BATHA | SWGR | ROH | DMS 2121 2016-233 | BOLT HEX HEAD M5X30 | 8 | 0 | 8 | PR Required | - | PR |  | C&D |  | - | 2026-04-18 | 2026-04-04 | 0
6100K018 | Batha : SWITCHGEAR - BATHA | SWGR | ROH | DMS 2121 2016-256 | BOLT HEX HEAD M6X12 | 50 | 40 | 10 | 6100KDP01 | PO-SEP-8378-[212] | PO | 2025-11-17 | C&D |  | - | 2026-04-18 | 2026-04-04 | 0 | China Star (Dalian) Industry Co., Ltd. | 6100K023 – PR for Supply of MV 13.8 kV Switchgear (SWGR) for Halfmoon 115/13.8 kV Substation (SS). This PR covers 1st lot of mechanical bulk materials required for the SWGR SS, i
6100K018 | Batha : SWITCHGEAR - BATHA | SWGR | ROH | DMS 2121 2016-256 | BOLT HEX HEAD M6X12 | 10 | 10 | 0 | 6100KDP01 | PO-SEP-6812-[121] | PO | 2025-12-31 | C&D |  | - | 2026-04-18 | 2026-04-04 | 0 | China Star (Dalian) Industry Co., Ltd. | 6100KDP01 // PP-12 (Mechanical Parts) for 07 Panels with Accessories
6100K018 | Batha : SWITCHGEAR - BATHA | SWGR | ROH | DMS 2121 2016-263 | BOLT HEX HEAD M6X30 | 24 | 24 | 0 | 6100KDP01 | PO-SEP-8378-[185] | PO | 2025-11-17 | C&D |  | - | 2026-04-18 | 2026-04-04 | 0 | China Star (Dalian) Industry Co., Ltd. | 6100K023 – PR for Supply of MV 13.8 kV Switchgear (SWGR) for Halfmoon 115/13.8 kV Substation (SS). This PR covers 1st lot of mechanical bulk materials required for the SWGR SS, i
6100K018 | Batha : SWITCHGEAR - BATHA | SWGR | ROH | DMS 2121 2016-419 | BOLT HEX HEAD M8X45 | 2 | 2 | 0 | 6100KDP01 | PO-SEP-6812-[119] | PO | 2025-12-31 | C&D |  | - | 2026-04-18 | 2026-04-04 | 0 | China Star (Dalian) Industry Co., Ltd. | 6100KDP01 // PP-12 (Mechanical Parts) for 07 Panels with Accessories
6100K018 | Batha : SWITCHGEAR - BATHA | SWGR | ROH | DMS 2121 2016-493 | BOLT HEX HEAD M10X30 | 240 | 240 | 0 | 6100KDP01 | PO-SEP-8378-[306] | PO | 2025-11-17 | C&D |  | - | 2026-04-18 | 2026-04-04 | 0 | China Star (Dalian) Industry Co., Ltd. | 6100K023 – PR for Supply of MV 13.8 kV Switchgear (SWGR) for Halfmoon 115/13.8 kV Substation (SS). This PR covers 1st lot of mechanical bulk materials required for the SWGR SS, i
6100K018 | Batha : SWITCHGEAR - BATHA | SWGR | ROH | DMS 2121 2016-494 | BOLT HEX HEAD M10X35 | 6 | 6 | 0 | 6100KDP01 | PO-SEP-8378-[247] | PO | 2025-11-17 | C&D |  | - | 2026-04-18 | 2026-04-04 | 0 | China Star (Dalian) Industry Co., Ltd. | 6100K023 – PR for Supply of MV 13.8 kV Switchgear (SWGR) for Halfmoon 115/13.8 kV Substation (SS). This PR covers 1st lot of mechanical bulk materials required for the SWGR SS, i
6100K018 | Batha : SWITCHGEAR - BATHA | SWGR | ROH | DMS 2121 2016-496 | BOLT HEX HEAD M10X45 | 60 | 60 | 0 | 6100KDP01 | PO-SEP-8378-[339] | PO | 2025-11-17 | C&D |  | - | 2026-04-18 | 2026-04-04 | 0 | China Star (Dalian) Industry Co., Ltd. | 6100K023 – PR for Supply of MV 13.8 kV Switchgear (SWGR) for Halfmoon 115/13.8 kV Substation (SS). This PR covers 1st lot of mechanical bulk materials required for the SWGR SS, i
6100K018 | Batha : SWITCHGEAR - BATHA | SWGR | ROH | DMS 2121 2016-508 | BOLT HEX HEAD M10X130 | 8 | 8 | 0 | 6100KDP01 | PO-SEP-6812-[128] | PO | 2025-08-31 | C&D |  | - | 2026-04-18 | 2026-04-04 | 0 | China Star (Dalian) Industry Co., Ltd. | 6100KDP01 // PP-12 (Mechanical Parts) for 07 Panels with Accessories
6100K018 | Batha : SWITCHGEAR - BATHA | SWGR | ROH | DMS 2121 2016-658 | BOLT HEX HEAD M20X40 | 69 | 69 | 0 | 6100KDP01 | PO-SEP-8378-[169] | PO | 2025-11-17 | C&D |  | - | 2026-04-18 | 2026-04-04 | 0 | China Star (Dalian) Industry Co., Ltd. | 6100K023 – PR for Supply of MV 13.8 kV Switchgear (SWGR) for Halfmoon 115/13.8 kV Substation (SS). This PR covers 1st lot of mechanical bulk materials required for the SWGR SS, i
6100K018 | Batha : SWITCHGEAR - BATHA | SWGR | ROH | DMS 2121 2016-659 | BOLT HEX HEAD M20X45 | 30 | 18 | 12 | 6100KDP01 | PO-SEP-8378-[205] | PO | 2025-11-17 | C&D |  | - | 2026-04-18 | 2026-04-04 | 0 | China Star (Dalian) Industry Co., Ltd. | 6100K023 – PR for Supply of MV 13.8 kV Switchgear (SWGR) for Halfmoon 115/13.8 kV Substation (SS). This PR covers 1st lot of mechanical bulk materials required for the SWGR SS, i
6100K018 | Batha : SWITCHGEAR - BATHA | SWGR | ROH | DMS 2121 2016-659 | BOLT HEX HEAD M20X45 | 12 | 6 | 6 | 6100KDP01 | PO-SEP-6812-[123] | PO | 2025-12-31 | C&D |  | - | 2026-04-18 | 2026-04-04 | 0 | China Star (Dalian) Industry Co., Ltd. | 6100KDP01 // PP-12 (Mechanical Parts) for 07 Panels with Accessories
6100K018 | Batha : SWITCHGEAR - BATHA | SWGR | ROH | DMS 2121 2016-659 | BOLT HEX HEAD M20X45 | 6 | 0 | 6 | PR Required | - | PR |  | C&D |  | - | 2026-04-18 | 2026-04-04 | 0
6100K018 | Batha : SWITCHGEAR - BATHA | SWGR | ROH | DMS 2121 2016-660 | BOLT HEX HEAD M20X50 | 9 | 6 | 3 | 6100KDP01 | PO-SEP-6812-[122] | PO | 2025-08-31 | C&D |  | - | 2026-04-18 | 2026-04-04 | 0 | China Star (Dalian) Industry Co., Ltd. | 6100KDP01 // PP-12 (Mechanical Parts) for 07 Panels with Accessories
6100K018 | Batha : SWITCHGEAR - BATHA | SWGR | ROH | DMS 2121 2016-660 | BOLT HEX HEAD M20X50 | 3 | 3 | 0 | 6100KDP01 | PO-SEP-8378-[340] | PO | 2025-11-17 | C&D |  | - | 2026-04-18 | 2026-04-04 | 0 | China Star (Dalian) Industry Co., Ltd. | 6100K023 – PR for Supply of MV 13.8 kV Switchgear (SWGR) for Halfmoon 115/13.8 kV Substation (SS). This PR covers 1st lot of mechanical bulk materials required for the SWGR SS, i
6100K018 | Batha : SWITCHGEAR - BATHA | SWGR | ROH | DMS 2121 2016-666 | BOLT HEX HEAD M20X90 | 18 | 12 | 6 | 6100KDP01 | PO-SEP-8378-[201] | PO | 2025-11-17 | C&D |  | - | 2026-04-18 | 2026-04-04 | 0 | China Star (Dalian) Industry Co., Ltd. | 6100K023 – PR for Supply of MV 13.8 kV Switchgear (SWGR) for Halfmoon 115/13.8 kV Substation (SS). This PR covers 1st lot of mechanical bulk materials required for the SWGR SS, i
6100K018 | Batha : SWITCHGEAR - BATHA | SWGR | ROH | DMS 2121 2016-666 | BOLT HEX HEAD M20X90 | 6 | 0 | 6 | PR Required | - | PR |  | C&D |  | - | 2026-04-18 | 2026-04-04 | 0
6100K018 | Batha : SWITCHGEAR - BATHA | SWGR | ROH | DMS 2121 2452-293 | SCREW CROSS REC.HEAD M4X16 | 8 | 0 | 8 | PR Required | - | PR |  | C&D |  | - | 2026-04-18 | 2026-04-04 | 0
6100K018 | Batha : SWITCHGEAR - BATHA | SWGR | ROH | DMS 2121 2464-364 | SCREW SELF TAPPING TORX M6X10 | 1469 | 1378 | 91 | 6100KDP01 | PO-SEP-8680-[9] | PO | 2025-11-17 | C&D |  | - | 2026-04-18 | 2026-04-04 | 0 | ALAM AL NIMA TRADING EST
6100K018 | Batha : SWITCHGEAR - BATHA | SWGR | ROH | DMS 2121 2464-364 | SCREW SELF TAPPING TORX M6X10 | 91 | 16 | 75 | 6100KDP01 | PO-SEP-8680-[2] | PO | 2025-11-17 | C&D |  | - | 2026-04-18 | 2026-04-04 | 0 | ALAM AL NIMA TRADING EST
6100K018 | Batha : SWITCHGEAR - BATHA | SWGR | ROH | DMS 2121 2464-364 | SCREW SELF TAPPING TORX M6X10 | 75 | 75 | 0 | 6100KDP01 | PO-SEP-6812-[49] | PO | 2025-12-31 | C&D |  | - | 2026-04-18 | 2026-04-04 | 0 | China Star (Dalian) Industry Co., Ltd. | 6100KDP01 // PP-12 (Mechanical Parts) for 07 Panels with Accessories
6100K018 | Batha : SWITCHGEAR - BATHA | SWGR | ROH | DMS 2121 2467-368 | SCREW SELF TAPPING TORX M6 X 16 | 108 | 108 | 0 | 6100KDP01 | PO-SEP-8378-[194] | PO | 2025-11-17 | C&D |  | - | 2026-04-18 | 2026-04-04 | 0 | China Star (Dalian) Industry Co., Ltd. | 6100K023 – PR for Supply of MV 13.8 kV Switchgear (SWGR) for Halfmoon 115/13.8 kV Substation (SS). This PR covers 1st lot of mechanical bulk materials required for the SWGR SS, i
6100K018 | Batha : SWITCHGEAR - BATHA | SWGR | ROH | DMS 2121 2519-291 | BOLT SOCKET CAP HEAD M4X12 | 28 | 0 | 28 | PR Required | - | PR |  | C&D |  | - | 2026-04-18 | 2026-04-04 | 0
6100K018 | Batha : SWITCHGEAR - BATHA | SWGR | ROH | DMS 2121 2519-293 | BOLT SOCKET HEAD M4X16 | 4 | 4 | 0 | 6100KDP01 | PO-SEP-8680-[47] | PO | 2025-10-19 | C&D |  | - | 2026-04-18 | 2026-04-04 | 0 | ALAM AL NIMA TRADING EST
6100K018 | Batha : SWITCHGEAR - BATHA | SWGR | ROH | DMS 2121 2519-299 | BOLT SOCKET CAP HEAD M4X30 | 8 | 8 | 0 | 6100KDP01 | PO-SEP-8168-[203] | PO | 2025-10-30 | C&D |  | - | 2026-04-18 | 2026-04-04 | 0 | China Star (Dalian) Industry Co., Ltd. | 6100K022 // Mechanical Bulk Components,
6100K018 | Batha : SWITCHGEAR - BATHA | SWGR | ROH | DMS 2121 2519-325 | BOLT SOCKET CAP M5X10 | 12 | 12 | 0 | 6100KDP01 | PO-SEP-8378-[186] | PO | 2025-11-17 | C&D |  | - | 2026-04-18 | 2026-04-04 | 0 | China Star (Dalian) Industry Co., Ltd. | 6100K023 – PR for Supply of MV 13.8 kV Switchgear (SWGR) for Halfmoon 115/13.8 kV Substation (SS). This PR covers 1st lot of mechanical bulk materials required for the SWGR SS, i
6100K018 | Batha : SWITCHGEAR - BATHA | SWGR | ROH | DMS 2121 2519-333 | BOLT SOCKET CAP HEAD M5X25 | 6 | 2 | 4 | 6100KDP01 | PO-SEP-8378-[308] | PO | 2025-11-17 | C&D |  | - | 2026-04-18 | 2026-04-04 | 0 | China Star (Dalian) Industry Co., Ltd. | 6100K023 – PR for Supply of MV 13.8 kV Switchgear (SWGR) for Halfmoon 115/13.8 kV Substation (SS). This PR covers 1st lot of mechanical bulk materials required for the SWGR SS, i
6100K018 | Batha : SWITCHGEAR - BATHA | SWGR | ROH | DMS 2121 2519-333 | BOLT SOCKET CAP HEAD M5X25 | 4 | 1 | 3 | 6100K023 | PO-SEP-8378-[151] | PO | 2025-11-17 | C&D |  | - | 2026-04-18 | 2026-04-04 | 0 | China Star (Dalian) Industry Co., Ltd. | 6100K023 – PR for Supply of MV 13.8 kV Switchgear (SWGR) for Halfmoon 115/13.8 kV Substation (SS). This PR covers 1st lot of mechanical bulk materials required for the SWGR SS, i
6100K018 | Batha : SWITCHGEAR - BATHA | SWGR | ROH | DMS 2121 2519-333 | BOLT SOCKET CAP HEAD M5X25 | 3 | 3 | 0 | 6100KDP01 | PO-SEP-6812-[107] | PO | 2025-12-31 | C&D |  | - | 2026-04-18 | 2026-04-04 | 0 | China Star (Dalian) Industry Co., Ltd. | 6100KDP01 // PP-12 (Mechanical Parts) for 07 Panels with Accessories
6100K018 | Batha : SWITCHGEAR - BATHA | SWGR | ROH | DMS 2121 2519-371 | BOLT SOCKET CAP M6X20 | 6 | 2 | 4 | 6100KDP01 | PO-SEP-8378-[246] | PO | 2025-11-17 | C&D |  | - | 2026-04-18 | 2026-04-04 | 0 | China Star (Dalian) Industry Co., Ltd. | 6100K023 – PR for Supply of MV 13.8 kV Switchgear (SWGR) for Halfmoon 115/13.8 kV Substation (SS). This PR covers 1st lot of mechanical bulk materials required for the SWGR SS, i
6100K018 | Batha : SWITCHGEAR - BATHA | SWGR | ROH | DMS 2121 2519-371 | BOLT SOCKET CAP M6X20 | 4 | 4 | 0 | 6100KDP01 | PO-SEP-6812-[95] | PO | 2025-12-31 | C&D |  | - | 2026-04-18 | 2026-04-04 | 0 | China Star (Dalian) Industry Co., Ltd. | 6100KDP01 // PP-12 (Mechanical Parts) for 07 Panels with Accessories
6100K018 | Batha : SWITCHGEAR - BATHA | SWGR | ROH | DMS 2121 2519-372 | BOLT SOCKET CAP M6X25 | 2 | 0 | 2 | PR Required | - | PR |  | C&D |  | - | 2026-04-18 | 2026-04-04 | 0
6100K018 | Batha : SWITCHGEAR - BATHA | SWGR | ROH | DMS 2121 2519-430 | BOLT SOCKET CAP HEAD M6X50 | 6 | 6 | 0 | 6100KDP01 | PO-SEP-8168-[212] | PO | 2025-10-30 | C&D |  | - | 2026-04-18 | 2026-04-04 | 0 | China Star (Dalian) Industry Co., Ltd. | 6100K022 // Mechanical Bulk Components,
6100K018 | Batha : SWITCHGEAR - BATHA | SWGR | ROH | DMS 2121 2519-449 | BOLT SOCKET CAP HEAD M8X16 | 132 | 24 | 108 | 6100KDP01 | PO-SEP-8378-[252] | PO | 2025-11-17 | C&D |  | - | 2026-04-18 | 2026-04-04 | 0 | China Star (Dalian) Industry Co., Ltd. | 6100K023 – PR for Supply of MV 13.8 kV Switchgear (SWGR) for Halfmoon 115/13.8 kV Substation (SS). This PR covers 1st lot of mechanical bulk materials required for the SWGR SS, i
6100K018 | Batha : SWITCHGEAR - BATHA | SWGR | ROH | DMS 2121 2519-449 | BOLT SOCKET CAP HEAD M8X16 | 108 | 1 | 107 | 6100KDP01 | PO-SEP-6812-[105] | PO | 2025-12-31 | C&D |  | - | 2026-04-18 | 2026-04-04 | 0 | China Star (Dalian) Industry Co., Ltd. | 6100KDP01 // PP-12 (Mechanical Parts) for 07 Panels with Accessories
6100K018 | Batha : SWITCHGEAR - BATHA | SWGR | ROH | DMS 2121 2519-449 | BOLT SOCKET CAP HEAD M8X16 | 107 | 0 | 107 | PR Required | - | PR |  | C&D |  | - | 2026-04-18 | 2026-04-04 | 0
6100K018 | Batha : SWITCHGEAR - BATHA | SWGR | ROH | DMS 2121 2519-451 | BOLT SOCKET CAP M8X20 | 1875 | 1558 | 317 | 6100KDP01 | PO-SEP-8378-[164] | PO | 2025-11-17 | C&D |  | - | 2026-04-18 | 2026-04-04 | 0 | China Star (Dalian) Industry Co., Ltd. | 6100K023 – PR for Supply of MV 13.8 kV Switchgear (SWGR) for Halfmoon 115/13.8 kV Substation (SS). This PR covers 1st lot of mechanical bulk materials required for the SWGR SS, i
6100K018 | Batha : SWITCHGEAR - BATHA | SWGR | ROH | DMS 2121 2519-451 | BOLT SOCKET CAP M8X20 | 317 | 32 | 285 | 6100KDP01 | PO-SEP-8378-[309] | PO | 2025-11-17 | C&D |  | - | 2026-04-18 | 2026-04-04 | 0 | China Star (Dalian) Industry Co., Ltd. | 6100K023 – PR for Supply of MV 13.8 kV Switchgear (SWGR) for Halfmoon 115/13.8 kV Substation (SS). This PR covers 1st lot of mechanical bulk materials required for the SWGR SS, i
6100K018 | Batha : SWITCHGEAR - BATHA | SWGR | ROH | DMS 2121 2519-451 | BOLT SOCKET CAP M8X20 | 285 | 285 | 0 | 6100KDP01 | PO-SEP-6812-[93] | PO | 2025-12-31 | C&D |  | - | 2026-04-18 | 2026-04-04 | 0 | China Star (Dalian) Industry Co., Ltd. | 6100KDP01 // PP-12 (Mechanical Parts) for 07 Panels with Accessories
6100K018 | Batha : SWITCHGEAR - BATHA | SWGR | ROH | DMS 2121 2519-453 | BOLT SOCKET CAP HEAD M8X25 | 1012 | 1012 | 0 | 6100KDP01 | PO-SEP-8378-[310] | PO | 2025-11-17 | C&D |  | - | 2026-04-18 | 2026-04-04 | 0 | China Star (Dalian) Industry Co., Ltd. | 6100K023 – PR for Supply of MV 13.8 kV Switchgear (SWGR) for Halfmoon 115/13.8 kV Substation (SS). This PR covers 1st lot of mechanical bulk materials required for the SWGR SS, i
6100K018 | Batha : SWITCHGEAR - BATHA | SWGR | ROH | DMS 2121 2519-455 | BOLT SOCKET CAP HEAD M8X30 | 628 | 567 | 61 | 6100KDP01 | PO-SEP-8378-[180] | PO | 2025-11-17 | C&D |  | - | 2026-04-18 | 2026-04-04 | 0 | China Star (Dalian) Industry Co., Ltd. | 6100K023 – PR for Supply of MV 13.8 kV Switchgear (SWGR) for Halfmoon 115/13.8 kV Substation (SS). This PR covers 1st lot of mechanical bulk materials required for the SWGR SS, i
6100K018 | Batha : SWITCHGEAR - BATHA | SWGR | ROH | DMS 2121 2519-455 | BOLT SOCKET CAP HEAD M8X30 | 61 | 61 | 0 | 6100KDP01 | PO-SEP-8378-[311] | PO | 2025-11-17 | C&D |  | - | 2026-04-18 | 2026-04-04 | 0 | China Star (Dalian) Industry Co., Ltd. | 6100K023 – PR for Supply of MV 13.8 kV Switchgear (SWGR) for Halfmoon 115/13.8 kV Substation (SS). This PR covers 1st lot of mechanical bulk materials required for the SWGR SS, i
6100K018 | Batha : SWITCHGEAR - BATHA | SWGR | ROH | DMS 2121 2519-457 | BOLT SOCKET CAP M8X35 | 4 | 4 | 0 | 6100KDP01 | PO-SEP-6812-[92] | PO | 2025-08-31 | C&D |  | - | 2026-04-18 | 2026-04-04 | 0 | China Star (Dalian) Industry Co., Ltd. | 6100KDP01 // PP-12 (Mechanical Parts) for 07 Panels with Accessories
6100K018 | Batha : SWITCHGEAR - BATHA | SWGR | ROH | DMS 2121 2519-461 | BOLT SOCKET CAP HEAD M8X50 | 48 | 48 | 0 | 6100KDP01 | PO-SEP-8680-[17] | PO | 2025-11-17 | C&D |  | - | 2026-04-18 | 2026-04-04 | 0 | ALAM AL NIMA TRADING EST
6100K018 | Batha : SWITCHGEAR - BATHA | SWGR | ROH | DMS 2121 2519-465 | BOLT SOCKET CAP HEAD M8X70 | 75 | 63 | 12 | 6100KDP01 | PO-SEP-8378-[214] | PO | 2025-11-17 | C&D |  | - | 2026-04-18 | 2026-04-04 | 0 | China Star (Dalian) Industry Co., Ltd. | 6100K023 – PR for Supply of MV 13.8 kV Switchgear (SWGR) for Halfmoon 115/13.8 kV Substation (SS). This PR covers 1st lot of mechanical bulk materials required for the SWGR SS, i
6100K018 | Batha : SWITCHGEAR - BATHA | SWGR | ROH | DMS 2121 2519-465 | BOLT SOCKET CAP HEAD M8X70 | 12 | 12 | 0 | 6100KDP01 | PO-SEP-6812-[101] | PO | 2025-12-31 | C&D |  | - | 2026-04-18 | 2026-04-04 | 0 | China Star (Dalian) Industry Co., Ltd. | 6100KDP01 // PP-12 (Mechanical Parts) for 07 Panels with Accessories
6100K018 | Batha : SWITCHGEAR - BATHA | SWGR | ROH | DMS 2121 2519-491 | BOLT SOCKET CAP HEAD M10X20 | 162 | 132 | 30 | 6100KDP01 | PO-SEP-8378-[215] | PO | 2025-11-17 | C&D |  | - | 2026-04-18 | 2026-04-04 | 0 | China Star (Dalian) Industry Co., Ltd. | 6100K023 – PR for Supply of MV 13.8 kV Switchgear (SWGR) for Halfmoon 115/13.8 kV Substation (SS). This PR covers 1st lot of mechanical bulk materials required for the SWGR SS, i
6100K018 | Batha : SWITCHGEAR - BATHA | SWGR | ROH | DMS 2121 2519-491 | BOLT SOCKET CAP HEAD M10X20 | 30 | 30 | 0 | 6100KDP01 | PO-SEP-6812-[117] | PO | 2025-12-31 | C&D |  | - | 2026-04-18 | 2026-04-04 | 0 | China Star (Dalian) Industry Co., Ltd. | 6100KDP01 // PP-12 (Mechanical Parts) for 07 Panels with Accessories
6100K018 | Batha : SWITCHGEAR - BATHA | SWGR | ROH | DMS 2121 2519-493 | BOLT SOCKET CAP M10X25 | 941 | 941 | 0 | 6100KDP01 | PO-SEP-8378-[182] | PO | 2025-11-17 | C&D |  | - | 2026-04-18 | 2026-04-04 | 0 | China Star (Dalian) Industry Co., Ltd. | 6100K023 – PR for Supply of MV 13.8 kV Switchgear (SWGR) for Halfmoon 115/13.8 kV Substation (SS). This PR covers 1st lot of mechanical bulk materials required for the SWGR SS, i
6100K018 | Batha : SWITCHGEAR - BATHA | SWGR | ROH | DMS 2121 2519-495 | BOLT SOCKET CAP HEAD M10X30 | 208 | 188 | 20 | 6100KDP01 | PO-SEP-8378-[167] | PO | 2025-11-17 | C&D |  | - | 2026-04-18 | 2026-04-04 | 0 | China Star (Dalian) Industry Co., Ltd. | 6100K023 – PR for Supply of MV 13.8 kV Switchgear (SWGR) for Halfmoon 115/13.8 kV Substation (SS). This PR covers 1st lot of mechanical bulk materials required for the SWGR SS, i
6100K018 | Batha : SWITCHGEAR - BATHA | SWGR | ROH | DMS 2121 2519-495 | BOLT SOCKET CAP HEAD M10X30 | 20 | 0 | 20 | PR Required | - | PR |  | C&D |  | - | 2026-04-18 | 2026-04-04 | 0
6100K018 | Batha : SWITCHGEAR - BATHA | SWGR | ROH | DMS 2121 2519-497 | BOLT SOCKET CAP HEAD M10X35 | 377 | 334 | 43 | 6100KDP01 | PO-SEP-8378-[173] | PO | 2025-11-17 | C&D |  | - | 2026-04-18 | 2026-04-04 | 0 | China Star (Dalian) Industry Co., Ltd. | 6100K023 – PR for Supply of MV 13.8 kV Switchgear (SWGR) for Halfmoon 115/13.8 kV Substation (SS). This PR covers 1st lot of mechanical bulk materials required for the SWGR SS, i
6100K018 | Batha : SWITCHGEAR - BATHA | SWGR | ROH | DMS 2121 2519-497 | BOLT SOCKET CAP HEAD M10X35 | 43 | 43 | 0 | 6100KDP01 | PO-SEP-6812-[115] | PO | 2025-12-31 | C&D |  | - | 2026-04-18 | 2026-04-04 | 0 | China Star (Dalian) Industry Co., Ltd. | 6100KDP01 // PP-12 (Mechanical Parts) for 07 Panels with Accessories
6100K018 | Batha : SWITCHGEAR - BATHA | SWGR | ROH | DMS 2121 2519-499 | BOLT SOCKET CAP HEAD M10X40 | 27 | 27 | 0 | 6100KDP01 | PO-SEP-6812-[114] | PO | 2025-08-31 | C&D |  | - | 2026-04-18 | 2026-04-04 | 0 | China Star (Dalian) Industry Co., Ltd. | 6100KDP01 // PP-12 (Mechanical Parts) for 07 Panels with Accessories
6100K018 | Batha : SWITCHGEAR - BATHA | SWGR | ROH | DMS 2121 2519-500 | BOLT SOCKET CAP HEAD M10X45 | 378 | 342 | 36 | 6100KDP01 | PO-SEP-8378-[203] | PO | 2025-11-17 | C&D |  | - | 2026-04-18 | 2026-04-04 | 0 | China Star (Dalian) Industry Co., Ltd. | 6100K023 – PR for Supply of MV 13.8 kV Switchgear (SWGR) for Halfmoon 115/13.8 kV Substation (SS). This PR covers 1st lot of mechanical bulk materials required for the SWGR SS, i
6100K018 | Batha : SWITCHGEAR - BATHA | SWGR | ROH | DMS 2121 2519-500 | BOLT SOCKET CAP HEAD M10X45 | 36 | 0 | 36 | PR Required | - | PR |  | C&D |  | - | 2026-04-18 | 2026-04-04 | 0
6100K018 | Batha : SWITCHGEAR - BATHA | SWGR | ROH | DMS 2121 2519-505 | CHEESE HEAD BOLT M10X70 | 24 | 24 | 0 | 6100KDP01 | PO-SEP-8680-[44] | PO | 2025-11-17 | LAX |  | - | 2026-04-18 | 2026-04-04 | 0 | ALAM AL NIMA TRADING EST
6100K018 | Batha : SWITCHGEAR - BATHA | SWGR | ROH | DMS 2121 2519-508 | BOLT SOCKET CAP HEAD M10X100 | 180 | 45 | 135 | 6100KDP01 | PO-SEP-6812-[118] | PO | 2025-08-31 | C&D |  | - | 2026-04-18 | 2026-04-04 | 0 | China Star (Dalian) Industry Co., Ltd. | 6100KDP01 // PP-12 (Mechanical Parts) for 07 Panels with Accessories
6100K018 | Batha : SWITCHGEAR - BATHA | SWGR | ROH | DMS 2121 2519-508 | BOLT SOCKET CAP HEAD M10X100 | 135 | 135 | 0 | 6100KDP01 | PO-SEP-8378-[341] | PO | 2025-11-17 | C&D |  | - | 2026-04-18 | 2026-04-04 | 0 | China Star (Dalian) Industry Co., Ltd. | 6100K023 – PR for Supply of MV 13.8 kV Switchgear (SWGR) for Halfmoon 115/13.8 kV Substation (SS). This PR covers 1st lot of mechanical bulk materials required for the SWGR SS, i
6100K018 | Batha : SWITCHGEAR - BATHA | SWGR | ROH | DMS 2121 2519-531 | BOLT SOCKET CAP M12X16 (C.H.) | 23 | 16 | 7 | 6100KDP01 | PO-SEP-8378-[251] | PO | 2025-11-17 | C&D |  | - | 2026-04-18 | 2026-04-04 | 0 | China Star (Dalian) Industry Co., Ltd. | 6100K023 – PR for Supply of MV 13.8 kV Switchgear (SWGR) for Halfmoon 115/13.8 kV Substation (SS). This PR covers 1st lot of mechanical bulk materials required for the SWGR SS, i
6100K018 | Batha : SWITCHGEAR - BATHA | SWGR | ROH | DMS 2121 2519-531 | BOLT SOCKET CAP M12X16 (C.H.) | 7 | 5 | 2 | 6100KDP01 | PO-SEP-6812-[99] | PO | 2025-12-31 | C&D |  | - | 2026-04-18 | 2026-04-04 | 0 | China Star (Dalian) Industry Co., Ltd. | 6100KDP01 // PP-12 (Mechanical Parts) for 07 Panels with Accessories
6100K018 | Batha : SWITCHGEAR - BATHA | SWGR | ROH | DMS 2121 2519-531 | BOLT SOCKET CAP M12X16 (C.H.) | 2 | 0 | 2 | PR Required | - | PR |  | C&D |  | - | 2026-04-18 | 2026-04-04 | 0
6100K018 | Batha : SWITCHGEAR - BATHA | SWGR | ROH | DMS 2121 2519-532 | BOLT SOCKET CAP M12X20 | 46 | 40 | 6 | 6100KDP01 | PO-SEP-8378-[245] | PO | 2025-11-17 | C&D |  | - | 2026-04-18 | 2026-04-04 | 0 | China Star (Dalian) Industry Co., Ltd. | 6100K023 – PR for Supply of MV 13.8 kV Switchgear (SWGR) for Halfmoon 115/13.8 kV Substation (SS). This PR covers 1st lot of mechanical bulk materials required for the SWGR SS, i
6100K018 | Batha : SWITCHGEAR - BATHA | SWGR | ROH | DMS 2121 2519-532 | BOLT SOCKET CAP M12X20 | 6 | 0 | 6 | PR Required | - | PR |  | C&D |  | - | 2026-04-18 | 2026-04-04 | 0
6100K018 | Batha : SWITCHGEAR - BATHA | SWGR | ROH | DMS 2121 2519-534 | BOLT SOCKET CAP HEAD M12X25 | 23 | 1 | 22 | 6100KDP01 | PO-SEP-8378-[313] | PO | 2025-11-17 | C&D |  | - | 2026-04-18 | 2026-04-04 | 0 | China Star (Dalian) Industry Co., Ltd. | 6100K023 – PR for Supply of MV 13.8 kV Switchgear (SWGR) for Halfmoon 115/13.8 kV Substation (SS). This PR covers 1st lot of mechanical bulk materials required for the SWGR SS, i
6100K018 | Batha : SWITCHGEAR - BATHA | SWGR | ROH | DMS 2121 2519-534 | BOLT SOCKET CAP HEAD M12X25 | 22 | 10 | 12 | 6100KDP01 | PO-SEP-6812-[113] | PO | 2025-12-31 | C&D |  | - | 2026-04-18 | 2026-04-04 | 0 | China Star (Dalian) Industry Co., Ltd. | 6100KDP01 // PP-12 (Mechanical Parts) for 07 Panels with Accessories
6100K018 | Batha : SWITCHGEAR - BATHA | SWGR | ROH | DMS 2121 2519-534 | BOLT SOCKET CAP HEAD M12X25 | 12 | 0 | 12 | PR Required | - | PR |  | C&D |  | - | 2026-04-18 | 2026-04-04 | 0
6100K018 | Batha : SWITCHGEAR - BATHA | SWGR | ROH | DMS 2121 2519-538 | BOLT SOCKET CAP HEAD M12X35 | 677 | 677 | 0 | 6100KDP01 | PO-SEP-8378-[174] | PO | 2025-11-17 | C&D |  | - | 2026-04-18 | 2026-04-04 | 0 | China Star (Dalian) Industry Co., Ltd. | 6100K023 – PR for Supply of MV 13.8 kV Switchgear (SWGR) for Halfmoon 115/13.8 kV Substation (SS). This PR covers 1st lot of mechanical bulk materials required for the SWGR SS, i
6100K018 | Batha : SWITCHGEAR - BATHA | SWGR | ROH | DMS 2121 2519-540 | BOLT SOCKET CAP HEAD M12X40 | 13 | 13 | 0 | 6100KDP01 | PO-SEP-6812-[111] | PO | 2025-12-31 | C&D |  | - | 2026-04-18 | 2026-04-04 | 0 | China Star (Dalian) Industry Co., Ltd. | 6100KDP01 // PP-12 (Mechanical Parts) for 07 Panels with Accessories
6100K018 | Batha : SWITCHGEAR - BATHA | SWGR | ROH | DMS 2121 2519-541 | BOLT SOCKET CAP M12X45 | 264 | 246 | 18 | 6100KDP01 | PO-SEP-8378-[210] | PO | 2025-11-17 | C&D |  | - | 2026-04-18 | 2026-04-04 | 0 | China Star (Dalian) Industry Co., Ltd. | 6100K023 – PR for Supply of MV 13.8 kV Switchgear (SWGR) for Halfmoon 115/13.8 kV Substation (SS). This PR covers 1st lot of mechanical bulk materials required for the SWGR SS, i
6100K018 | Batha : SWITCHGEAR - BATHA | SWGR | ROH | DMS 2121 2519-541 | BOLT SOCKET CAP M12X45 | 18 | 18 | 0 | 6100KDP01 | PO-SEP-6812-[97] | PO | 2025-12-31 | C&D |  | - | 2026-04-18 | 2026-04-04 | 0 | China Star (Dalian) Industry Co., Ltd. | 6100KDP01 // PP-12 (Mechanical Parts) for 07 Panels with Accessories
6100K018 | Batha : SWITCHGEAR - BATHA | SWGR | ROH | DMS 2121 2519-542 | BOLT SOCKET CAP HEAD M12X50 | 30 | 12 | 18 | 6100KDP01 | PO-SEP-8378-[179] | PO | 2025-11-17 | C&D |  | - | 2026-04-18 | 2026-04-04 | 0 | China Star (Dalian) Industry Co., Ltd. | 6100K023 – PR for Supply of MV 13.8 kV Switchgear (SWGR) for Halfmoon 115/13.8 kV Substation (SS). This PR covers 1st lot of mechanical bulk materials required for the SWGR SS, i
6100K018 | Batha : SWITCHGEAR - BATHA | SWGR | ROH | DMS 2121 2519-542 | BOLT SOCKET CAP HEAD M12X50 | 18 | 0 | 18 | PR Required | - | PR |  | C&D |  | - | 2026-04-18 | 2026-04-04 | 0
6100K018 | Batha : SWITCHGEAR - BATHA | SWGR | ROH | DMS 2121 2519-544 | BOLT SOCKET CAP HEAD M12X60 | 66 | 45 | 21 | 6100KDP01 | PO-SEP-8680-[16] | PO | 2025-11-17 | C&D |  | - | 2026-04-18 | 2026-04-04 | 0 | ALAM AL NIMA TRADING EST
6100K018 | Batha : SWITCHGEAR - BATHA | SWGR | ROH | DMS 2121 2519-544 | BOLT SOCKET CAP HEAD M12X60 | 21 | 0 | 21 | PR Required | - | PR |  | C&D |  | - | 2026-04-18 | 2026-04-04 | 0
6100K018 | Batha : SWITCHGEAR - BATHA | SWGR | ROH | DMS 2121 2519-627 | BOLT SOCKET CAP HEAD M16X30 (T21216) | 426 | 426 | 0 | 6100KDP01 | PO-SEP-8378-[157] | PO | 2025-11-17 | C&D |  | - | 2026-04-18 | 2026-04-04 | 0 | China Star (Dalian) Industry Co., Ltd. | 6100K023 – PR for Supply of MV 13.8 kV Switchgear (SWGR) for Halfmoon 115/13.8 kV Substation (SS). This PR covers 1st lot of mechanical bulk materials required for the SWGR SS, i
6100K018 | Batha : SWITCHGEAR - BATHA | SWGR | ROH | DMS 2121 2519-628 | BOLT SOCKET CAP HEAD M16X40 | 18 | 6 | 12 | 6100KDP01 | PO-SEP-6812-[109] | PO | 2025-12-31 | C&D |  | - | 2026-04-18 | 2026-04-04 | 0 | China Star (Dalian) Industry Co., Ltd. | 6100KDP01 // PP-12 (Mechanical Parts) for 07 Panels with Accessories
6100K018 | Batha : SWITCHGEAR - BATHA | SWGR | ROH | DMS 2121 2519-628 | BOLT SOCKET CAP HEAD M16X40 | 12 | 0 | 12 | PR Required | - | PR |  | C&D |  | - | 2026-04-18 | 2026-04-04 | 0
6100K018 | Batha : SWITCHGEAR - BATHA | SWGR | ROH | DMS 2121 2711-366 | SCREW COUNTERSUNK HEAD M6X12 | 144 | 82 | 62 | 6100KDP01 | PO-SEP-8680-[10] | PO | 2025-11-17 | C&D |  | - | 2026-04-18 | 2026-04-04 | 0 | ALAM AL NIMA TRADING EST
6100K018 | Batha : SWITCHGEAR - BATHA | SWGR | ROH | DMS 2121 2711-366 | SCREW COUNTERSUNK HEAD M6X12 | 62 | 38 | 24 | 6100KDP01 | PO-SEP-6812-[53] | PO | 2025-12-31 | C&D |  | - | 2026-04-18 | 2026-04-04 | 0 | China Star (Dalian) Industry Co., Ltd. | 6100KDP01 // PP-12 (Mechanical Parts) for 07 Panels with Accessories
6100K018 | Batha : SWITCHGEAR - BATHA | SWGR | ROH | DMS 2121 2711-366 | SCREW COUNTERSUNK HEAD M6X12 | 24 | 6 | 18 | 606PD013 | PO-SEP-6812-[149] | PO | 2025-12-31 | C&D |  | - | 2026-04-18 | 2026-04-04 | 0 | China Star (Dalian) Industry Co., Ltd. | 6100KDP01 // PP-12 (Mechanical Parts) for 07 Panels with Accessories
6100K018 | Batha : SWITCHGEAR - BATHA | SWGR | ROH | DMS 2121 2711-366 | SCREW COUNTERSUNK HEAD M6X12 | 18 | 0 | 18 | PR Required | - | PR |  | C&D |  | - | 2026-04-18 | 2026-04-04 | 0
6100K018 | Batha : SWITCHGEAR - BATHA | SWGR | ROH | DMS 2121 2852-536 | COUNTERSUNK ALLEN HEAD M12X30 | 100 | 100 | 0 | 6100KDP01 | PO-SEP-8378-[314] | PO | 2025-11-17 | LAX |  | - | 2026-04-18 | 2026-04-04 | 0 | China Star (Dalian) Industry Co., Ltd. | 6100K023 – PR for Supply of MV 13.8 kV Switchgear (SWGR) for Halfmoon 115/13.8 kV Substation (SS). This PR covers 1st lot of mechanical bulk materials required for the SWGR SS, i
6100K018 | Batha : SWITCHGEAR - BATHA | SWGR | ROH | DMS 2126 2011-117 | NUT, HEX M 8 | 522 | 522 | 0 | 6100KDP01 | PO-SEP-8680-[11] | PO | 2025-11-17 | C&D |  | - | 2026-04-18 | 2026-04-04 | 0 | ALAM AL NIMA TRADING EST
6100K018 | Batha : SWITCHGEAR - BATHA | SWGR | ROH | DMS 2126 2011-120 | NUT, HEX M10 | 1212 | 365 | 847 | 6100KDP01 | PO-SEP-6812-[68] | PO | 2025-08-31 | C&D |  | - | 2026-04-18 | 2026-04-04 | 0 | China Star (Dalian) Industry Co., Ltd. | 6100KDP01 // PP-12 (Mechanical Parts) for 07 Panels with Accessories
6100K018 | Batha : SWITCHGEAR - BATHA | SWGR | ROH | DMS 2126 2011-120 | NUT, HEX M10 | 847 | 847 | 0 | free_stock | PO-SEP-5971-[44] | PO | 2025-10-30 | C&D |  | - | 2026-04-18 | 2026-04-04 | 0 | ALAM AL NIMA TRADING EST | LV-BULK/ MECHANICAL ASSEMBLY | 5000 | 23-06-2025
6100K018 | Batha : SWITCHGEAR - BATHA | SWGR | ROH | DMS 2126 2011-122 | NUT, HEX M12 | 245 | 194 | 51 | 6100KDP01 | PO-SEP-8378-[254] | PO | 2025-11-17 | C&D |  | - | 2026-04-18 | 2026-04-04 | 0 | China Star (Dalian) Industry Co., Ltd. | 6100K023 – PR for Supply of MV 13.8 kV Switchgear (SWGR) for Halfmoon 115/13.8 kV Substation (SS). This PR covers 1st lot of mechanical bulk materials required for the SWGR SS, i
6100K018 | Batha : SWITCHGEAR - BATHA | SWGR | ROH | DMS 2126 2011-122 | NUT, HEX M12 | 51 | 51 | 0 | 6100KDP01 | PO-SEP-6812-[67] | PO | 2025-12-31 | C&D |  | - | 2026-04-18 | 2026-04-04 | 0 | China Star (Dalian) Industry Co., Ltd. | 6100KDP01 // PP-12 (Mechanical Parts) for 07 Panels with Accessories
6100K018 | Batha : SWITCHGEAR - BATHA | SWGR | ROH | DMS 2126 2011-124 | NUT, HEX M16 | 9 | 9 | 0 | 6100KDP01 | PO-SEP-6812-[66] | PO | 2025-08-31 | C&D |  | - | 2026-04-18 | 2026-04-04 | 0 | China Star (Dalian) Industry Co., Ltd. | 6100KDP01 // PP-12 (Mechanical Parts) for 07 Panels with Accessories
6100K018 | Batha : SWITCHGEAR - BATHA | SWGR | ROH | DMS 2126 2013-122 | NUT HEX H D GALV M12 | 126 | 126 | 0 | 6100KDP01 | PO-SEP-8680-[48] | PO | 2025-10-19 | C&D |  | - | 2026-04-18 | 2026-04-04 | 0 | ALAM AL NIMA TRADING EST
6100K018 | Batha : SWITCHGEAR - BATHA | SWGR | ROH | DMS 2126 2013-124 | NUT HEX H D GALV M16 | 360 | 72 | 288 | 6100KDP01 | PO-SEP-6812-[72] | PO | 2025-08-31 | C&D |  | - | 2026-04-18 | 2026-04-04 | 0 | China Star (Dalian) Industry Co., Ltd. | 6100KDP01 // PP-12 (Mechanical Parts) for 07 Panels with Accessories
6100K018 | Batha : SWITCHGEAR - BATHA | SWGR | ROH | DMS 2126 2013-124 | NUT HEX H D GALV M16 | 288 | 288 | 0 | 6100KDP01 | PO-SEP-8388-[33] | PO | 2025-10-30 | C&D |  | - | 2026-04-18 | 2026-04-04 | 0 | Saeed Aziz Alsomali Trading Est | 6100K023Halfmoon SWGR Project, All Electrical Components (ABB, Hitachi & Bulk) to Supply of MV 13.8 kV SWGR For Halfmoon 115/13.8kv SS
6100K018 | Batha : SWITCHGEAR - BATHA | SWGR | ROH | DMS 2126 843-1 | RIVET NUT M6 (HEXAGONAL) | 6 | 4 | 2 | 6100KDP01 | PO-SEP-8378-[329] | PO | 2025-11-17 | C&D |  | - | 2026-04-18 | 2026-04-04 | 0 | China Star (Dalian) Industry Co., Ltd. | 6100K023 – PR for Supply of MV 13.8 kV Switchgear (SWGR) for Halfmoon 115/13.8 kV Substation (SS). This PR covers 1st lot of mechanical bulk materials required for the SWGR SS, i
6100K018 | Batha : SWITCHGEAR - BATHA | SWGR | ROH | DMS 2126 843-1 | RIVET NUT M6 (HEXAGONAL) | 2 | 0 | 2 | PR Required | - | PR |  | C&D |  | - | 2026-04-18 | 2026-04-04 | 0
6100K018 | Batha : SWITCHGEAR - BATHA | SWGR | ROH | DMS 2151 2062-136 | WASHER FLAT BRIR 4.3X8X0.8 | 159 | 72 | 87 | 6100KDP01 | PO-SEP-8680-[20] | PO | 2025-11-17 | C&D |  | - | 2026-04-18 | 2026-04-04 | 0 | ALAM AL NIMA TRADING EST
6100K018 | Batha : SWITCHGEAR - BATHA | SWGR | ROH | DMS 2151 2062-136 | WASHER FLAT BRIR 4.3X8X0.8 | 87 | 42 | 45 | 6100KDP01 | PO-SEP-6812-[23] | PO | 2025-12-31 | C&D |  | - | 2026-04-18 | 2026-04-04 | 0 | China Star (Dalian) Industry Co., Ltd. | 6100KDP01 // PP-12 (Mechanical Parts) for 07 Panels with Accessories
6100K018 | Batha : SWITCHGEAR - BATHA | SWGR | ROH | DMS 2151 2062-136 | WASHER FLAT BRIR 4.3X8X0.8 | 45 | 18 | 27 | 606PD013 | PO-SEP-6812-[155] | PO | 2025-12-31 | C&D |  | - | 2026-04-18 | 2026-04-04 | 0 | China Star (Dalian) Industry Co., Ltd. | 6100KDP01 // PP-12 (Mechanical Parts) for 07 Panels with Accessories
6100K018 | Batha : SWITCHGEAR - BATHA | SWGR | ROH | DMS 2151 2062-136 | WASHER FLAT BRIR 4.3X8X0.8 | 27 | 0 | 27 | PR Required | - | PR |  | C&D |  | - | 2026-04-18 | 2026-04-04 | 0
6100K018 | Batha : SWITCHGEAR - BATHA | SWGR | ROH | DMS 2151 2062-153 | WASHER FLAT 6.4X12X1.5 | 745 | 745 | 0 | 6100KDP01 | PO-SEP-8378-[249] | PO | 2025-11-17 | C&D |  | - | 2026-04-18 | 2026-04-04 | 0 | China Star (Dalian) Industry Co., Ltd. | 6100K023 – PR for Supply of MV 13.8 kV Switchgear (SWGR) for Halfmoon 115/13.8 kV Substation (SS). This PR covers 1st lot of mechanical bulk materials required for the SWGR SS, i
6100K018 | Batha : SWITCHGEAR - BATHA | SWGR | ROH | DMS 2151 2062-165 | WASHER FLAT BRIR 8.4X16X1.5 (M8) | 98 | 98 | 0 | free_stock | PO-SEP-8044-[11] | PO | 2025-07-31 | C&D |  | - | 2026-04-18 | 2026-04-04 | 0 | Raja Procuremnet Local Purchases
6100K018 | Batha : SWITCHGEAR - BATHA | SWGR | ROH | DMS 2151 2062-173 | WASHER FLAT BRIR 10.5X22X2 (M10) | 200 | 200 | 0 | 6100KDP01 | PO-SEP-8378-[213] | PO | 2025-11-17 | C&D |  | - | 2026-04-18 | 2026-04-04 | 0 | China Star (Dalian) Industry Co., Ltd. | 6100K023 – PR for Supply of MV 13.8 kV Switchgear (SWGR) for Halfmoon 115/13.8 kV Substation (SS). This PR covers 1st lot of mechanical bulk materials required for the SWGR SS, i
6100K018 | Batha : SWITCHGEAR - BATHA | SWGR | ROH | DMS 2151 2063-177 | WASHER FLAT H D GALV 13X29X2 | 16 | 0 | 16 | PR Required | - | PR |  | C&D |  | - | 2026-04-18 | 2026-04-04 | 0
6100K018 | Batha : SWITCHGEAR - BATHA | SWGR | ROH | DMS 2154 2033-10 | WASHER, CONICAL 10.5X23X2.5 | 4171 | 3425 | 746 | 6100KDP01 | PO-SEP-8378-[250] | PO | 2025-11-17 | C&D |  | - | 2026-04-18 | 2026-04-04 | 0 | China Star (Dalian) Industry Co., Ltd. | 6100K023 – PR for Supply of MV 13.8 kV Switchgear (SWGR) for Halfmoon 115/13.8 kV Substation (SS). This PR covers 1st lot of mechanical bulk materials required for the SWGR SS, i
6100K018 | Batha : SWITCHGEAR - BATHA | SWGR | ROH | DMS 2154 2033-10 | WASHER, CONICAL 10.5X23X2.5 | 746 | 746 | 0 | 6100KDP01 | PO-SEP-8378-[317] | PO | 2025-11-17 | C&D |  | - | 2026-04-18 | 2026-04-04 | 0 | China Star (Dalian) Industry Co., Ltd. | 6100K023 – PR for Supply of MV 13.8 kV Switchgear (SWGR) for Halfmoon 115/13.8 kV Substation (SS). This PR covers 1st lot of mechanical bulk materials required for the SWGR SS, i
6100K018 | Batha : SWITCHGEAR - BATHA | SWGR | ROH | DMS 2154 2033-12 | WASHER, CONICAL 13X29X3 | 1542 | 1542 | 0 | 6100KDP01 | PO-SEP-8378-[170] | PO | 2025-11-17 | C&D |  | - | 2026-04-18 | 2026-04-04 | 0 | China Star (Dalian) Industry Co., Ltd. | 6100K023 – PR for Supply of MV 13.8 kV Switchgear (SWGR) for Halfmoon 115/13.8 kV Substation (SS). This PR covers 1st lot of mechanical bulk materials required for the SWGR SS, i
6100K018 | Batha : SWITCHGEAR - BATHA | SWGR | ROH | DMS 2154 2033-16 | WASHER, CONICAL 17X39X4 | 828 | 786 | 42 | 6100KDP01 | PO-SEP-8378-[257] | PO | 2025-11-17 | C&D |  | - | 2026-04-18 | 2026-04-04 | 0 | China Star (Dalian) Industry Co., Ltd. | 6100K023 – PR for Supply of MV 13.8 kV Switchgear (SWGR) for Halfmoon 115/13.8 kV Substation (SS). This PR covers 1st lot of mechanical bulk materials required for the SWGR SS, i
6100K018 | Batha : SWITCHGEAR - BATHA | SWGR | ROH | DMS 2154 2033-16 | WASHER, CONICAL 17X39X4 | 42 | 42 | 0 | 6100KDP01 | PO-SEP-6812-[11] | PO | 2025-12-31 | C&D |  | - | 2026-04-18 | 2026-04-04 | 0 | China Star (Dalian) Industry Co., Ltd. | 6100KDP01 // PP-12 (Mechanical Parts) for 07 Panels with Accessories
6100K018 | Batha : SWITCHGEAR - BATHA | SWGR | ROH | DMS 2154 2033-19 | WASHER,SPRING 21X45X5 DIN6796 | 108 | 108 | 0 | 6100KDP01 | PO-SEP-8378-[202] | PO | 2025-11-17 | C&D |  | - | 2026-04-18 | 2026-04-04 | 0 | China Star (Dalian) Industry Co., Ltd. | 6100K023 – PR for Supply of MV 13.8 kV Switchgear (SWGR) for Halfmoon 115/13.8 kV Substation (SS). This PR covers 1st lot of mechanical bulk materials required for the SWGR SS, i
6100K018 | Batha : SWITCHGEAR - BATHA | SWGR | ROH | DMS 2154 2033-7 | WASHER, CONICAL 6.4X14X1.5 | 382 | 382 | 0 | 6100KDP01 | PO-SEP-8378-[175] | PO | 2025-11-17 | C&D |  | - | 2026-04-18 | 2026-04-04 | 0 | China Star (Dalian) Industry Co., Ltd. | 6100K023 – PR for Supply of MV 13.8 kV Switchgear (SWGR) for Halfmoon 115/13.8 kV Substation (SS). This PR covers 1st lot of mechanical bulk materials required for the SWGR SS, i
6100K018 | Batha : SWITCHGEAR - BATHA | SWGR | ROH | DMS 2154 2033-9 | WASHER, CONICAL 8.4X18X2 | 3881 | 3881 | 0 | 6100KDP01 | PO-SEP-8378-[163] | PO | 2025-11-17 | C&D |  | - | 2026-04-18 | 2026-04-04 | 0 | China Star (Dalian) Industry Co., Ltd. | 6100K023 – PR for Supply of MV 13.8 kV Switchgear (SWGR) for Halfmoon 115/13.8 kV Substation (SS). This PR covers 1st lot of mechanical bulk materials required for the SWGR SS, i
6100K018 | Batha : SWITCHGEAR - BATHA | SWGR | ROH | DMS 2166 2056-3 | CABLE TIE WRAP KSS-CV140S | 10000 | 10000 | 0 | free_stock | PR-SEP-0023832-[162] | PR |  | LV |  | - | 2026-04-18 | 2026-04-04 | 0
6100K018 | Batha : SWITCHGEAR - BATHA | SWGR | ROH | DMS 2166 5011-10 | WIRE CHANNEL SIZE 48X100(1box=40meters) | 125 | 125 | 0 | 6100K023 | PO-SEP-8502-[23] | PO | 2025-12-31 | LV |  | - | 2026-04-18 | 2026-04-04 | 0 | Sana For Electric And Telephone Co | Tube, White, Inner Diameter 4 mm, 2.5 Wire ¦ ¦ KSS
6100K018 | Batha : SWITCHGEAR - BATHA | SWGR | ROH | DMS 2166 5011-11 | WIRE CHANNEL SIZE 150X100(1box=12meter) | 25 | 25 | 0 | 6100K023 | PO-SEP-8502-[24] | PO | 2025-12-31 | LV |  | - | 2026-04-18 | 2026-04-04 | 0 | Sana For Electric And Telephone Co | Tube, White, Inner Diameter 4 mm, 2.5 Wire ¦ ¦ KSS
6100K018 | Batha : SWITCHGEAR - BATHA | SWGR | ROH | DMS 2175 2012-25 | MOUNTNG RAIL OMEGA 35X15 02150 | 150 | 150 | 0 | 6100K023 | PO-SEP-8502-[25] | PO | 2025-12-31 | LV |  | - | 2026-04-18 | 2026-04-04 | 0 | Sana For Electric And Telephone Co | Tube, White, Inner Diameter 4 mm, 2.5 Wire ¦ ¦ KSS
6100K018 | Batha : SWITCHGEAR - BATHA | SWGR | ROH | DMS 2641 2026-7 | FORK SPADE BF-U4 2.5/M4 | 1200 | 1200 | 0 | 6100K021 | PO-SEP-8667-[21] | PO | 2025-11-03 | LV |  | - | 2026-04-18 | 2026-04-04 | 0 | Sana For Electric And Telephone Co
6100K018 | Batha : SWITCHGEAR - BATHA | SWGR | ROH | DMS 2686 7001-1 | SPIRAL TUBE. KS15, 15MM DIA | 200 | 200 | 0 | 6100K023 | PO-SEP-8502-[27] | PO | 2025-12-31 | LV |  | - | 2026-04-18 | 2026-04-04 | 0 | Sana For Electric And Telephone Co | Tube, White, Inner Diameter 4 mm, 2.5 Wire ¦ ¦ KSS
6100K018 | Batha : SWITCHGEAR - BATHA | SWGR | ROH | DMS 924 0010 | Combiflex wire Socket 1.5mm 1MRK002136-B | 5000 | 5000 | 0 | 6100K025 | PO-SEP-8751-[15] | PO | 2025-12-31 | LV |  | - | 2026-04-18 | 2026-04-04 | 0 | Hitachi Energy Ltd | 6100K021 AL RAYAN SS SWGR Electrical Componentes Order.
6100K018 | Batha : SWITCHGEAR - BATHA | SWGR | ROH | DMS 924 0020 | Combiflex wire Socket 2.5mm 1MRK002136-E | 3000 | 3000 | 0 | 6100K021 | PO-SEP-8751-[26] | PO | 2025-12-31 | LV |  | - | 2026-04-18 | 2026-04-04 | 0 | Hitachi Energy Ltd | 6100K021 AL RAYAN SS SWGR Electrical Componentes Order.
6100K018 | Batha : SWITCHGEAR - BATHA | SWGR | ROH | E5090512100 | SNAP ACTION SWITCH CO S800 e 41 | 4 | 4 | 0 | 6100K021 | PO-SEP-8757-[2] | PO | 2025-12-15 | B |  | - | 2026-04-18 | 2026-04-04 | 0 | Shanghai Feili Xuncheng Electrical Technology Co.,Ltd | Snap action Switch
6100K018 | Batha : SWITCHGEAR - BATHA | SWGR | ROH | GCE0007249P0100 | GREASE ISOPLEX TOPAS,NB52,1kg | 0.275 | 0.275 | 0 | 6100KDP01 | PO-SEP-8042-[1] | PO | 2025-11-10 | LAX |  | - | 2026-04-18 | 2026-04-04 | 0 | Quality Bearing Online Limited | Grease/ 6100KDP01 // PP-12 (VT Base Truck) for BRM & BME Panels QTY=02
6100K018 | Batha : SWITCHGEAR - BATHA | SWGR | ROH | GCE0068009P0100 | BUSHING D8/3 PVC | 12 | 12 | 0 | 6100KDP01 | PO-SEP-8755-[2] | PO | 2025-12-31 | B |  | - | 2026-04-18 | 2026-04-04 | 0 | MESAN KİLİT A.Ş.
6100K018 | Batha : SWITCHGEAR - BATHA | SWGR | ROH | GCE0301012P0100 | CHEESE HEAD B0LT M3X6 | 8 | 8 | 0 | 6100KDP01 | PO-SEP-8168-[199] | PO | 2025-10-30 | C&D |  | - | 2026-04-18 | 2026-04-04 | 0 | China Star (Dalian) Industry Co., Ltd. | 6100K022 // Mechanical Bulk Components,
6100K018 | Batha : SWITCHGEAR - BATHA | SWGR | ROH | GCE0303179P0100 | CYLINDER HEAD BOLT M10X80 DIN 91 | 6 | 6 | 0 | 6100KDP01 | PO-SEP-6812-[88] | PO | 2025-08-31 | C&D |  | - | 2026-04-18 | 2026-04-04 | 0 | China Star (Dalian) Industry Co., Ltd. | 6100KDP01 // PP-12 (Mechanical Parts) for 07 Panels with Accessories
6100K018 | Batha : SWITCHGEAR - BATHA | SWGR | ROH | GCE0305850P0100 | POLYAMID BOLT M6X20 | 57 | 38 | 19 | 6100KDP01 | PO-SEP-8378-[235] | PO | 2025-11-17 | C&D |  | - | 2026-04-18 | 2026-04-04 | 0 | China Star (Dalian) Industry Co., Ltd. | 6100K023 – PR for Supply of MV 13.8 kV Switchgear (SWGR) for Halfmoon 115/13.8 kV Substation (SS). This PR covers 1st lot of mechanical bulk materials required for the SWGR SS, i
6100K018 | Batha : SWITCHGEAR - BATHA | SWGR | ROH | GCE0305850P0100 | POLYAMID BOLT M6X20 | 19 | 0 | 19 | PR Required | - | PR |  | C&D |  | - | 2026-04-18 | 2026-04-04 | 0
6100K018 | Batha : SWITCHGEAR - BATHA | SWGR | ROH | GCE0305871P0100 | HEX BOLT M8X16 DIN 933-POLY | 172 | 147 | 25 | 6100KDP01 | PO-SEP-8378-[290] | PO | 2025-11-17 | C&D |  | - | 2026-04-18 | 2026-04-04 | 0 | China Star (Dalian) Industry Co., Ltd. | 6100K023 – PR for Supply of MV 13.8 kV Switchgear (SWGR) for Halfmoon 115/13.8 kV Substation (SS). This PR covers 1st lot of mechanical bulk materials required for the SWGR SS, i
6100K018 | Batha : SWITCHGEAR - BATHA | SWGR | ROH | GCE0305871P0100 | HEX BOLT M8X16 DIN 933-POLY | 25 | 0 | 25 | PR Required | - | PR |  | C&D |  | - | 2026-04-18 | 2026-04-04 | 0
6100K018 | Batha : SWITCHGEAR - BATHA | SWGR | ROH | GCE0316006P0100 | HEAD SCREW M6X16, DIN 603-4.6 | 178 | 156 | 22 | 6100KDP01 | PO-SEP-8378-[198] | PO | 2025-11-17 | C&D |  | - | 2026-04-18 | 2026-04-04 | 0 | China Star (Dalian) Industry Co., Ltd. | 6100K023 – PR for Supply of MV 13.8 kV Switchgear (SWGR) for Halfmoon 115/13.8 kV Substation (SS). This PR covers 1st lot of mechanical bulk materials required for the SWGR SS, i
6100K018 | Batha : SWITCHGEAR - BATHA | SWGR | ROH | GCE0316006P0100 | HEAD SCREW M6X16, DIN 603-4.6 | 22 | 0 | 22 | PR Required | - | PR |  | C&D |  | - | 2026-04-18 | 2026-04-04 | 0
6100K018 | Batha : SWITCHGEAR - BATHA | SWGR | ROH | GCE0316044P0100 | HEAD SCREW M8X50, DIN 603-4.3 | 48 | 28 | 20 | 6100KDP01 | PO-SEP-8629-[7] | PO | 2025-10-30 | C&D |  | - | 2026-04-18 | 2026-04-04 | 0 | FLY METALTECH TRADING CO.
6100K018 | Batha : SWITCHGEAR - BATHA | SWGR | ROH | GCE0316044P0100 | HEAD SCREW M8X50, DIN 603-4.3 | 20 | 10 | 10 | 6100KDP01 | PO-SEP-6812-[85] | PO | 2025-12-31 | C&D |  | - | 2026-04-18 | 2026-04-04 | 0 | China Star (Dalian) Industry Co., Ltd. | 6100KDP01 // PP-12 (Mechanical Parts) for 07 Panels with Accessories
6100K018 | Batha : SWITCHGEAR - BATHA | SWGR | ROH | GCE0316044P0100 | HEAD SCREW M8X50, DIN 603-4.3 | 10 | 6 | 4 | 606PD013 | PO-SEP-6812-[147] | PO | 2025-12-31 | C&D |  | - | 2026-04-18 | 2026-04-04 | 0 | China Star (Dalian) Industry Co., Ltd. | 6100KDP01 // PP-12 (Mechanical Parts) for 07 Panels with Accessories
6100K018 | Batha : SWITCHGEAR - BATHA | SWGR | ROH | GCE0316044P0100 | HEAD SCREW M8X50, DIN 603-4.3 | 4 | 0 | 4 | PR Required | - | PR |  | C&D |  | - | 2026-04-18 | 2026-04-04 | 0
6100K018 | Batha : SWITCHGEAR - BATHA | SWGR | ROH | GCE0326219P0100 | SCREW,SET M6X10 | 48 | 48 | 0 | 6100KDP01 | PO-SEP-8629-[5] | PO | 2025-10-30 | C&D |  | - | 2026-04-18 | 2026-04-04 | 0 | FLY METALTECH TRADING CO.
6100K018 | Batha : SWITCHGEAR - BATHA | SWGR | ROH | GCE0336970P0100 | BOLT,TAPTITE HEX BOLT M5X12 | 8 | 8 | 0 | 6100KDP01 | PO-SEP-8385-[193] | PO | 2025-10-05 | C&D |  | - | 2026-04-18 | 2026-04-04 | 0 | Easy China (Xiamen) Trading Co, Ltd. | To update Promised Delivery Date
6100K018 | Batha : SWITCHGEAR - BATHA | SWGR | ROH | GCE0336985P0100 | TAPPING SCREW M6X16/6KTHEAD | 5 | 2 | 3 | 6100KDP01 | PO-SEP-6812-[35] | PO | 2025-12-31 | C&D |  | - | 2026-04-18 | 2026-04-04 | 0 | China Star (Dalian) Industry Co., Ltd. | 6100KDP01 // PP-12 (Mechanical Parts) for 07 Panels with Accessories
6100K018 | Batha : SWITCHGEAR - BATHA | SWGR | ROH | GCE0336985P0100 | TAPPING SCREW M6X16/6KTHEAD | 3 | 0 | 3 | PR Required | - | PR |  | C&D |  | - | 2026-04-18 | 2026-04-04 | 0
6100K018 | Batha : SWITCHGEAR - BATHA | SWGR | ROH | GCE0350009P0100 | NUT M6 DIN 439-04 | 4 | 4 | 0 | 6100KDP01 | PO-SEP-8385-[297] | PO | 2025-10-12 | C&D |  | - | 2026-04-18 | 2026-04-04 | 0 | Easy China (Xiamen) Trading Co, Ltd. | To update Promised Delivery Date
6100K018 | Batha : SWITCHGEAR - BATHA | SWGR | ROH | GCE0365304P0100 | NUT,HEX.NUT MPG 16 | 2 | 1 | 1 | 6100KDP01 | PO-SEP-8378-[219] | PO | 2025-11-17 | C&D |  | - | 2026-04-18 | 2026-04-04 | 0 | China Star (Dalian) Industry Co., Ltd. | 6100K023 – PR for Supply of MV 13.8 kV Switchgear (SWGR) for Halfmoon 115/13.8 kV Substation (SS). This PR covers 1st lot of mechanical bulk materials required for the SWGR SS, i
6100K018 | Batha : SWITCHGEAR - BATHA | SWGR | ROH | GCE0365304P0100 | NUT,HEX.NUT MPG 16 | 1 | 0 | 1 | PR Required | - | PR |  | C&D |  | - | 2026-04-18 | 2026-04-04 | 0
6100K018 | Batha : SWITCHGEAR - BATHA | SWGR | ROH | GCE0367308P0100 | NUT, HEX - M5, DIN 985-6 ( LOCK NUT ) | 4 | 4 | 0 | 6100KDP01 | PO-SEP-8168-[211] | PO | 2025-10-30 | C&D |  | - | 2026-04-18 | 2026-04-04 | 0 | China Star (Dalian) Industry Co., Ltd. | 6100K022 // Mechanical Bulk Components,
6100K018 | Batha : SWITCHGEAR - BATHA | SWGR | ROH | GCE0367309P0100 | HEX. NUT M6, DIN 985-6 ( LOCK NUT ) | 6 | 0 | 6 | PR Required | - | PR |  | C&D |  | - | 2026-04-18 | 2026-04-04 | 0
6100K018 | Batha : SWITCHGEAR - BATHA | SWGR | ROH | GCE0367402P0100 | HEX. NUT M4, DIN 6925-13 ( LOCK NUT ) | 4 | 4 | 0 | 6100KDP01 | PO-SEP-8378-[346] | PO | 2025-11-17 | C&D |  | - | 2026-04-18 | 2026-04-04 | 0 | China Star (Dalian) Industry Co., Ltd. | 6100K023 – PR for Supply of MV 13.8 kV Switchgear (SWGR) for Halfmoon 115/13.8 kV Substation (SS). This PR covers 1st lot of mechanical bulk materials required for the SWGR SS, i
6100K018 | Batha : SWITCHGEAR - BATHA | SWGR | ROH | GCE0367406P0100 | HEX. NUT M10, (LOCK NUT ) | 8 | 0 | 8 | PR Required | - | PR |  | C&D |  | - | 2026-04-18 | 2026-04-04 | 0
6100K018 | Batha : SWITCHGEAR - BATHA | SWGR | ROH | GCE0369010P0100 | RIVET NUT M6X16 WITH GROOVE | 57 | 38 | 19 | 6100KDP01 | PO-SEP-8378-[330] | PO | 2025-11-17 | C&D |  | - | 2026-04-18 | 2026-04-04 | 0 | China Star (Dalian) Industry Co., Ltd. | 6100K023 – PR for Supply of MV 13.8 kV Switchgear (SWGR) for Halfmoon 115/13.8 kV Substation (SS). This PR covers 1st lot of mechanical bulk materials required for the SWGR SS, i
6100K018 | Batha : SWITCHGEAR - BATHA | SWGR | ROH | GCE0369010P0100 | RIVET NUT M6X16 WITH GROOVE | 19 | 0 | 19 | PR Required | - | PR |  | C&D |  | - | 2026-04-18 | 2026-04-04 | 0
6100K018 | Batha : SWITCHGEAR - BATHA | SWGR | ROH | GCE0369213P0100 | HEX RIVET NUT M8X17, LARGE FLANGE | 1123 | 980 | 143 | 6100KDP01 | PO-SEP-8378-[168] | PO | 2025-11-17 | C&D |  | - | 2026-04-18 | 2026-04-04 | 0 | China Star (Dalian) Industry Co., Ltd. | 6100K023 – PR for Supply of MV 13.8 kV Switchgear (SWGR) for Halfmoon 115/13.8 kV Substation (SS). This PR covers 1st lot of mechanical bulk materials required for the SWGR SS, i
6100K018 | Batha : SWITCHGEAR - BATHA | SWGR | ROH | GCE0369213P0100 | HEX RIVET NUT M8X17, LARGE FLANGE | 143 | 102 | 41 | 6100KDP01 | PO-SEP-8378-[320] | PO | 2025-11-17 | C&D |  | - | 2026-04-18 | 2026-04-04 | 0 | China Star (Dalian) Industry Co., Ltd. | 6100K023 – PR for Supply of MV 13.8 kV Switchgear (SWGR) for Halfmoon 115/13.8 kV Substation (SS). This PR covers 1st lot of mechanical bulk materials required for the SWGR SS, i
6100K018 | Batha : SWITCHGEAR - BATHA | SWGR | ROH | GCE0369213P0100 | HEX RIVET NUT M8X17, LARGE FLANGE | 41 | 41 | 0 | 606PD013 | PO-SEP-6812-[143] | PO | 2025-12-31 | C&D |  | - | 2026-04-18 | 2026-04-04 | 0 | China Star (Dalian) Industry Co., Ltd. | 6100KDP01 // PP-12 (Mechanical Parts) for 07 Panels with Accessories
6100K018 | Batha : SWITCHGEAR - BATHA | SWGR | ROH | GCE0369214P0100 | HEX.RIVET NUT M10X24 ( 25541 ) | 330 | 148 | 182 | 6100KDP01 | PO-SEP-8378-[255] | PO | 2025-11-17 | C&D |  | - | 2026-04-18 | 2026-04-04 | 0 | China Star (Dalian) Industry Co., Ltd. | 6100K023 – PR for Supply of MV 13.8 kV Switchgear (SWGR) for Halfmoon 115/13.8 kV Substation (SS). This PR covers 1st lot of mechanical bulk materials required for the SWGR SS, i
6100K018 | Batha : SWITCHGEAR - BATHA | SWGR | ROH | GCE0369214P0100 | HEX.RIVET NUT M10X24 ( 25541 ) | 182 | 8 | 174 | 6100KDP01 | PO-SEP-8378-[304] | PO | 2025-11-17 | C&D |  | - | 2026-04-18 | 2026-04-04 | 0 | China Star (Dalian) Industry Co., Ltd. | 6100K023 – PR for Supply of MV 13.8 kV Switchgear (SWGR) for Halfmoon 115/13.8 kV Substation (SS). This PR covers 1st lot of mechanical bulk materials required for the SWGR SS, i
6100K018 | Batha : SWITCHGEAR - BATHA | SWGR | ROH | GCE0369214P0100 | HEX.RIVET NUT M10X24 ( 25541 ) | 174 | 0 | 174 | PR Required | - | PR |  | C&D |  | - | 2026-04-18 | 2026-04-04 | 0
6100K018 | Batha : SWITCHGEAR - BATHA | SWGR | ROH | GCE0369215P0100 | RIVET NUT , M12 | 16 | 0 | 16 | PR Required | - | PR |  | C&D |  | - | 2026-04-18 | 2026-04-04 | 0
6100K018 | Batha : SWITCHGEAR - BATHA | SWGR | ROH | GCE0369233P0100 | HEX RIVET NUT M8x18 COUNTER SUNK | 1070 | 1070 | 0 | 6100KDP01 | PO-SEP-8378-[321] | PO | 2025-11-17 | C&D |  | - | 2026-04-18 | 2026-04-04 | 0 | China Star (Dalian) Industry Co., Ltd. | 6100K023 – PR for Supply of MV 13.8 kV Switchgear (SWGR) for Halfmoon 115/13.8 kV Substation (SS). This PR covers 1st lot of mechanical bulk materials required for the SWGR SS, i
6100K018 | Batha : SWITCHGEAR - BATHA | SWGR | ROH | GCE0369312P0100 | COUNTERSUNK RIVET NUT M10x22.9 | 242 | 187 | 55 | 6100KDP01 | PO-SEP-8378-[165] | PO | 2025-11-17 | C&D |  | - | 2026-04-18 | 2026-04-04 | 0 | China Star (Dalian) Industry Co., Ltd. | 6100K023 – PR for Supply of MV 13.8 kV Switchgear (SWGR) for Halfmoon 115/13.8 kV Substation (SS). This PR covers 1st lot of mechanical bulk materials required for the SWGR SS, i
6100K018 | Batha : SWITCHGEAR - BATHA | SWGR | ROH | GCE0369312P0100 | COUNTERSUNK RIVET NUT M10x22.9 | 55 | 30 | 25 | 6100KDP01 | PO-SEP-8378-[322] | PO | 2025-11-17 | C&D |  | - | 2026-04-18 | 2026-04-04 | 0 | China Star (Dalian) Industry Co., Ltd. | 6100K023 – PR for Supply of MV 13.8 kV Switchgear (SWGR) for Halfmoon 115/13.8 kV Substation (SS). This PR covers 1st lot of mechanical bulk materials required for the SWGR SS, i
6100K018 | Batha : SWITCHGEAR - BATHA | SWGR | ROH | GCE0369312P0100 | COUNTERSUNK RIVET NUT M10x22.9 | 25 | 25 | 0 | 6100KDP01 | PO-SEP-6812-[89] | PO | 2025-12-31 | C&D |  | - | 2026-04-18 | 2026-04-04 | 0 | China Star (Dalian) Industry Co., Ltd. | 6100KDP01 // PP-12 (Mechanical Parts) for 07 Panels with Accessories
6100K018 | Batha : SWITCHGEAR - BATHA | SWGR | ROH | GCE0401027P0100 | WASHER FLAT 10.5,DIN433-ST | 92 | 56 | 36 | 6100KDP01 | PO-SEP-8378-[196] | PO | 2025-11-17 | C&D |  | - | 2026-04-18 | 2026-04-04 | 0 | China Star (Dalian) Industry Co., Ltd. | 6100K023 – PR for Supply of MV 13.8 kV Switchgear (SWGR) for Halfmoon 115/13.8 kV Substation (SS). This PR covers 1st lot of mechanical bulk materials required for the SWGR SS, i
6100K018 | Batha : SWITCHGEAR - BATHA | SWGR | ROH | GCE0401027P0100 | WASHER FLAT 10.5,DIN433-ST | 36 | 20 | 16 | 6100KDP01 | PO-SEP-6812-[27] | PO | 2025-12-31 | C&D |  | - | 2026-04-18 | 2026-04-04 | 0 | China Star (Dalian) Industry Co., Ltd. | 6100KDP01 // PP-12 (Mechanical Parts) for 07 Panels with Accessories
6100K018 | Batha : SWITCHGEAR - BATHA | SWGR | ROH | GCE0401027P0100 | WASHER FLAT 10.5,DIN433-ST | 16 | 0 | 16 | PR Required | - | PR |  | C&D |  | - | 2026-04-18 | 2026-04-04 | 0
6100K018 | Batha : SWITCHGEAR - BATHA | SWGR | ROH | GCE0402005P0100 | WASHER,SPRING A3.2 | 8 | 8 | 0 | 6100K023 | PO-SEP-8629-[11] | PO | 2025-09-30 | C&D |  | - | 2026-04-18 | 2026-04-04 | 0 | FLY METALTECH TRADING CO.
6100K018 | Batha : SWITCHGEAR - BATHA | SWGR | ROH | GCE0402008P0100 | WASHER, A5., DIN 125-ST | 12 | 0 | 12 | PR Required | - | PR |  | C&D |  | - | 2026-04-18 | 2026-04-04 | 0
6100K018 | Batha : SWITCHGEAR - BATHA | SWGR | ROH | GCE0402909P0100 | WASHER POLYAMID, A6.4, DIN 125 | 57 | 38 | 19 | 6100KDP01 | PO-SEP-8629-[1] | PO | 2025-10-30 | C&D |  | - | 2026-04-18 | 2026-04-04 | 0 | FLY METALTECH TRADING CO.
6100K018 | Batha : SWITCHGEAR - BATHA | SWGR | ROH | GCE0402909P0100 | WASHER POLYAMID, A6.4, DIN 125 | 19 | 0 | 19 | PR Required | - | PR |  | C&D |  | - | 2026-04-18 | 2026-04-04 | 0
6100K018 | Batha : SWITCHGEAR - BATHA | SWGR | ROH | GCE0402911P0100 | WASHER POLYAMID, A8.4, DIN 125 | 396 | 242 | 154 | 6100KDP01 | PO-SEP-8378-[172] | PO | 2025-11-17 | C&D |  | - | 2026-04-18 | 2026-04-04 | 0 | China Star (Dalian) Industry Co., Ltd. | 6100K023 – PR for Supply of MV 13.8 kV Switchgear (SWGR) for Halfmoon 115/13.8 kV Substation (SS). This PR covers 1st lot of mechanical bulk materials required for the SWGR SS, i
6100K018 | Batha : SWITCHGEAR - BATHA | SWGR | ROH | GCE0402911P0100 | WASHER POLYAMID, A8.4, DIN 125 | 154 | 89 | 65 | 6100KDP01 | PO-SEP-6812-[19] | PO | 2025-12-31 | C&D |  | - | 2026-04-18 | 2026-04-04 | 0 | China Star (Dalian) Industry Co., Ltd. | 6100KDP01 // PP-12 (Mechanical Parts) for 07 Panels with Accessories
6100K018 | Batha : SWITCHGEAR - BATHA | SWGR | ROH | GCE0402911P0100 | WASHER POLYAMID, A8.4, DIN 125 | 65 | 0 | 65 | PR Required | - | PR |  | C&D |  | - | 2026-04-18 | 2026-04-04 | 0
6100K018 | Batha : SWITCHGEAR - BATHA | SWGR | ROH | GCE0402912P0100 | WASHER POLYAMID, A10.5, DIN 125 | 288 | 252 | 36 | 6100KDP01 | PO-SEP-8378-[293] | PO | 2025-11-17 | C&D |  | - | 2026-04-18 | 2026-04-04 | 0 | China Star (Dalian) Industry Co., Ltd. | 6100K023 – PR for Supply of MV 13.8 kV Switchgear (SWGR) for Halfmoon 115/13.8 kV Substation (SS). This PR covers 1st lot of mechanical bulk materials required for the SWGR SS, i
6100K018 | Batha : SWITCHGEAR - BATHA | SWGR | ROH | GCE0402912P0100 | WASHER POLYAMID, A10.5, DIN 125 | 36 | 0 | 36 | PR Required | - | PR |  | C&D |  | - | 2026-04-18 | 2026-04-04 | 0
6100K018 | Batha : SWITCHGEAR - BATHA | SWGR | ROH | GCE0410004P0100 | SPRING RING A3, DIN 127-FST | 16 | 8 | 8 | 6100KDP01 | PO-SEP-8385-[149] | PO | 2025-10-05 | C&D |  | - | 2026-04-18 | 2026-04-04 | 0 | Easy China (Xiamen) Trading Co, Ltd. | To update Promised Delivery Date
6100K018 | Batha : SWITCHGEAR - BATHA | SWGR | ROH | GCE0410004P0100 | SPRING RING A3, DIN 127-FST | 8 | 8 | 0 | free_stock | PR-SEP-0022673-[42] | PR |  | C&D |  | - | 2026-04-18 | 2026-04-04 | 0
6100K018 | Batha : SWITCHGEAR - BATHA | SWGR | ROH | GCE0410006P0100 | SPRING A4, DIN 127-FST | 44 | 24 | 20 | 6100KDP01 | PO-SEP-8168-[198] | PO | 2025-10-30 | C&D |  | - | 2026-04-18 | 2026-04-04 | 0 | China Star (Dalian) Industry Co., Ltd. | 6100K022 // Mechanical Bulk Components,
6100K018 | Batha : SWITCHGEAR - BATHA | SWGR | ROH | GCE0410006P0100 | SPRING A4, DIN 127-FST | 20 | 20 | 0 | 6100KDP01 | PO-SEP-8378-[349] | PO | 2025-11-17 | C&D |  | - | 2026-04-18 | 2026-04-04 | 0 | China Star (Dalian) Industry Co., Ltd. | 6100K023 – PR for Supply of MV 13.8 kV Switchgear (SWGR) for Halfmoon 115/13.8 kV Substation (SS). This PR covers 1st lot of mechanical bulk materials required for the SWGR SS, i
6100K018 | Batha : SWITCHGEAR - BATHA | SWGR | ROH | GCE0410007P0100 | SPRING RING, A5, DIN 127-FST | 10 | 4 | 6 | 6100K023 | PO-SEP-8385-[171] | PO | 2025-09-21 | C&D |  | - | 2026-04-18 | 2026-04-04 | 0 | Easy China (Xiamen) Trading Co, Ltd. | To update Promised Delivery Date
6100K018 | Batha : SWITCHGEAR - BATHA | SWGR | ROH | GCE0410007P0100 | SPRING RING, A5, DIN 127-FST | 6 | 6 | 0 | 6100KDP01 | PO-SEP-8385-[295] | PO | 2025-10-19 | C&D |  | - | 2026-04-18 | 2026-04-04 | 0 | Easy China (Xiamen) Trading Co, Ltd. | To update Promised Delivery Date
6100K018 | Batha : SWITCHGEAR - BATHA | SWGR | ROH | GCE0412007P0100 | SPRING RING 10 DIN 7980-FST | 72 | 48 | 24 | 6100KDP01 | PO-SEP-8378-[244] | PO | 2025-11-17 | C&D |  | - | 2026-04-18 | 2026-04-04 | 0 | China Star (Dalian) Industry Co., Ltd. | 6100K023 – PR for Supply of MV 13.8 kV Switchgear (SWGR) for Halfmoon 115/13.8 kV Substation (SS). This PR covers 1st lot of mechanical bulk materials required for the SWGR SS, i
6100K018 | Batha : SWITCHGEAR - BATHA | SWGR | ROH | GCE0412007P0100 | SPRING RING 10 DIN 7980-FST | 24 | 0 | 24 | PR Required | - | PR |  | C&D |  | - | 2026-04-18 | 2026-04-04 | 0
6100K018 | Batha : SWITCHGEAR - BATHA | SWGR | ROH | GCE0413160P0100 | RETAINING WASHER VS5 | 24 | 13 | 11 | 6100KDP01 | PO-SEP-8385-[298] | PO | 2025-10-05 | C&D |  | - | 2026-04-18 | 2026-04-04 | 0 | Easy China (Xiamen) Trading Co, Ltd. | To update Promised Delivery Date
6100K018 | Batha : SWITCHGEAR - BATHA | SWGR | ROH | GCE0413160P0100 | RETAINING WASHER VS5 | 11 | 6 | 5 | 6100KDP01 | PO-SEP-6812-[59] | PO | 2025-12-31 | C&D |  | - | 2026-04-18 | 2026-04-04 | 0 | China Star (Dalian) Industry Co., Ltd. | 6100KDP01 // PP-12 (Mechanical Parts) for 07 Panels with Accessories
6100K018 | Batha : SWITCHGEAR - BATHA | SWGR | ROH | GCE0413160P0100 | RETAINING WASHER VS5 | 5 | 0 | 5 | PR Required | - | PR |  | C&D |  | - | 2026-04-18 | 2026-04-04 | 0
6100K018 | Batha : SWITCHGEAR - BATHA | SWGR | ROH | GCE0413167P0100 | WASHER VS12 - FST | 4 | 4 | 0 | 6100KDP01 | PO-SEP-6812-[14] | PO | 2025-08-31 | C&D |  | - | 2026-04-18 | 2026-04-04 | 0 | China Star (Dalian) Industry Co., Ltd. | 6100KDP01 // PP-12 (Mechanical Parts) for 07 Panels with Accessories
6100K018 | Batha : SWITCHGEAR - BATHA | SWGR | ROH | GCE0413307P0100 | CONTACT WASHER 12 | 24 | 4 | 20 | 6100KDP01 | PO-SEP-8378-[350] | PO | 2025-11-17 | C&D |  | - | 2026-04-18 | 2026-04-04 | 0 | China Star (Dalian) Industry Co., Ltd. | 6100K023 – PR for Supply of MV 13.8 kV Switchgear (SWGR) for Halfmoon 115/13.8 kV Substation (SS). This PR covers 1st lot of mechanical bulk materials required for the SWGR SS, i
6100K018 | Batha : SWITCHGEAR - BATHA | SWGR | ROH | GCE0413307P0100 | CONTACT WASHER 12 | 20 | 8 | 12 | 6100KDP01 | PO-SEP-6812-[91] | PO | 2025-12-31 | C&D |  | - | 2026-04-18 | 2026-04-04 | 0 | China Star (Dalian) Industry Co., Ltd. | 6100KDP01 // PP-12 (Mechanical Parts) for 07 Panels with Accessories
6100K018 | Batha : SWITCHGEAR - BATHA | SWGR | ROH | GCE0413307P0100 | CONTACT WASHER 12 | 12 | 0 | 12 | PR Required | - | PR |  | C&D |  | - | 2026-04-18 | 2026-04-04 | 0
6100K018 | Batha : SWITCHGEAR - BATHA | SWGR | ROH | GCE0417501P0100 | SPLIT PIN FOR FRICK B. CHUCK | 6 | 3 | 3 | 6100KDP01 | PO-SEP-8385-[292] | PO | 2025-10-19 | C&D |  | - | 2026-04-18 | 2026-04-04 | 0 | Easy China (Xiamen) Trading Co, Ltd. | To update Promised Delivery Date
6100K018 | Batha : SWITCHGEAR - BATHA | SWGR | ROH | GCE0417501P0100 | SPLIT PIN FOR FRICK B. CHUCK | 3 | 0 | 3 | PR Required | - | PR |  | C&D |  | - | 2026-04-18 | 2026-04-04 | 0
6100K018 | Batha : SWITCHGEAR - BATHA | SWGR | ROH | GCE0418011P0100 | REVTAINING RING BORE-8 | 4 | 4 | 0 | 6100K023 | PO-SEP-8385-[173] | PO | 2025-09-21 | C&D |  | - | 2026-04-18 | 2026-04-04 | 0 | Easy China (Xiamen) Trading Co, Ltd. | To update Promised Delivery Date
6100K018 | Batha : SWITCHGEAR - BATHA | SWGR | ROH | GCE0418202P0100 | WASHER,RETAINING 5/WN 418-FST | 83 | 78 | 5 | 6100KDP01 | PO-SEP-8629-[10] | PO | 2025-10-30 | C&D |  | - | 2026-04-18 | 2026-04-04 | 0 | FLY METALTECH TRADING CO.
6100K018 | Batha : SWITCHGEAR - BATHA | SWGR | ROH | GCE0418202P0100 | WASHER,RETAINING 5/WN 418-FST | 5 | 5 | 0 | 6100KDP01 | PO-SEP-8168-[206] | PO | 2025-10-30 | C&D |  | - | 2026-04-18 | 2026-04-04 | 0 | China Star (Dalian) Industry Co., Ltd. | 6100K022 // Mechanical Bulk Components,
6100K018 | Batha : SWITCHGEAR - BATHA | SWGR | ROH | GCE0418203P0100 | WASHER,RETAINING 6, WN418-FST | 88 | 40 | 48 | 6100KDP01 | PO-SEP-8378-[292] | PO | 2025-11-17 | C&D |  | - | 2026-04-18 | 2026-04-04 | 0 | China Star (Dalian) Industry Co., Ltd. | 6100K023 – PR for Supply of MV 13.8 kV Switchgear (SWGR) for Halfmoon 115/13.8 kV Substation (SS). This PR covers 1st lot of mechanical bulk materials required for the SWGR SS, i
6100K018 | Batha : SWITCHGEAR - BATHA | SWGR | ROH | GCE0418203P0100 | WASHER,RETAINING 6, WN418-FST | 48 | 28 | 20 | 6100KDP01 | PO-SEP-6812-[3] | PO | 2025-12-31 | C&D |  | - | 2026-04-18 | 2026-04-04 | 0 | China Star (Dalian) Industry Co., Ltd. | 6100KDP01 // PP-12 (Mechanical Parts) for 07 Panels with Accessories
6100K018 | Batha : SWITCHGEAR - BATHA | SWGR | ROH | GCE0418203P0100 | WASHER,RETAINING 6, WN418-FST | 20 | 0 | 20 | PR Required | - | PR |  | C&D |  | - | 2026-04-18 | 2026-04-04 | 0
6100K018 | Batha : SWITCHGEAR - BATHA | SWGR | ROH | GCE0418204P0100 | WASHER RETAINING 8/WN 418-FST | 29 | 8 | 21 | 6100KDP01 | PO-SEP-8680-[14] | PO | 2025-11-17 | C&D |  | - | 2026-04-18 | 2026-04-04 | 0 | ALAM AL NIMA TRADING EST
6100K018 | Batha : SWITCHGEAR - BATHA | SWGR | ROH | GCE0418204P0100 | WASHER RETAINING 8/WN 418-FST | 21 | 11 | 10 | 6100KDP01 | PO-SEP-6812-[17] | PO | 2025-12-31 | C&D |  | - | 2026-04-18 | 2026-04-04 | 0 | China Star (Dalian) Industry Co., Ltd. | 6100KDP01 // PP-12 (Mechanical Parts) for 07 Panels with Accessories
6100K018 | Batha : SWITCHGEAR - BATHA | SWGR | ROH | GCE0418204P0100 | WASHER RETAINING 8/WN 418-FST | 10 | 0 | 10 | PR Required | - | PR |  | C&D |  | - | 2026-04-18 | 2026-04-04 | 0
6100K018 | Batha : SWITCHGEAR - BATHA | SWGR | ROH | GCE0418205P0100 | WASHER RETAINING 10, WN418-FST | 92 | 76 | 16 | 6100KDP01 | PO-SEP-8378-[197] | PO | 2025-11-17 | C&D |  | - | 2026-04-18 | 2026-04-04 | 0 | China Star (Dalian) Industry Co., Ltd. | 6100K023 – PR for Supply of MV 13.8 kV Switchgear (SWGR) for Halfmoon 115/13.8 kV Substation (SS). This PR covers 1st lot of mechanical bulk materials required for the SWGR SS, i
6100K018 | Batha : SWITCHGEAR - BATHA | SWGR | ROH | GCE0418205P0100 | WASHER RETAINING 10, WN418-FST | 16 | 0 | 16 | PR Required | - | PR |  | C&D |  | - | 2026-04-18 | 2026-04-04 | 0
6100K018 | Batha : SWITCHGEAR - BATHA | SWGR | ROH | GCE0422013P0100 | WASHER,RETAINING 16X1 | 8 | 8 | 0 | 6100KDP01 | PO-SEP-6812-[5] | PO | 2025-12-31 | C&D |  | - | 2026-04-18 | 2026-04-04 | 0 | China Star (Dalian) Industry Co., Ltd. | 6100KDP01 // PP-12 (Mechanical Parts) for 07 Panels with Accessories
6100K018 | Batha : SWITCHGEAR - BATHA | SWGR | ROH | GCE0422025P0100 | RETAINING RING (SHAFT)30X1.5 | 4 | 0 | 4 | PR Required | - | PR |  | C&D |  | - | 2026-04-18 | 2026-04-04 | 0
6100K018 | Batha : SWITCHGEAR - BATHA | SWGR | ROH | GCE0438423P0100 | SPRING PIN 3X16 | 8 | 8 | 0 | 6100KDP01 | PO-SEP-8629-[6] | PO | 2025-10-30 | C&D |  | - | 2026-04-18 | 2026-04-04 | 0 | FLY METALTECH TRADING CO.
6100K018 | Batha : SWITCHGEAR - BATHA | SWGR | ROH | GCE0438425P0100 | SPRING PIN SLOTTED 3X20 (EQUIV.=28272) | 18 | 6 | 12 | 6100KDP01 | PO-SEP-8385-[199] | PO | 2025-10-05 | C&D |  | - | 2026-04-18 | 2026-04-04 | 0 | Easy China (Xiamen) Trading Co, Ltd. | To update Promised Delivery Date
6100K018 | Batha : SWITCHGEAR - BATHA | SWGR | ROH | GCE0438425P0100 | SPRING PIN SLOTTED 3X20 (EQUIV.=28272) | 12 | 0 | 12 | PR Required | - | PR |  | C&D |  | - | 2026-04-18 | 2026-04-04 | 0
6100K018 | Batha : SWITCHGEAR - BATHA | SWGR | ROH | GCE0438432P0100 | PIN,SPRING (SLOTED) 4X10 | 16 | 0 | 16 | PR Required | - | PR |  | C&D |  | - | 2026-04-18 | 2026-04-04 | 0
6100K018 | Batha : SWITCHGEAR - BATHA | SWGR | ROH | GCE0438453P0100 | PIN,SPRING (SLOTED) 5X26 | 22 | 0 | 22 | PR Required | - | PR |  | C&D |  | - | 2026-04-18 | 2026-04-04 | 0
6100K018 | Batha : SWITCHGEAR - BATHA | SWGR | ROH | GCE0438455P0100 | SPRING PIN SLOTTED 5X30 | 6 | 0 | 6 | PR Required | - | PR |  | C&D |  | - | 2026-04-18 | 2026-04-04 | 0
6100K018 | Batha : SWITCHGEAR - BATHA | SWGR | ROH | GCE0457035P0100 | BLIND RIVET 5X10 AL | 200 | 112 | 88 | 6100KDP01 | PO-SEP-8378-[331] | PO | 2025-11-17 | C&D |  | - | 2026-04-18 | 2026-04-04 | 0 | China Star (Dalian) Industry Co., Ltd. | 6100K023 – PR for Supply of MV 13.8 kV Switchgear (SWGR) for Halfmoon 115/13.8 kV Substation (SS). This PR covers 1st lot of mechanical bulk materials required for the SWGR SS, i
6100K018 | Batha : SWITCHGEAR - BATHA | SWGR | ROH | GCE0457035P0100 | BLIND RIVET 5X10 AL | 88 | 56 | 32 | 6100KDP01 | PO-SEP-6812-[133] | PO | 2025-12-31 | C&D |  | - | 2026-04-18 | 2026-04-04 | 0 | China Star (Dalian) Industry Co., Ltd. | 6100KDP01 // PP-12 (Mechanical Parts) for 07 Panels with Accessories
6100K018 | Batha : SWITCHGEAR - BATHA | SWGR | ROH | GCE0457035P0100 | BLIND RIVET 5X10 AL | 32 | 0 | 32 | PR Required | - | PR |  | C&D |  | - | 2026-04-18 | 2026-04-04 | 0
6100K018 | Batha : SWITCHGEAR - BATHA | SWGR | ROH | GCE0457038P0100 | BLIND RIVET 5X16, CIECO, WN457-ALU | 96 | 78 | 18 | 6100KDP01 | PO-SEP-8378-[334] | PO | 2025-11-17 | C&D |  | - | 2026-04-18 | 2026-04-04 | 0 | China Star (Dalian) Industry Co., Ltd. | 6100K023 – PR for Supply of MV 13.8 kV Switchgear (SWGR) for Halfmoon 115/13.8 kV Substation (SS). This PR covers 1st lot of mechanical bulk materials required for the SWGR SS, i
6100K018 | Batha : SWITCHGEAR - BATHA | SWGR | ROH | GCE0457038P0100 | BLIND RIVET 5X16, CIECO, WN457-ALU | 18 | 0 | 18 | PR Required | - | PR |  | C&D |  | - | 2026-04-18 | 2026-04-04 | 0
6100K018 | Batha : SWITCHGEAR - BATHA | SWGR | ROH | GCE0457040P0100 | BLIND RIVET 6.4X12 STEEL | 201 | 134 | 67 | 6100KDP01 | PO-SEP-8378-[335] | PO | 2025-11-17 | C&D |  | - | 2026-04-18 | 2026-04-04 | 0 | China Star (Dalian) Industry Co., Ltd. | 6100K023 – PR for Supply of MV 13.8 kV Switchgear (SWGR) for Halfmoon 115/13.8 kV Substation (SS). This PR covers 1st lot of mechanical bulk materials required for the SWGR SS, i
6100K018 | Batha : SWITCHGEAR - BATHA | SWGR | ROH | GCE0457040P0100 | BLIND RIVET 6.4X12 STEEL | 67 | 0 | 67 | PR Required | - | PR |  | C&D |  | - | 2026-04-18 | 2026-04-04 | 0
6100K018 | Batha : SWITCHGEAR - BATHA | SWGR | ROH | GCE0518520P0101 | ATTENTION SIGN (SEGNALE DI PERICOLO) | 2 | 0 | 2 | PR Required | - | PR |  | C&D |  | - | 2026-04-18 | 2026-04-04 | 0
6100K018 | Batha : SWITCHGEAR - BATHA | SWGR | ROH | GCE0909121P0100 | STRAIN RELIEF TYPE ZE2/10 | 6 | 2 | 4 | 6100KDP01 | PO-SEP-8385-[150] | PO | 2025-10-05 | C&D |  | - | 2026-04-18 | 2026-04-04 | 0 | Easy China (Xiamen) Trading Co, Ltd. | To update Promised Delivery Date
6100K018 | Batha : SWITCHGEAR - BATHA | SWGR | ROH | GCE0909121P0100 | STRAIN RELIEF TYPE ZE2/10 | 4 | 0 | 4 | PR Required | - | PR |  | C&D |  | - | 2026-04-18 | 2026-04-04 | 0
6100K018 | Batha : SWITCHGEAR - BATHA | SWGR | ROH | GCE0909123P0100 | PLUG-IN CONNECTION - 645060000 | 4 | 0 | 4 | PR Required | - | PR |  | C&D |  | - | 2026-04-18 | 2026-04-04 | 0
6100K018 | Batha : SWITCHGEAR - BATHA | SWGR | ROH | GCE0909124P0100 | BUSH STV2/10 ORDER.NO. 0645160000 | 6 | 0 | 6 | PR Required | - | PR |  | C&D |  | - | 2026-04-18 | 2026-04-04 | 0
6100K018 | Batha : SWITCHGEAR - BATHA | SWGR | ROH | GCE0931008P0100 | POST TYPE INSULATOR 12kV SIZE B 2040384 | 12 | 6 | 6 | free_stock | PR-SEP-0023653-[36] | PR |  | C&D |  | - | 2026-04-18 | 2026-04-04 | 0
6100K018 | Batha : SWITCHGEAR - BATHA | SWGR | ROH | GCE0931008P0100 | POST TYPE INSULATOR 12kV SIZE B 2040384 | 6 | 0 | 6 | PR Required | - | PR |  | C&D |  | - | 2026-04-18 | 2026-04-04 | 0
6100K018 | Batha : SWITCHGEAR - BATHA | SWGR | ROH | GCE0931306P0100 | BUSHING KD20-30/115(2033335)GJ (LOWER) | 3 | 3 | 0 | 6100KDP01 | PO-SEP-8389-[8] | PO | 2025-11-30 | C&D |  | - | 2026-04-18 | 2026-04-04 | 0 | Georg Jordan GmbH | 6100K023 – PR for Supply of MV 13.8 kV Switchgear (SWGR) for Halfmoon 115/13.8 kV Substation (SS). This PR covers 1st lot of mechanical bulk materials required for the SWGR SS, i
6100K018 | Batha : SWITCHGEAR - BATHA | SWGR | ROH | GCE0931316P0100 | BUSBAR INSERT 2XD100 | 75 | 72 | 3 | 6100K023 | PO-SEP-8385-[101] | PO | 2025-09-21 | C&D |  | - | 2026-04-18 | 2026-04-04 | 0 | Easy China (Xiamen) Trading Co, Ltd. | To update Promised Delivery Date
6100K018 | Batha : SWITCHGEAR - BATHA | SWGR | ROH | GCE0931316P0100 | BUSBAR INSERT 2XD100 | 3 | 3 | 0 | 606PD013 | PO-SEP-8385-[29] | PO | 2025-09-28 | C&D |  | - | 2026-04-18 | 2026-04-04 | 0 | Easy China (Xiamen) Trading Co, Ltd. | To update Promised Delivery Date
6100K018 | Batha : SWITCHGEAR - BATHA | SWGR | ROH | GCE0990014P0100 | THREADED PLATE M10 | 8 | 0 | 8 | PR Required | - | PR |  | C&D |  | - | 2026-04-18 | 2026-04-04 | 0
6100K018 | Batha : SWITCHGEAR - BATHA | SWGR | ROH | GCE0990162P0101 | PANEL HEATER 240V,50W-Boxin-3Met.Cable | 50 | 50 | 0 | 6100KDP01 | PO-SEP-8409-[4] | PO | 2025-11-30 | LV |  | - | 2026-04-18 | 2026-04-04 | 0 | Changsha Electric Controlling Auxiliaries Factory
6100K018 | Batha : SWITCHGEAR - BATHA | SWGR | ROH | GCE0990162P0102 | PANEL HEATER 240V,100W-Boxin-5MetCable | 25 | 21 | 4 | 6100KDP01 | PO-SEP-8409-[6] | PO | 2025-11-30 | C&D |  | - | 2026-04-18 | 2026-04-04 | 0 | Changsha Electric Controlling Auxiliaries Factory
6100K018 | Batha : SWITCHGEAR - BATHA | SWGR | ROH | GCE0990162P0102 | PANEL HEATER 240V,100W-Boxin-5MetCable | 4 | 0 | 4 | PR Required | - | PR |  | C&D |  | - | 2026-04-18 | 2026-04-04 | 0
6100K018 | Batha : SWITCHGEAR - BATHA | SWGR | ROH | GCE0990403P0100 | VENTILATOR QK08A-2EM.50.CH WITH CAPACITO | 3 | 3 | 0 | 6100KDP01 | PO-SEP-8361-[3] | PO | 2025-12-31 | B |  | - | 2026-04-18 | 2026-04-04 | 0 | ZIEHL ABEGG Middle East FZE | Fans / 6100K023Halfmoon SWGR Project, All Electrical Components (ABB, Hitachi & Bulk) to Supply of MV 13.8 kV SWGR For Halfmoon 115/13.8kv SS
6100K018 | Batha : SWITCHGEAR - BATHA | SWGR | ROH | GCE0990404P0100 | RADIAL FLOW FAN QK08A-2EM.35.CF | 1 | 1 | 0 | 6100KDP01 | PO-SEP-8361-[4] | PO | 2025-12-31 | B |  | - | 2026-04-18 | 2026-04-04 | 0 | ZIEHL ABEGG Middle East FZE | Fans / 6100K023Halfmoon SWGR Project, All Electrical Components (ABB, Hitachi & Bulk) to Supply of MV 13.8 kV SWGR For Halfmoon 115/13.8kv SS
6100K018 | Batha : SWITCHGEAR - BATHA | SWGR | ROH | GCE0990431P0100 | HANDLE | 355 | 355 | 0 | 6100KDP01 | PO-SEP-8385-[132] | PO | 2025-10-05 | C&D |  | - | 2026-04-18 | 2026-04-04 | 0 | Easy China (Xiamen) Trading Co, Ltd. | To update Promised Delivery Date
6100K018 | Batha : SWITCHGEAR - BATHA | SWGR | ROH | GCE0996027P0100 | PROTECTION CAP M10NR.610 | 120 | 102 | 18 | 6100KDP01 | PO-SEP-8629-[2] | PO | 2025-10-30 | C&D |  | - | 2026-04-18 | 2026-04-04 | 0 | FLY METALTECH TRADING CO.
6100K018 | Batha : SWITCHGEAR - BATHA | SWGR | ROH | GCE0996027P0100 | PROTECTION CAP M10NR.610 | 18 | 0 | 18 | PR Required | - | PR |  | C&D |  | - | 2026-04-18 | 2026-04-04 | 0
6100K018 | Batha : SWITCHGEAR - BATHA | SWGR | ROH | GCE0998134P0100 | SEALING RUBBER | 338.51 | 321.88 | 16.63 | 6100KDP01 | PO-SEP-8394-[2] | PO | 2025-11-30 | B |  | - | 2026-04-18 | 2026-04-04 | 0 | Suzhou Dirak Co. Ltd | 6100K023 – PR for Supply of MV 13.8 kV Switchgear (SWGR) for Halfmoon 115/13.8 kV Substation (SS). This PR covers 1st lot of mechanical bulk materials required for the SWGR SS, i
6100K018 | Batha : SWITCHGEAR - BATHA | SWGR | ROH | GCE0998134P0100 | SEALING RUBBER | 16.63 | 0 | 16.63 | PR Required | - | PR |  | B |  | - | 2026-04-18 | 2026-04-04 | 0
6100K018 | Batha : SWITCHGEAR - BATHA | SWGR | ROH | GCE0998162P0100 | REDUCING RING PVC | 431 | 323 | 108 | 6100KDP01 | PO-SEP-8385-[131] | PO | 2025-10-05 | C&D |  | - | 2026-04-18 | 2026-04-04 | 0 | Easy China (Xiamen) Trading Co, Ltd. | To update Promised Delivery Date
6100K018 | Batha : SWITCHGEAR - BATHA | SWGR | ROH | GCE0998162P0100 | REDUCING RING PVC | 108 | 0 | 108 | PR Required | - | PR |  | C&D |  | - | 2026-04-18 | 2026-04-04 | 0
6100K018 | Batha : SWITCHGEAR - BATHA | SWGR | ROH | GCE0998168P0100 | PLASTIC BUSHING EK/G36 | 3 | 2 | 1 | 6100KDP01 | PO-SEP-8385-[164] | PO | 2025-10-05 | C&D |  | - | 2026-04-18 | 2026-04-04 | 0 | Easy China (Xiamen) Trading Co, Ltd. | To update Promised Delivery Date
6100K018 | Batha : SWITCHGEAR - BATHA | SWGR | ROH | GCE0998168P0100 | PLASTIC BUSHING EK/G36 | 1 | 0 | 1 | PR Required | - | PR |  | C&D |  | - | 2026-04-18 | 2026-04-04 | 0
6100K018 | Batha : SWITCHGEAR - BATHA | SWGR | ROH | GCE4117104P0117 | TUBE G16X9 | 48 | 28 | 20 | 6100K023 | PO-SEP-8385-[13] | PO | 2025-09-21 | C&D |  | - | 2026-04-18 | 2026-04-04 | 0 | Easy China (Xiamen) Trading Co, Ltd. | To update Promised Delivery Date
6100K018 | Batha : SWITCHGEAR - BATHA | SWGR | ROH | GCE4117104P0117 | TUBE G16X9 | 20 | 20 | 0 | 6100KDP01 | PO-SEP-8385-[186] | PO | 2025-10-05 | C&D |  | - | 2026-04-18 | 2026-04-04 | 0 | Easy China (Xiamen) Trading Co, Ltd. | To update Promised Delivery Date
6100K018 | Batha : SWITCHGEAR - BATHA | SWGR | ROH | GCE4366010P0100 | NUT(DADO D'ANCORAGGIO) M10 WN366-ST37-2 | 182 | 46 | 136 | 6100K023 | PO-SEP-8385-[232] | PO | 2025-09-21 | C&D |  | - | 2026-04-18 | 2026-04-04 | 0 | Easy China (Xiamen) Trading Co, Ltd. | To update Promised Delivery Date
6100K018 | Batha : SWITCHGEAR - BATHA | SWGR | ROH | GCE4366010P0100 | NUT(DADO D'ANCORAGGIO) M10 WN366-ST37-2 | 136 | 136 | 0 | 6100KDP01 | PO-SEP-8385-[134] | PO | 2025-10-05 | C&D |  | - | 2026-04-18 | 2026-04-04 | 0 | Easy China (Xiamen) Trading Co, Ltd. | To update Promised Delivery Date
6100K018 | Batha : SWITCHGEAR - BATHA | SWGR | ROH | GCE4395060P0100 | WASHER,PLAIN , LARGE 6.1/18X1 | 36 | 20 | 16 | 6100KDP01 | PO-SEP-8378-[351] | PO | 2025-11-17 | C&D |  | - | 2026-04-18 | 2026-04-04 | 0 | China Star (Dalian) Industry Co., Ltd. | 6100K023 – PR for Supply of MV 13.8 kV Switchgear (SWGR) for Halfmoon 115/13.8 kV Substation (SS). This PR covers 1st lot of mechanical bulk materials required for the SWGR SS, i
6100K018 | Batha : SWITCHGEAR - BATHA | SWGR | ROH | GCE4395060P0100 | WASHER,PLAIN , LARGE 6.1/18X1 | 16 | 0 | 16 | PR Required | - | PR |  | C&D |  | - | 2026-04-18 | 2026-04-04 | 0
6100K018 | Batha : SWITCHGEAR - BATHA | SWGR | ROH | GCE4395592P0100 | WASHER FLAT 8 X 11 X 0.5 MM | 150 | 84 | 66 | 6100KDP01 | PO-SEP-8378-[258] | PO | 2025-11-17 | C&D |  | - | 2026-04-18 | 2026-04-04 | 0 | China Star (Dalian) Industry Co., Ltd. | 6100K023 – PR for Supply of MV 13.8 kV Switchgear (SWGR) for Halfmoon 115/13.8 kV Substation (SS). This PR covers 1st lot of mechanical bulk materials required for the SWGR SS, i
6100K018 | Batha : SWITCHGEAR - BATHA | SWGR | ROH | GCE4395592P0100 | WASHER FLAT 8 X 11 X 0.5 MM | 66 | 42 | 24 | 6100KDP01 | PO-SEP-6812-[25] | PO | 2025-12-31 | C&D |  | - | 2026-04-18 | 2026-04-04 | 0 | China Star (Dalian) Industry Co., Ltd. | 6100KDP01 // PP-12 (Mechanical Parts) for 07 Panels with Accessories
6100K018 | Batha : SWITCHGEAR - BATHA | SWGR | ROH | GCE4395592P0100 | WASHER FLAT 8 X 11 X 0.5 MM | 24 | 0 | 24 | PR Required | - | PR |  | C&D |  | - | 2026-04-18 | 2026-04-04 | 0
6100K018 | Batha : SWITCHGEAR - BATHA | SWGR | ROH | GCE4395856P0100 | PLAIN WASHER, LARGE 6.2x12x0.2 | 18 | 8 | 10 | 6100KDP01 | PO-SEP-8378-[218] | PO | 2025-11-17 | C&D |  | - | 2026-04-18 | 2026-04-04 | 0 | China Star (Dalian) Industry Co., Ltd. | 6100K023 – PR for Supply of MV 13.8 kV Switchgear (SWGR) for Halfmoon 115/13.8 kV Substation (SS). This PR covers 1st lot of mechanical bulk materials required for the SWGR SS, i
6100K018 | Batha : SWITCHGEAR - BATHA | SWGR | ROH | GCE4395856P0100 | PLAIN WASHER, LARGE 6.2x12x0.2 | 10 | 0 | 10 | PR Required | - | PR |  | C&D |  | - | 2026-04-18 | 2026-04-04 | 0
6100K018 | Batha : SWITCHGEAR - BATHA | SWGR | ROH | GCE4396016P0100 | PLAIN WASSHER 9/33X2.5 | 8 | 0 | 8 | PR Required | - | PR |  | C&D |  | - | 2026-04-18 | 2026-04-04 | 0
6100K018 | Batha : SWITCHGEAR - BATHA | SWGR | ROH | GCE4396073P0100 | WASHER LARG PLN (12.1/23.5X2.5 | 8 | 0 | 8 | PR Required | - | PR |  | C&D |  | - | 2026-04-18 | 2026-04-04 | 0
6100K018 | Batha : SWITCHGEAR - BATHA | SWGR | ROH | GCE4520999P0100 | INDICATION LABELS ( HOCK SYSMBLE ) | 8 | 8 | 0 | 6100KDP01 | PO-SEP-8724-[1] | PO | 2025-10-19 | C&D |  | - | 2026-04-18 | 2026-04-04 | 0 | Azm and Tumooh Trading Establishment | Al Azizyah Project SS 6100KDP01 Mechanical Bulk Lot 5.
6100K018 | Batha : SWITCHGEAR - BATHA | SWGR | ROH | GCE4530250P0100 | DESIGNATION LABEL L1 (RED) | 25 | 19 | 6 | 6100KDP01 | PO-SEP-8379-[31] | PO | 2025-10-30 | C&D |  | - | 2026-04-18 | 2026-04-04 | 0 | Azm and Tumooh Trading Establishment | 6100K023 – PR for Supply of MV 13.8 kV Switchgear (SWGR) for Halfmoon 115/13.8 kV Substation (SS). This PR covers 1st lot of mechanical bulk materials required for the SWGR SS, i
6100K018 | Batha : SWITCHGEAR - BATHA | SWGR | ROH | GCE4530250P0100 | DESIGNATION LABEL L1 (RED) | 6 | 0 | 6 | PR Required | - | PR |  | C&D |  | - | 2026-04-18 | 2026-04-04 | 0
6100K018 | Batha : SWITCHGEAR - BATHA | SWGR | ROH | GCE4530251P0100 | DESIGNATION LABEL L2 (YELLOW) | 25 | 19 | 6 | 6100KDP01 | PO-SEP-8379-[32] | PO | 2025-10-30 | C&D |  | - | 2026-04-18 | 2026-04-04 | 0 | Azm and Tumooh Trading Establishment | 6100K023 – PR for Supply of MV 13.8 kV Switchgear (SWGR) for Halfmoon 115/13.8 kV Substation (SS). This PR covers 1st lot of mechanical bulk materials required for the SWGR SS, i
6100K018 | Batha : SWITCHGEAR - BATHA | SWGR | ROH | GCE4530251P0100 | DESIGNATION LABEL L2 (YELLOW) | 6 | 0 | 6 | PR Required | - | PR |  | C&D |  | - | 2026-04-18 | 2026-04-04 | 0
6100K018 | Batha : SWITCHGEAR - BATHA | SWGR | ROH | GCE4530252P0100 | DESIGNATION LABEL L3 (BLUE) | 25 | 19 | 6 | 6100KDP01 | PO-SEP-8379-[33] | PO | 2025-10-30 | C&D |  | - | 2026-04-18 | 2026-04-04 | 0 | Azm and Tumooh Trading Establishment | 6100K023 – PR for Supply of MV 13.8 kV Switchgear (SWGR) for Halfmoon 115/13.8 kV Substation (SS). This PR covers 1st lot of mechanical bulk materials required for the SWGR SS, i
6100K018 | Batha : SWITCHGEAR - BATHA | SWGR | ROH | GCE4530252P0100 | DESIGNATION LABEL L3 (BLUE) | 6 | 0 | 6 | PR Required | - | PR |  | C&D |  | - | 2026-04-18 | 2026-04-04 | 0
6100K018 | Batha : SWITCHGEAR - BATHA | SWGR | ROH | GCE4539019P0100 | INFORMATION PLATE | 24 | 24 | 0 | 6100KDP01 | PO-SEP-8379-[36] | PO | 2025-10-30 | C&D |  | - | 2026-04-18 | 2026-04-04 | 0 | Azm and Tumooh Trading Establishment | 6100K023 – PR for Supply of MV 13.8 kV Switchgear (SWGR) for Halfmoon 115/13.8 kV Substation (SS). This PR covers 1st lot of mechanical bulk materials required for the SWGR SS, i
6100K018 | Batha : SWITCHGEAR - BATHA | SWGR | ROH | GCE4539452P0100 | INDICATION LABEL Mech.Operation STICKER | 23 | 19 | 4 | 6100KDP01 | PO-SEP-8379-[28] | PO | 2025-10-30 | C&D |  | - | 2026-04-18 | 2026-04-04 | 0 | Azm and Tumooh Trading Establishment | 6100K023 – PR for Supply of MV 13.8 kV Switchgear (SWGR) for Halfmoon 115/13.8 kV Substation (SS). This PR covers 1st lot of mechanical bulk materials required for the SWGR SS, i
6100K018 | Batha : SWITCHGEAR - BATHA | SWGR | ROH | GCE4539452P0100 | INDICATION LABEL Mech.Operation STICKER | 4 | 0 | 4 | PR Required | - | PR |  | C&D |  | - | 2026-04-18 | 2026-04-04 | 0
6100K018 | Batha : SWITCHGEAR - BATHA | SWGR | ROH | GCE4539457P0101A | INFORMATION PLATE ( LOCAL ) | 6 | 0 | 6 | PR Required | - | PR |  | C&D |  | - | 2026-04-18 | 2026-04-04 | 0
6100K018 | Batha : SWITCHGEAR - BATHA | SWGR | ROH | GCE4539458P0101A | INFORMATION PLATE ( LOCAL ) | 1 | 0 | 1 | PR Required | - | PR |  | LAX |  | - | 2026-04-18 | 2026-04-04 | 0
6100K018 | Batha : SWITCHGEAR - BATHA | SWGR | ROH | GCE7000495R0101 | SHAFT COMPL. | 24 | 14 | 10 | 6100K023 | PO-SEP-8385-[15] | PO | 2025-09-21 | C&D |  | - | 2026-04-18 | 2026-04-04 | 0 | Easy China (Xiamen) Trading Co, Ltd. | To update Promised Delivery Date
6100K018 | Batha : SWITCHGEAR - BATHA | SWGR | ROH | GCE7000495R0101 | SHAFT COMPL. | 10 | 10 | 0 | 6100KDP01 | PO-SEP-8385-[179] | PO | 2025-10-05 | C&D |  | - | 2026-04-18 | 2026-04-04 | 0 | Easy China (Xiamen) Trading Co, Ltd. | To update Promised Delivery Date
6100K018 | Batha : SWITCHGEAR - BATHA | SWGR | ROH | GCE7000496P0102 | TORSION SPRING | 25 | 18 | 7 | 6100KDP01 | PO-SEP-8387-[20] | PO | 2025-11-30 | C&D |  | - | 2026-04-18 | 2026-04-04 | 0 | Fujian Sanxing Electric Co., Ltd | 6100K023 – PR for Supply of MV 13.8 kV Switchgear (SWGR) for Halfmoon 115/13.8 kV Substation (SS). This PR covers 1st lot of mechanical bulk materials required for the SWGR SS, i
6100K018 | Batha : SWITCHGEAR - BATHA | SWGR | ROH | GCE7000496P0102 | TORSION SPRING | 7 | 0 | 7 | PR Required | - | PR |  | C&D |  | - | 2026-04-18 | 2026-04-04 | 0
6100K018 | Batha : SWITCHGEAR - BATHA | SWGR | ROH | GCE7000497R0101 | BEARING HOUSING COMPLETE | 24 | 19 | 5 | 6100KDP01 | PO-SEP-8387-[30] | PO | 2025-11-30 | C&D |  | - | 2026-04-18 | 2026-04-04 | 0 | Fujian Sanxing Electric Co., Ltd | 6100K023 – PR for Supply of MV 13.8 kV Switchgear (SWGR) for Halfmoon 115/13.8 kV Substation (SS). This PR covers 1st lot of mechanical bulk materials required for the SWGR SS, i
6100K018 | Batha : SWITCHGEAR - BATHA | SWGR | ROH | GCE7000497R0101 | BEARING HOUSING COMPLETE | 5 | 0 | 5 | PR Required | - | PR |  | C&D |  | - | 2026-04-18 | 2026-04-04 | 0
6100K018 | Batha : SWITCHGEAR - BATHA | SWGR | ROH | GCE7000508P0101 | GROOVED PIN | 48 | 0 | 48 | PR Required | - | PR |  | C&D |  | - | 2026-04-18 | 2026-04-04 | 0
6100K018 | Batha : SWITCHGEAR - BATHA | SWGR | ROH | GCE7000525P0101 | WASHER,STOP | 24 | 19 | 5 | 6100KDP01 | PO-SEP-8385-[299] | PO | 2025-10-05 | C&D |  | - | 2026-04-18 | 2026-04-04 | 0 | Easy China (Xiamen) Trading Co, Ltd. | To update Promised Delivery Date
6100K018 | Batha : SWITCHGEAR - BATHA | SWGR | ROH | GCE7000525P0101 | WASHER,STOP | 5 | 0 | 5 | PR Required | - | PR |  | C&D |  | - | 2026-04-18 | 2026-04-04 | 0
6100K018 | Batha : SWITCHGEAR - BATHA | SWGR | ROH | GCE7000541P0101P | ADJUSTING RING | 6 | 0 | 6 | PR Required | - | PR |  | C&D |  | - | 2026-04-18 | 2026-04-04 | 0
6100K018 | Batha : SWITCHGEAR - BATHA | SWGR | ROH | GCE7000542P0101 | BUSH D10/6.2X15 | 12 | 0 | 12 | PR Required | - | PR |  | C&D |  | - | 2026-04-18 | 2026-04-04 | 0
6100K018 | Batha : SWITCHGEAR - BATHA | SWGR | ROH | GCE7000545P0101 | COMPRESSION SPRING | 4 | 0 | 4 | PR Required | - | PR |  | B |  | - | 2026-04-18 | 2026-04-04 | 0
6100K018 | Batha : SWITCHGEAR - BATHA | SWGR | ROH | GCE7000552P0101 | STOP WASHER | 96 | 0 | 96 | PR Required | - | PR |  | C&D |  | - | 2026-04-18 | 2026-04-04 | 0
6100K018 | Batha : SWITCHGEAR - BATHA | SWGR | ROH | GCE7000663R0101 | BEVEL GEAR DRIVE FOR EK6 ZS1 | 24 | 19 | 5 | 6100KDP01 | PO-SEP-8397-[5] | PO | 2025-11-30 | C&D |  | - | 2026-04-18 | 2026-04-04 | 0 | Xiamen Xingjitai Electrical Apparatus Co. Ltd | 6100K023 – PR for Supply of MV 13.8 kV Switchgear (SWGR) for Halfmoon 115/13.8 kV Substation (SS). This PR covers 1st lot of mechanical bulk materials required for the SWGR SS, i
6100K018 | Batha : SWITCHGEAR - BATHA | SWGR | ROH | GCE7000663R0101 | BEVEL GEAR DRIVE FOR EK6 ZS1 | 5 | 0 | 5 | PR Required | - | PR |  | C&D |  | - | 2026-04-18 | 2026-04-04 | 0
6100K018 | Batha : SWITCHGEAR - BATHA | SWGR | ROH | GCE7000847P0101P | K - STUD | 6 | 0 | 6 | PR Required | - | PR |  | C&D |  | - | 2026-04-18 | 2026-04-04 | 0
6100K018 | Batha : SWITCHGEAR - BATHA | SWGR | ROH | GCE7001026P0101 | INSULATION TUBE; L=45MM. | 48 | 28 | 20 | 6100K023 | PO-SEP-8385-[20] | PO | 2025-09-21 | C&D |  | - | 2026-04-18 | 2026-04-04 | 0 | Easy China (Xiamen) Trading Co, Ltd. | To update Promised Delivery Date
6100K018 | Batha : SWITCHGEAR - BATHA | SWGR | ROH | GCE7001026P0101 | INSULATION TUBE; L=45MM. | 20 | 20 | 0 | 6100KDP01 | PO-SEP-8385-[189] | PO | 2025-10-05 | C&D |  | - | 2026-04-18 | 2026-04-04 | 0 | Easy China (Xiamen) Trading Co, Ltd. | To update Promised Delivery Date
6100K018 | Batha : SWITCHGEAR - BATHA | SWGR | ROH | GCE7001732R0105 | EARTHING SWITCH: EK6/ZS1-1710-275 | 3 | 3 | 0 | 6100KDP01 | PO-SEP-8382-[5] | PO | 2025-11-30 | A |  | - | 2026-04-18 | 2026-04-04 | 0 | Abb Electrical Industriesco | Earthing Switch/6100K023 – PR for Supply of MV 13.8 kV Switchgear (SWGR) for Halfmoon 115/13.8 kV Substation (SS). This PR covers 1st lot of mechanical bulk materials required for the SWGR SS, i
6100K018 | Batha : SWITCHGEAR - BATHA | SWGR | ROH | GCE7003008P0101 | RING | 24 | 19 | 5 | 6100KDP01 | PO-SEP-8387-[21] | PO | 2025-11-30 | C&D |  | - | 2026-04-18 | 2026-04-04 | 0 | Fujian Sanxing Electric Co., Ltd | 6100K023 – PR for Supply of MV 13.8 kV Switchgear (SWGR) for Halfmoon 115/13.8 kV Substation (SS). This PR covers 1st lot of mechanical bulk materials required for the SWGR SS, i
6100K018 | Batha : SWITCHGEAR - BATHA | SWGR | ROH | GCE7003008P0101 | RING | 5 | 0 | 5 | PR Required | - | PR |  | C&D |  | - | 2026-04-18 | 2026-04-04 | 0
6100K018 | Batha : SWITCHGEAR - BATHA | SWGR | ROH | GCE7003012P0101P | TUBE 8X5.1X25 | 6 | 0 | 6 | PR Required | - | PR |  | C&D |  | - | 2026-04-18 | 2026-04-04 | 0
6100K018 | Batha : SWITCHGEAR - BATHA | SWGR | ROH | GCE7003536P0101 | DETENT | 6 | 0 | 6 | PR Required | - | PR |  | C&D |  | - | 2026-04-18 | 2026-04-04 | 0
6100K018 | Batha : SWITCHGEAR - BATHA | SWGR | ROH | GCE7003538P0101 | COVER | 2 | 2 | 0 | 6100K023 | PO-SEP-8385-[89] | PO | 2025-09-21 | C&D |  | - | 2026-04-18 | 2026-04-04 | 0 | Easy China (Xiamen) Trading Co, Ltd. | To update Promised Delivery Date
6100K018 | Batha : SWITCHGEAR - BATHA | SWGR | ROH | GCE7003544P0101 | SPINDLE | 6 | 0 | 6 | PR Required | - | PR |  | C&D |  | - | 2026-04-18 | 2026-04-04 | 0
6100K018 | Batha : SWITCHGEAR - BATHA | SWGR | ROH | GCE7003553P0101P | HEXAGON BOLT | 16 | 0 | 16 | PR Required | - | PR |  | C&D |  | - | 2026-04-18 | 2026-04-04 | 0
6100K018 | Batha : SWITCHGEAR - BATHA | SWGR | ROH | GCE7003556P0101 | SLIDE | 12 | 0 | 12 | PR Required | - | PR |  | C&D |  | - | 2026-04-18 | 2026-04-04 | 0
6100K018 | Batha : SWITCHGEAR - BATHA | SWGR | ROH | GCE7003557P0101 | SLIDE | 4 | 0 | 4 | PR Required | - | PR |  | LAX |  | - | 2026-04-18 | 2026-04-04 | 0
6100K018 | Batha : SWITCHGEAR - BATHA | SWGR | ROH | GCE7003562P0101P | K - BUSH 10X60 | 2 | 0 | 2 | PR Required | - | PR |  | C&D |  | - | 2026-04-18 | 2026-04-04 | 0
6100K018 | Batha : SWITCHGEAR - BATHA | SWGR | ROH | GCE7003563P0101 | SHAFT | 2 | 2 | 0 | 6100KDP01 | PO-SEP-8057-[2] | PO | 2025-10-20 | C&D |  | - | 2026-04-18 | 2026-04-04 | 0 | XIAMEN STARLIGHTS
6100K018 | Batha : SWITCHGEAR - BATHA | SWGR | ROH | GCE7003568P0101 | NUT SPECIAL | 6 | 0 | 6 | PR Required | - | PR |  | C&D |  | - | 2026-04-18 | 2026-04-04 | 0
6100K018 | Batha : SWITCHGEAR - BATHA | SWGR | ROH | GCE7003572P0101 | TORSION SPRING | 1 | 1 | 0 | 6100KDP01 | PO-SEP-8057-[3] | PO | 2025-10-20 | C&D |  | - | 2026-04-18 | 2026-04-04 | 0 | XIAMEN STARLIGHTS
6100K018 | Batha : SWITCHGEAR - BATHA | SWGR | ROH | GCE7003578P0101 | SQUARE BOLT 4KT8/20 | 12 | 0 | 12 | PR Required | - | PR |  | C&D |  | - | 2026-04-18 | 2026-04-04 | 0
6100K018 | Batha : SWITCHGEAR - BATHA | SWGR | ROH | GCE7003579P0101 | TENSION SPRING 6.5/.9/30/16 | 31 | 14 | 17 | 6100KDP01 | PO-SEP-8396-[38] | PO | 2025-11-30 | C&D |  | - | 2026-04-18 | 2026-04-04 | 0 | XIAMEN STARLIGHTS | 6100K023 – PR for Supply of MV 13.8 kV Switchgear (SWGR) for Halfmoon 115/13.8 kV Substation (SS). This PR covers 1st lot of mechanical bulk materials required for the SWGR SS, i
6100K018 | Batha : SWITCHGEAR - BATHA | SWGR | ROH | GCE7003579P0101 | TENSION SPRING 6.5/.9/30/16 | 17 | 0 | 17 | PR Required | - | PR |  | C&D |  | - | 2026-04-18 | 2026-04-04 | 0
6100K018 | Batha : SWITCHGEAR - BATHA | SWGR | ROH | GCE7003579P0102 | TENSION SPRING 6.5/.9/30/16 | 6 | 0 | 6 | PR Required | - | PR |  | C&D |  | - | 2026-04-18 | 2026-04-04 | 0
6100K018 | Batha : SWITCHGEAR - BATHA | SWGR | ROH | GCE7003580P0101 | CCOMPRESSION SPRING | 2 | 0 | 2 | PR Required | - | PR |  | C&D |  | - | 2026-04-18 | 2026-04-04 | 0
6100K018 | Batha : SWITCHGEAR - BATHA | SWGR | ROH | GCE7003581P0101 | COMPRESSION SPRING 7.5/0,8/9/25 | 12 | 0 | 12 | PR Required | - | PR |  | C&D |  | - | 2026-04-18 | 2026-04-04 | 0
6100K018 | Batha : SWITCHGEAR - BATHA | SWGR | ROH | GCE7003582P0101 | NUT | 12 | 0 | 12 | PR Required | - | PR |  | C&D |  | - | 2026-04-18 | 2026-04-04 | 0
6100K018 | Batha : SWITCHGEAR - BATHA | SWGR | ROH | GCE7003694P0102 | CARRIER | 36 | 0 | 36 | PR Required | - | PR |  | C&D |  | - | 2026-04-18 | 2026-04-04 | 0
6100K018 | Batha : SWITCHGEAR - BATHA | SWGR | ROH | GCE7004025R0102 | DRAW OUT DEVICEP210-S200 ASSY. | 2 | 2 | 0 | 6100K023 | PO-SEP-8385-[112] | PO | 2025-09-21 | LAX |  | - | 2026-04-18 | 2026-04-04 | 0 | Easy China (Xiamen) Trading Co, Ltd. | To update Promised Delivery Date
6100K018 | Batha : SWITCHGEAR - BATHA | SWGR | ROH | GCE7004046R0101 | RECTIFIER COMPL. | 2 | 2 | 0 | 6100K023 | PO-SEP-8385-[120] | PO | 2025-09-21 | B |  | - | 2026-04-18 | 2026-04-04 | 0 | Easy China (Xiamen) Trading Co, Ltd. | To update Promised Delivery Date
6100K018 | Batha : SWITCHGEAR - BATHA | SWGR | ROH | GCE7102436P0100 | PLUG HOUSING SOCKET/GEHAUSE | 26 | 21 | 5 | 6100K023 | PO-SEP-8385-[23] | PO | 2025-09-21 | C&D |  | - | 2026-04-18 | 2026-04-04 | 0 | Easy China (Xiamen) Trading Co, Ltd. | To update Promised Delivery Date
6100K018 | Batha : SWITCHGEAR - BATHA | SWGR | ROH | GCE7102436P0100 | PLUG HOUSING SOCKET/GEHAUSE | 5 | 5 | 0 | 6100KDP01 | PO-SEP-8385-[213] | PO | 2025-10-05 | C&D |  | - | 2026-04-18 | 2026-04-04 | 0 | Easy China (Xiamen) Trading Co, Ltd. | To update Promised Delivery Date
6100K018 | Batha : SWITCHGEAR - BATHA | SWGR | ROH | GCE7107642P0100 | TENSION SPRING 8.9/0.7/35/10 | 6 | 0 | 6 | PR Required | - | PR |  | C&D |  | - | 2026-04-18 | 2026-04-04 | 0
6100K018 | Batha : SWITCHGEAR - BATHA | SWGR | ROH | GCE7109399R0101 | AUXILIARY SWITCH 5NO | 48 | 38 | 10 | 6100KDP01 | PO-SEP-8409-[7] | PO | 2025-11-30 | C&D |  | - | 2026-04-18 | 2026-04-04 | 0 | Changsha Electric Controlling Auxiliaries Factory
6100K018 | Batha : SWITCHGEAR - BATHA | SWGR | ROH | GCE7109399R0101 | AUXILIARY SWITCH 5NO | 10 | 0 | 10 | PR Required | - | PR |  | C&D |  | - | 2026-04-18 | 2026-04-04 | 0
6100K018 | Batha : SWITCHGEAR - BATHA | SWGR | ROH | GCE7109399R0106 | AUXILIARY SWITCH 5NC | 24 | 24 | 0 | 6100KDP01 | PO-SEP-8385-[156] | PO | 2025-10-05 | C&D |  | - | 2026-04-18 | 2026-04-04 | 0 | Easy China (Xiamen) Trading Co, Ltd. | To update Promised Delivery Date
6100K018 | Batha : SWITCHGEAR - BATHA | SWGR | ROH | GCE7109399R0118 | SLIDE F.AUX.SWICH 5NC | 3 | 2 | 1 | 6100KDP01 | PO-SEP-8385-[163] | PO | 2025-10-05 | C&D |  | - | 2026-04-18 | 2026-04-04 | 0 | Easy China (Xiamen) Trading Co, Ltd. | To update Promised Delivery Date
6100K018 | Batha : SWITCHGEAR - BATHA | SWGR | ROH | GCE7109399R0118 | SLIDE F.AUX.SWICH 5NC | 1 | 0 | 1 | PR Required | - | PR |  | C&D |  | - | 2026-04-18 | 2026-04-04 | 0
6100K018 | Batha : SWITCHGEAR - BATHA | SWGR | ROH | GCE7109399R0119 | AUX.SWITCH 5NO. (S8,S9) | 4 | 4 | 0 | 6100K023 | PO-SEP-8385-[90] | PO | 2025-09-21 | C&D |  | - | 2026-04-18 | 2026-04-04 | 0 | Easy China (Xiamen) Trading Co, Ltd. | To update Promised Delivery Date
6100K018 | Batha : SWITCHGEAR - BATHA | SWGR | ROH | GCE7169312R0145 | EARTHING SWITCH: EK6-ZS1-1706-210 | 21 | 16 | 5 | 6100K023 | PO-SEP-8382-[3] | PO | 2025-11-30 | A |  | - | 2026-04-18 | 2026-04-04 | 0 | Abb Electrical Industriesco | Earthing Switch/6100K023 – PR for Supply of MV 13.8 kV Switchgear (SWGR) for Halfmoon 115/13.8 kV Substation (SS). This PR covers 1st lot of mechanical bulk materials required for the SWGR SS, i
6100K018 | Batha : SWITCHGEAR - BATHA | SWGR | ROH | GCE7169312R0145 | EARTHING SWITCH: EK6-ZS1-1706-210 | 5 | 5 | 0 | free_stock | PR-SEP-0023653-[3] | PR |  | A |  | - | 2026-04-18 | 2026-04-04 | 0
6100K018 | Batha : SWITCHGEAR - BATHA | SWGR | ROH | GCE7192037R0100 | INSULATOR SGB 24N A1 POT 24kV 2040742 | 9 | 0 | 9 | PR Required | - | PR |  | C&D |  | - | 2026-04-18 | 2026-04-04 | 0
6100K018 | Batha : SWITCHGEAR - BATHA | SWGR | ROH | GCE7204654P0101 | BOLT 7/4X15 | 16 | 8 | 8 | 6100KDP01 | PO-SEP-8385-[191] | PO | 2025-10-05 | C&D |  | - | 2026-04-18 | 2026-04-04 | 0 | Easy China (Xiamen) Trading Co, Ltd. | To update Promised Delivery Date
6100K018 | Batha : SWITCHGEAR - BATHA | SWGR | ROH | GCE7204654P0101 | BOLT 7/4X15 | 8 | 4 | 4 | free_stock | PR-SEP-0022673-[41] | PR |  | C&D |  | - | 2026-04-18 | 2026-04-04 | 0
6100K018 | Batha : SWITCHGEAR - BATHA | SWGR | ROH | GCE7204654P0101 | BOLT 7/4X15 | 4 | 0 | 4 | PR Required | - | PR |  | C&D |  | - | 2026-04-18 | 2026-04-04 | 0
6100K018 | Batha : SWITCHGEAR - BATHA | SWGR | ROH | GCE7208367P0100 | DESIGNATION LABEL | 48 | 0 | 48 | PR Required | - | PR |  | C&D |  | - | 2026-04-18 | 2026-04-04 | 0
6100K018 | Batha : SWITCHGEAR - BATHA | SWGR | ROH | GCE7208368P0100 | DESIGNATION LABEL | 24 | 0 | 24 | PR Required | - | PR |  | LAX |  | - | 2026-04-18 | 2026-04-04 | 0
6100K018 | Batha : SWITCHGEAR - BATHA | SWGR | ROH | GCE8000633P0113P | MOUNTING CHANNEL 760mm (GCE8000633P0113) | 44 | 44 | 0 | 6100KDP01 | PO-SEP-8385-[130] | PO | 2025-10-05 | C&D |  | - | 2026-04-18 | 2026-04-04 | 0 | Easy China (Xiamen) Trading Co, Ltd. | To update Promised Delivery Date
6100K018 | Batha : SWITCHGEAR - BATHA | SWGR | ROH | GCE8000910P0101 | PACKING PIECE 80X15 | 12 | 12 | 0 | 6100K023 | PO-SEP-8385-[104] | PO | 2025-09-21 | LAX |  | - | 2026-04-18 | 2026-04-04 | 0 | Easy China (Xiamen) Trading Co, Ltd. | To update Promised Delivery Date
6100K018 | Batha : SWITCHGEAR - BATHA | SWGR | ROH | GCE8001698R0107P | LEVER MECHANISM LEFT-SX 2X R250/55(w1000 | 3 | 2 | 1 | 6100KDP01 | PO-SEP-8385-[226] | PO | 2025-10-05 | B |  | - | 2026-04-18 | 2026-04-04 | 0 | Easy China (Xiamen) Trading Co, Ltd. | To update Promised Delivery Date
6100K018 | Batha : SWITCHGEAR - BATHA | SWGR | ROH | GCE8001698R0107P | LEVER MECHANISM LEFT-SX 2X R250/55(w1000 | 1 | 0 | 1 | PR Required | - | PR |  | B |  | - | 2026-04-18 | 2026-04-04 | 0
6100K018 | Batha : SWITCHGEAR - BATHA | SWGR | ROH | GCE8001698R0108P | LEVER MECHANISM RIGHT,DX2X R250/55(w1000 | 3 | 2 | 1 | 6100KDP01 | PO-SEP-8385-[225] | PO | 2025-10-05 | B |  | - | 2026-04-18 | 2026-04-04 | 0 | Easy China (Xiamen) Trading Co, Ltd. | To update Promised Delivery Date
6100K018 | Batha : SWITCHGEAR - BATHA | SWGR | ROH | GCE8001698R0108P | LEVER MECHANISM RIGHT,DX2X R250/55(w1000 | 1 | 0 | 1 | PR Required | - | PR |  | B |  | - | 2026-04-18 | 2026-04-04 | 0
6100K018 | Batha : SWITCHGEAR - BATHA | SWGR | ROH | GCE8001710P0101 | SPECIAL BOLT | 6 | 2 | 4 | 6100KDP01 | PO-SEP-8403-[15] | PO | 2025-10-05 | C&D |  | - | 2026-04-18 | 2026-04-04 | 0 | AL NAKHEEL GREEN STEEL WORKS | 6100K023Halfmoon SWGR Project, All Electrical Components (ABB, Hitachi & Bulk) to Supply of MV 13.8 kV SWGR For Halfmoon 115/13.8kv SS
6100K018 | Batha : SWITCHGEAR - BATHA | SWGR | ROH | GCE8001710P0101 | SPECIAL BOLT | 4 | 0 | 4 | PR Required | - | PR |  | C&D |  | - | 2026-04-18 | 2026-04-04 | 0
6100K018 | Batha : SWITCHGEAR - BATHA | SWGR | ROH | GCE8001975P0101 | WASHER 40X21X10 (LOCAL PUR) | 12 | 6 | 6 | 6100KDP01 | PO-SEP-8378-[363] | PO | 2025-11-17 | C&D |  | - | 2026-04-18 | 2026-04-04 | 0 | China Star (Dalian) Industry Co., Ltd. | 6100K023 – PR for Supply of MV 13.8 kV Switchgear (SWGR) for Halfmoon 115/13.8 kV Substation (SS). This PR covers 1st lot of mechanical bulk materials required for the SWGR SS, i
6100K018 | Batha : SWITCHGEAR - BATHA | SWGR | ROH | GCE8001975P0101 | WASHER 40X21X10 (LOCAL PUR) | 6 | 6 | 0 | 6100KDP01 | PO-SEP-6812-[29] | PO | 2025-12-31 | C&D |  | - | 2026-04-18 | 2026-04-04 | 0 | China Star (Dalian) Industry Co., Ltd. | 6100KDP01 // PP-12 (Mechanical Parts) for 07 Panels with Accessories
6100K018 | Batha : SWITCHGEAR - BATHA | SWGR | ROH | GCE8001976P0101 | WASHER 40X21X2 | 18 | 18 | 0 | 6100KDP01 | PO-SEP-8378-[361] | PO | 2025-11-17 | C&D |  | - | 2026-04-18 | 2026-04-04 | 0 | China Star (Dalian) Industry Co., Ltd. | 6100K023 – PR for Supply of MV 13.8 kV Switchgear (SWGR) for Halfmoon 115/13.8 kV Substation (SS). This PR covers 1st lot of mechanical bulk materials required for the SWGR SS, i
6100K018 | Batha : SWITCHGEAR - BATHA | SWGR | ROH | GCE8002371P0101 | BOLT GUIDE | 4 | 0 | 4 | PR Required | - | PR |  | C&D |  | - | 2026-04-18 | 2026-04-04 | 0
6100K018 | Batha : SWITCHGEAR - BATHA | SWGR | ROH | GCE8002866R0102P | PADLOCK ES - NORMAL | 24 | 19 | 5 | 6100KDP01 | PO-SEP-8396-[37] | PO | 2025-11-30 | C&D |  | - | 2026-04-18 | 2026-04-04 | 0 | XIAMEN STARLIGHTS | 6100K023 – PR for Supply of MV 13.8 kV Switchgear (SWGR) for Halfmoon 115/13.8 kV Substation (SS). This PR covers 1st lot of mechanical bulk materials required for the SWGR SS, i
6100K018 | Batha : SWITCHGEAR - BATHA | SWGR | ROH | GCE8002866R0102P | PADLOCK ES - NORMAL | 5 | 0 | 5 | PR Required | - | PR |  | C&D |  | - | 2026-04-18 | 2026-04-04 | 0
6100K018 | Batha : SWITCHGEAR - BATHA | SWGR | ROH | GCE8002875P0101 | WINDOW PANE 350X220X16,8 (KONEX) | 8 | 8 | 0 | 6100K023 | PO-SEP-8385-[46] | PO | 2025-09-21 | C&D |  | - | 2026-04-18 | 2026-04-04 | 0 | Easy China (Xiamen) Trading Co, Ltd. | To update Promised Delivery Date
6100K018 | Batha : SWITCHGEAR - BATHA | SWGR | ROH | GCE8003360R0101P | LEVER MECHANISM LEFT, 2xR250/55(W800) | 20 | 20 | 0 | 6100K023 | PO-SEP-8385-[74] | PO | 2025-09-21 | C&D |  | - | 2026-04-18 | 2026-04-04 | 0 | Easy China (Xiamen) Trading Co, Ltd. | To update Promised Delivery Date
6100K018 | Batha : SWITCHGEAR - BATHA | SWGR | ROH | GCE8003360R0102P | LEVER MECHANISM RIGHT,2xR250/55 (W800) | 20 | 20 | 0 | 6100K023 | PO-SEP-8385-[75] | PO | 2025-09-21 | C&D |  | - | 2026-04-18 | 2026-04-04 | 0 | Easy China (Xiamen) Trading Co, Ltd. | To update Promised Delivery Date
6100K018 | Batha : SWITCHGEAR - BATHA | SWGR | ROH | GCE8003624R0102 | MONOBLOCCO-SPOUT 1250A,ZS1 | 126 | 102 | 24 | 6100K023 | PO-SEP-8381-[5] | PO | 2025-12-30 | B |  | - | 2026-04-18 | 2026-04-04 | 0 | Europroxy FZCO | 6100K023 – PR for Supply of MV 13.8 kV Switchgear (SWGR) for Halfmoon 115/13.8 kV Substation (SS). This PR covers 1st lot of mechanical bulk materials required for the SWGR SS, i
6100K018 | Batha : SWITCHGEAR - BATHA | SWGR | ROH | GCE8003624R0102 | MONOBLOCCO-SPOUT 1250A,ZS1 | 24 | 24 | 0 | free_stock | PR-SEP-0023653-[5] | PR |  | B |  | - | 2026-04-18 | 2026-04-04 | 0
6100K018 | Batha : SWITCHGEAR - BATHA | SWGR | ROH | GCE8003638P0103P | INTER LOCKING AGLE LEFT | 25 | 21 | 4 | 6100KDP01 | PO-SEP-8396-[33] | PO | 2025-11-30 | C&D |  | - | 2026-04-18 | 2026-04-04 | 0 | XIAMEN STARLIGHTS | 6100K023 – PR for Supply of MV 13.8 kV Switchgear (SWGR) for Halfmoon 115/13.8 kV Substation (SS). This PR covers 1st lot of mechanical bulk materials required for the SWGR SS, i
6100K018 | Batha : SWITCHGEAR - BATHA | SWGR | ROH | GCE8003638P0103P | INTER LOCKING AGLE LEFT | 4 | 0 | 4 | PR Required | - | PR |  | C&D |  | - | 2026-04-18 | 2026-04-04 | 0
6100K018 | Batha : SWITCHGEAR - BATHA | SWGR | ROH | GCE8003638P0104P | INTERLOCKING ANGLE RIGHT | 25 | 20 | 5 | 6100KDP01 | PO-SEP-8396-[42] | PO | 2025-11-30 | C&D |  | - | 2026-04-18 | 2026-04-04 | 0 | XIAMEN STARLIGHTS | 6100K023 – PR for Supply of MV 13.8 kV Switchgear (SWGR) for Halfmoon 115/13.8 kV Substation (SS). This PR covers 1st lot of mechanical bulk materials required for the SWGR SS, i
6100K018 | Batha : SWITCHGEAR - BATHA | SWGR | ROH | GCE8003638P0104P | INTERLOCKING ANGLE RIGHT | 5 | 0 | 5 | PR Required | - | PR |  | C&D |  | - | 2026-04-18 | 2026-04-04 | 0
6100K018 | Batha : SWITCHGEAR - BATHA | SWGR | ROH | GCE8003651P0101P | INSULATING CAP | 163 | 163 | 0 | 6100K023 | PO-SEP-8385-[76] | PO | 2025-09-21 | C&D |  | - | 2026-04-18 | 2026-04-04 | 0 | Easy China (Xiamen) Trading Co, Ltd. | To update Promised Delivery Date
6100K018 | Batha : SWITCHGEAR - BATHA | SWGR | ROH | GCE8003671P0116 | SPCEIAL SCREW M12X34/45 | 80 | 68 | 12 | 6100KDP01 | PO-SEP-8523-[9] | PO | 2025-10-23 | C&D |  | - | 2026-04-18 | 2026-04-04 | 0 | Laser Company for Metal Industries Ltd | 6100K023 – PR for Supply of
6100K018 | Batha : SWITCHGEAR - BATHA | SWGR | ROH | GCE8003671P0116 | SPCEIAL SCREW M12X34/45 | 12 | 0 | 12 | PR Required | - | PR |  | C&D |  | - | 2026-04-18 | 2026-04-04 | 0
6100K018 | Batha : SWITCHGEAR - BATHA | SWGR | ROH | GCE8003671P0120 | SPECIAL SCREW M12X30/101 | 86 | 86 | 0 | 6100KDP01 | PO-SEP-8704-[3] | PO | 2025-10-19 | C&D |  | - | 2026-04-18 | 2026-04-04 | 0 | Laser Company for Metal Industries Ltd | 6100K023 – PR for Supply of MV 13.8 kV Switchgear (SWGR) for Halfmoon 115/13.8 kV Substation (SS). This PR covers 1st lot of mechanical bulk materials required for the SWGR SS, i
6100K018 | Batha : SWITCHGEAR - BATHA | SWGR | ROH | GCE8003672P0101 | COVER-COPERTURA 12KV ZS1 1250A | 67 | 67 | 0 | 6100K023 | PO-SEP-8385-[83] | PO | 2025-09-21 | C&D |  | - | 2026-04-18 | 2026-04-04 | 0 | Easy China (Xiamen) Trading Co, Ltd. | To update Promised Delivery Date
6100K018 | Batha : SWITCHGEAR - BATHA | SWGR | ROH | GCE8003861P0101 | BEARING SHAFT (ZINC CHRM) | 4 | 0 | 4 | PR Required | - | PR |  | LAX |  | - | 2026-04-18 | 2026-04-04 | 0
6100K018 | Batha : SWITCHGEAR - BATHA | SWGR | ROH | GCE8003900P0102 | COVER FOR SPOUT | 18 | 0 | 18 | PR Required | - | PR |  | C&D |  | - | 2026-04-18 | 2026-04-04 | 0
6100K018 | Batha : SWITCHGEAR - BATHA | SWGR | ROH | GCE8004387P0101P | BOLT EARTHING M12 ZINC CHROME | 25 | 0 | 25 | PR Required | - | PR |  | C&D |  | - | 2026-04-18 | 2026-04-04 | 0
6100K018 | Batha : SWITCHGEAR - BATHA | SWGR | ROH | GCE8004437P0103P | SHROUD (EARTHING CONTACT)GCE8004437P0103 | 40 | 0 | 40 | PR Required | - | PR |  | C&D |  | - | 2026-04-18 | 2026-04-04 | 0
6100K018 | Batha : SWITCHGEAR - BATHA | SWGR | ROH | GCE8004471R0101P | ELECTRODE, ZS1 95kV BIL | 9 | 0 | 9 | PR Required | - | PR |  | C&D |  | - | 2026-04-18 | 2026-04-04 | 0
6100K018 | Batha : SWITCHGEAR - BATHA | SWGR | ROH | GCE8004626P0101 | SPACER 40 X 20 X 92 | 4 | 0 | 4 | PR Required | - | PR |  | LAX |  | - | 2026-04-18 | 2026-04-04 | 0
6100K018 | Batha : SWITCHGEAR - BATHA | SWGR | ROH | GCE8004633P0101 | ANGLE LEFT ( POLY ) | 4 | 0 | 4 | PR Required | - | PR |  | C&D |  | - | 2026-04-18 | 2026-04-04 | 0
6100K018 | Batha : SWITCHGEAR - BATHA | SWGR | ROH | GCE8004633P0102 | ANGLE RIGHT ( POLY ) | 4 | 0 | 4 | PR Required | - | PR |  | C&D |  | - | 2026-04-18 | 2026-04-04 | 0
6100K018 | Batha : SWITCHGEAR - BATHA | SWGR | ROH | GCE8004633P0111 | ANGLE LEFT ( POLY ) | 1 | 0 | 1 | PR Required | - | PR |  | LAX |  | - | 2026-04-18 | 2026-04-04 | 0
6100K018 | Batha : SWITCHGEAR - BATHA | SWGR | ROH | GCE8004633P0112 | ANGLE RIGHT ( POLY ) | 1 | 0 | 1 | PR Required | - | PR |  | LAX |  | - | 2026-04-18 | 2026-04-04 | 0
6100K018 | Batha : SWITCHGEAR - BATHA | SWGR | ROH | GCE8004944R0101 | SPOUT ZS1 (4000A) | 18 | 0 | 18 | PR Required | - | PR |  | B |  | - | 2026-04-18 | 2026-04-04 | 0
6100K018 | Batha : SWITCHGEAR - BATHA | SWGR | ROH | GCE8004990P0101 | CARRIER FOR BUSBAR SHROUD | 15 | 0 | 15 | PR Required | - | PR |  | C&D |  | - | 2026-04-18 | 2026-04-04 | 0
6100K018 | Batha : SWITCHGEAR - BATHA | SWGR | ROH | GCE8005031R0101 | BUSHING ZS1/ (3 IN 1) DEACE | 23 | 23 | 0 | 6100KDP01 | PO-SEP-8381-[8] | PO | 2025-12-26 | C&D |  | - | 2026-04-18 | 2026-04-04 | 0 | Europroxy FZCO | 6100K023 – PR for Supply of MV 13.8 kV Switchgear (SWGR) for Halfmoon 115/13.8 kV Substation (SS). This PR covers 1st lot of mechanical bulk materials required for the SWGR SS, i
6100K018 | Batha : SWITCHGEAR - BATHA | SWGR | ROH | GCE8005041P0101P | CONTACT PIN 109mm,3150A(GCE8005041P0101) | 18 | 0 | 18 | PR Required | - | PR |  | B |  | - | 2026-04-18 | 2026-04-04 | 0
6100K018 | Batha : SWITCHGEAR - BATHA | SWGR | ROH | GCE8005042P0101 | CONNECTION PIECE 3150A ZS1 | 9 | 0 | 9 | PR Required | - | PR |  | B |  | - | 2026-04-18 | 2026-04-04 | 0
6100K018 | Batha : SWITCHGEAR - BATHA | SWGR | ROH | GCE8005049P0101 | SUPPORT (POLY ) T = SHAPE | 6 | 0 | 6 | PR Required | - | PR |  | C&D |  | - | 2026-04-18 | 2026-04-04 | 0
6100K018 | Batha : SWITCHGEAR - BATHA | SWGR | ROH | GCE8005112P0103P | OPERATING BOLT | 6 | 0 | 6 | PR Required | - | PR |  | C&D |  | - | 2026-04-18 | 2026-04-04 | 0
6100K018 | Batha : SWITCHGEAR - BATHA | SWGR | ROH | GCE8005117P0101 | CARRIER | 12 | 0 | 12 | PR Required | - | PR |  | B |  | - | 2026-04-18 | 2026-04-04 | 0
6100K018 | Batha : SWITCHGEAR - BATHA | SWGR | ROH | GCE8005136P0101 | SUPPORT (POLY) | 6 | 0 | 6 | PR Required | - | PR |  | C&D |  | - | 2026-04-18 | 2026-04-04 | 0
6100K018 | Batha : SWITCHGEAR - BATHA | SWGR | ROH | GCE8005164P0101 | SCREENING | 54 | 0 | 54 | PR Required | - | PR |  | C&D |  | - | 2026-04-18 | 2026-04-04 | 0
6100K018 | Batha : SWITCHGEAR - BATHA | SWGR | ROH | GCE8005595R0102P | BUSBAR ZS D100, 12THICK,800/800, L=795 | 120 | 120 | 0 | 6100KDP01 | PO-SEP-8385-[249] | PO | 2025-10-12 | B |  | - | 2026-04-18 | 2026-04-04 | 0 | Easy China (Xiamen) Trading Co, Ltd. | To update Promised Delivery Date
6100K018 | Batha : SWITCHGEAR - BATHA | SWGR | ROH | GCE8005595R0109P | Busbar D100,12mm Thick 800/1000,L=830 | 8 | 8 | 0 | 6100KDP01 | PO-SEP-8385-[250] | PO | 2025-10-12 | B |  | - | 2026-04-18 | 2026-04-04 | 0 | Easy China (Xiamen) Trading Co, Ltd. | To update Promised Delivery Date
6100K018 | Batha : SWITCHGEAR - BATHA | SWGR | ROH | GCE8005595R0110P | Busbar D100,12mm Thick 800/1000,L=895 | 8 | 8 | 0 | 6100KDP01 | PO-SEP-8385-[251] | PO | 2025-10-12 | B |  | - | 2026-04-18 | 2026-04-04 | 0 | Easy China (Xiamen) Trading Co, Ltd. | To update Promised Delivery Date
6100K018 | Batha : SWITCHGEAR - BATHA | SWGR | ROH | GCE8005595R0111P | Busbar D100,12mm Thick 800/1000,L=960 | 8 | 8 | 0 | 6100KDP01 | PO-SEP-8385-[252] | PO | 2025-10-12 | B |  | - | 2026-04-18 | 2026-04-04 | 0 | Easy China (Xiamen) Trading Co, Ltd. | To update Promised Delivery Date
6100K018 | Batha : SWITCHGEAR - BATHA | SWGR | ROH | GCE8006031P0101 | COVER FOR BUSBAR JOINTS | 9 | 9 | 0 | 6100K023 | PO-SEP-8385-[108] | PO | 2025-09-21 | LAX |  | - | 2026-04-18 | 2026-04-04 | 0 | Easy China (Xiamen) Trading Co, Ltd. | To update Promised Delivery Date
6100K018 | Batha : SWITCHGEAR - BATHA | SWGR | ROH | GCE8006587P0101 | LOCK SCREW M6X25 ( ROUND FLAT HEAD ) | 184 | 0 | 184 | PR Required | - | PR |  | C&D |  | - | 2026-04-18 | 2026-04-04 | 0
6100K018 | Batha : SWITCHGEAR - BATHA | SWGR | ROH | GCE8007213P0101 | SHROUD ZS3.2, Middle | 12 | 12 | 0 | 6100KDP01 | PO-SEP-8385-[255] | PO | 2025-10-12 | LAX |  | - | 2026-04-18 | 2026-04-04 | 0 | Easy China (Xiamen) Trading Co, Ltd. | To update Promised Delivery Date
6100K018 | Batha : SWITCHGEAR - BATHA | SWGR | ROH | GCE8007214P0101 | COVER FOR SHROUD ZS3.2, end side | 24 | 24 | 0 | 6100KDP01 | PO-SEP-8385-[259] | PO | 2025-10-12 | LAX |  | - | 2026-04-18 | 2026-04-04 | 0 | Easy China (Xiamen) Trading Co, Ltd. | To update Promised Delivery Date
6100K018 | Batha : SWITCHGEAR - BATHA | SWGR | ROH | GCE8010004P0101 | GUIDE RAIL LEFT 12kV | 25 | 0 | 25 | PR Required | - | PR |  | C&D |  | - | 2026-04-18 | 2026-04-04 | 0
6100K018 | Batha : SWITCHGEAR - BATHA | SWGR | ROH | GCE8010004P0102 | GUIDE RAIL RIGHT 12kV | 25 | 0 | 25 | PR Required | - | PR |  | C&D |  | - | 2026-04-18 | 2026-04-04 | 0
6100K018 | Batha : SWITCHGEAR - BATHA | SWGR | ROH | GCE8010022P0111R | SHUTTER UPPER W800 (GCE8010022P0111) | 22 | 0 | 22 | PR Required | - | PR |  | C&D |  | - | 2026-04-18 | 2026-04-04 | 0
6100K018 | Batha : SWITCHGEAR - BATHA | SWGR | ROH | GCE8010022P0112Y | SHUTTER LOWER W800 (GCE8010022P0112) | 20 | 0 | 20 | PR Required | - | PR |  | C&D |  | - | 2026-04-18 | 2026-04-04 | 0
6100K018 | Batha : SWITCHGEAR - BATHA | SWGR | ROH | GCE8010022P0113R | SHUTTER UPPER (DWG.GCE8010022P0113) | 3 | 0 | 3 | PR Required | - | PR |  | C&D |  | - | 2026-04-18 | 2026-04-04 | 0
6100K018 | Batha : SWITCHGEAR - BATHA | SWGR | ROH | GCE8010022P0114Y | SHUTTER LOWER (DWG.GCE8010022P0114) | 3 | 0 | 3 | PR Required | - | PR |  | C&D |  | - | 2026-04-18 | 2026-04-04 | 0
6100K018 | Batha : SWITCHGEAR - BATHA | SWGR | HALB | GCE8010023P0101 | PIN (ZINC COATED) | 92 | 76 | 16 | 6100KDP01 | PO-SEP-8523-[14] | PO | 2025-10-23 | C&D |  | - | 2026-04-18 | 2026-04-04 | 0 | Laser Company for Metal Industries Ltd | 6100K023 – PR for Supply of
6100K018 | Batha : SWITCHGEAR - BATHA | SWGR | HALB | GCE8010023P0101 | PIN (ZINC COATED) | 16 | 0 | 16 | PR Required | - | PR |  | C&D |  | - | 2026-04-18 | 2026-04-04 | 0
6100K018 | Batha : SWITCHGEAR - BATHA | SWGR | ROH | GCE8010028R0102 | PRESSURE RELIEF FLAP(W800) | 45 | 0 | 45 | PR Required | - | PR |  | B |  | - | 2026-04-18 | 2026-04-04 | 0
6100K018 | Batha : SWITCHGEAR - BATHA | SWGR | ROH | GCE8010028R0103 | PRESSURE RELIEF FLAP W1000 | 5 | 0 | 5 | PR Required | - | PR |  | B |  | - | 2026-04-18 | 2026-04-04 | 0
6100K018 | Batha : SWITCHGEAR - BATHA | SWGR | ROH | GCE8010028R0105 | PRESSURE RELIEF FLAP, REAR | 3 | 0 | 3 | PR Required | - | PR |  | B |  | - | 2026-04-18 | 2026-04-04 | 0
6100K018 | Batha : SWITCHGEAR - BATHA | SWGR | ROH | GCE8010028R0106 | PRESSURE RELIEF FLAP W1000 | 8 | 0 | 8 | PR Required | - | PR |  | B |  | - | 2026-04-18 | 2026-04-04 | 0
6100K018 | Batha : SWITCHGEAR - BATHA | SWGR | ROH | GCE8010096P0101P | PIN 12DIA(ZINC COAT)DWG:GCE8010096P0101 | 4 | 0 | 4 | PR Required | - | PR |  | C&D |  | - | 2026-04-18 | 2026-04-04 | 0
6100K018 | Batha : SWITCHGEAR - BATHA | SWGR | ROH | GCE8010104P0103P | BUSHING D60/49X25 | 18 | 0 | 18 | PR Required | - | PR |  | C&D |  | - | 2026-04-18 | 2026-04-04 | 0
6100K018 | Batha : SWITCHGEAR - BATHA | SWGR | ROH | GCE8011549P0101 | CT-COOLER (HEAT SINK) | 9 | 9 | 0 | 6100KDP01 | PO-SEP-8483-[3] | PO | 2025-12-31 | B |  | - | 2026-04-18 | 2026-04-04 | 0 | AB KOMPONENTY s.r.o. | 6100K023 – PR for Supply of
6100K018 | Batha : SWITCHGEAR - BATHA | SWGR | ROH | GCE8011552P0102 | FLAT SCREEN FOR CB.MIDDLE PLATE W800 | 20 | 18 | 2 | 6100KDP01 | PO-SEP-8396-[43] | PO | 2025-11-30 | C&D |  | - | 2026-04-18 | 2026-04-04 | 0 | XIAMEN STARLIGHTS | 6100K023 – PR for Supply of MV 13.8 kV Switchgear (SWGR) for Halfmoon 115/13.8 kV Substation (SS). This PR covers 1st lot of mechanical bulk materials required for the SWGR SS, i
6100K018 | Batha : SWITCHGEAR - BATHA | SWGR | ROH | GCE8011552P0102 | FLAT SCREEN FOR CB.MIDDLE PLATE W800 | 2 | 0 | 2 | PR Required | - | PR |  | C&D |  | - | 2026-04-18 | 2026-04-04 | 0
6100K018 | Batha : SWITCHGEAR - BATHA | SWGR | ROH | GCE8011642P0101 | SPACER | 152 | 0 | 152 | PR Required | - | PR |  | C&D |  | - | 2026-04-18 | 2026-04-04 | 0
6100K018 | Batha : SWITCHGEAR - BATHA | SWGR | ROH | GCE8011679R0101P | REIFORCING ANGLE COMPLETE LEFT | 2 | 2 | 0 | 6100KDP01 | PO-SEP-6821-[80] | PO | 2025-10-31 | C&D |  | - | 2026-04-18 | 2026-04-04 | 0 | Easy China (Xiamen) Trading Co, Ltd. | Mechanical items
6100K018 | Batha : SWITCHGEAR - BATHA | SWGR | ROH | GCE8013263P0101 | SHROUD | 40 | 40 | 0 | 6100KDP01 | PO-SEP-8396-[44] | PO | 2025-11-30 | C&D |  | - | 2026-04-18 | 2026-04-04 | 0 | XIAMEN STARLIGHTS | 6100K023 – PR for Supply of MV 13.8 kV Switchgear (SWGR) for Halfmoon 115/13.8 kV Substation (SS). This PR covers 1st lot of mechanical bulk materials required for the SWGR SS, i
6100K018 | Batha : SWITCHGEAR - BATHA | SWGR | ROH | GCE8013412R0101 | PRESSURE RELIEF FLAP FOR W1000 | 3 | 0 | 3 | PR Required | - | PR |  | B |  | - | 2026-04-18 | 2026-04-04 | 0
6100K018 | Batha : SWITCHGEAR - BATHA | SWGR | ROH | GCE8013419R0101 | FRAME FOR FLAT SCREEN COMPLETE | 3 | 0 | 3 | PR Required | - | PR |  | C&D |  | - | 2026-04-18 | 2026-04-04 | 0
6100K018 | Batha : SWITCHGEAR - BATHA | SWGR | ROH | GCE8013430P0101 | COOLING PLATE 1 ( small ) | 9 | 0 | 9 | PR Required | - | PR |  | C&D |  | - | 2026-04-18 | 2026-04-04 | 0
6100K018 | Batha : SWITCHGEAR - BATHA | SWGR | ROH | GCE8013431P0101 | COOLING PLATE 2 ( Big ) | 9 | 0 | 9 | PR Required | - | PR |  | B |  | - | 2026-04-18 | 2026-04-04 | 0
6100K018 | Batha : SWITCHGEAR - BATHA | SWGR | ROH | GCE8013433P0101P | SHROUD (DWG NO. GCE8013433P0101) | 6 | 0 | 6 | PR Required | - | PR |  | C&D |  | - | 2026-04-18 | 2026-04-04 | 0
6100K018 | Batha : SWITCHGEAR - BATHA | SWGR | ROH | GCE8013434P0101P | SHROUD (DWG NO. GCE8013434P0101) | 6 | 0 | 6 | PR Required | - | PR |  | C&D |  | - | 2026-04-18 | 2026-04-04 | 0
6100K018 | Batha : SWITCHGEAR - BATHA | SWGR | ROH | GCE8013434P0102P | SHROUD (DWG NO. GCE8013434P0102) | 6 | 0 | 6 | PR Required | - | PR |  | C&D |  | - | 2026-04-18 | 2026-04-04 | 0
6100K018 | Batha : SWITCHGEAR - BATHA | SWGR | ROH | GCE8013435P0101P | SPACER DISC (GCE8013435P0101) | 48 | 0 | 48 | PR Required | - | PR |  | C&D |  | - | 2026-04-18 | 2026-04-04 | 0
6100K018 | Batha : SWITCHGEAR - BATHA | SWGR | ROH | GCE8013444R0101 | PRESSURE RELIEF FLAP(W1000) | 3 | 0 | 3 | PR Required | - | PR |  | B |  | - | 2026-04-18 | 2026-04-04 | 0
6100K018 | Batha : SWITCHGEAR - BATHA | SWGR | ROH | GCE8487370R0100 | EARTHING CONTACT | 2 | 0 | 2 | PR Required | - | PR |  | C&D |  | - | 2026-04-18 | 2026-04-04 | 0
6100K018 | Batha : SWITCHGEAR - BATHA | SWGR | ROH | GCE8585496P0100 | LABEL RACK OUT / IN ( ZS3.2 / ZS1 ) | 31 | 0 | 31 | PR Required | - | PR |  | C&D |  | - | 2026-04-18 | 2026-04-04 | 0
6100K018 | Batha : SWITCHGEAR - BATHA | SWGR | ROH | GCE8684080P0101 | EARTHING STRIP | 2 | 0 | 2 | PR Required | - | PR |  | C&D |  | - | 2026-04-18 | 2026-04-04 | 0
6100K018 | Batha : SWITCHGEAR - BATHA | SWGR | ROH | GCE8685778P0121P | CONTACT PIN 800/1200A SIL.COAT = 72L | 6 | 0 | 6 | PR Required | - | PR |  | B |  | - | 2026-04-18 | 2026-04-04 | 0
6100K018 | Batha : SWITCHGEAR - BATHA | SWGR | ROH | GCE9401556P0100 | STOP WASHER | 48 | 0 | 48 | PR Required | - | PR |  | LAX |  | - | 2026-04-18 | 2026-04-04 | 0
6100K018 | Batha : SWITCHGEAR - BATHA | SWGR | ROH | GCE9401766P0107 | LOCKING MAGNET DC125 V | 24 | 0 | 24 | PR Required | - | PR |  | C&D |  | - | 2026-04-18 | 2026-04-04 | 0
6100K018 | Batha : SWITCHGEAR - BATHA | SWGR | ROH | GCE9476775R0100 | IND.CONTACT/ VAN FLOW SWITCH | 4 | 0 | 4 | PR Required | - | PR |  | C&D |  | - | 2026-04-18 | 2026-04-04 | 0
6100K018 | Batha : SWITCHGEAR - BATHA | SWGR | ROH | GCE9477367P0102 | FORK D11x20 | 9 | 0 | 9 | PR Required | - | PR |  | C&D |  | - | 2026-04-18 | 2026-04-04 | 0
6100K018 | Batha : SWITCHGEAR - BATHA | SWGR | ROH | GCE9477394R0101 | CHARGING LEVER COMPLETE | 2 | 0 | 2 | PR Required | - | PR |  | LAX |  | - | 2026-04-18 | 2026-04-04 | 0
6100K018 | Batha : SWITCHGEAR - BATHA | SWGR | ROH | GCE9478476P0101 | FIXING RING | 6 | 0 | 6 | PR Required | - | PR |  | C&D |  | - | 2026-04-18 | 2026-04-04 | 0
6100K018 | Batha : SWITCHGEAR - BATHA | SWGR | ROH | GCEC830444P0101P | K-SPACER D12/4.5X8,ZS1/ZS3.2Yellow Chrom | 48 | 30 | 18 | 6100K023 | PO-SEP-8385-[65] | PO | 2025-09-21 | C&D |  | - | 2026-04-18 | 2026-04-04 | 0 | Easy China (Xiamen) Trading Co, Ltd. | To update Promised Delivery Date
6100K018 | Batha : SWITCHGEAR - BATHA | SWGR | ROH | GCEC830444P0101P | K-SPACER D12/4.5X8,ZS1/ZS3.2Yellow Chrom | 18 | 18 | 0 | 6100KDP01 | PO-SEP-8385-[157] | PO | 2025-10-05 | C&D |  | - | 2026-04-18 | 2026-04-04 | 0 | Easy China (Xiamen) Trading Co, Ltd. | To update Promised Delivery Date
6100K018 | Batha : SWITCHGEAR - BATHA | SWGR | ROH | MV-1VCR002091G0001 | HANDLE (MANIGLIA) | 50 | 0 | 50 | PR Required | - | PR |  | C&D |  | - | 2026-04-18 | 2026-04-04 | 0
6100K018 | Batha : SWITCHGEAR - BATHA | SWGR | ROH | MV-600-A/S3/I/802 | Metrosil for Triple Pole Relay for 1A CT | 2 | 0 | 2 | PR Required | - | PR |  | LV |  | - | 2026-04-18 | 2026-04-04 | 0
6100K018 | Batha : SWITCHGEAR - BATHA | SWGR | ROH | MV-TR272-22KOHM5W | RESISTOR TR272- 110V TRIP COIL | 46 | 46 | 0 | free_stock | PO-SEP-8388-[7] | PO | 2025-10-30 | LV |  | - | 2026-04-18 | 2026-04-04 | 0 | Saeed Aziz Alsomali Trading Est | 6100K023Halfmoon SWGR Project, All Electrical Components (ABB, Hitachi & Bulk) to Supply of MV 13.8 kV SWGR For Halfmoon 115/13.8kv SS
6100K018 | Batha : SWITCHGEAR - BATHA | SWGR | ROH | MV-ZB9016765 | resistor(0-820ohms) | 6 | 6 | 0 | 6100K018 | PO-SEP-8376-[3] | PO | 2026-01-30 | LV |  | - | 2026-04-18 | 2026-04-04 | 0 | Grid Solution Middle-East Fze | MV
6100K018 | Batha : SWITCHGEAR - BATHA | SWGR | ROH | MV2000-1685-06 | YELLOW TUBE,INNER DIA. 3.5 MM (1.5 WIRE) | 6250 | 0 | 6250 | PR Required | - | PR |  | LV |  | - | 2026-04-18 | 2026-04-04 | 0
6100K018 | Batha : SWITCHGEAR - BATHA | SWGR | ROH | MV2000-1865-01 | YELLOW TUBE, INNER DIA. 4.0MM (2.5 WIRE) | 1000 | 0 | 1000 | PR Required | - | PR |  | LV |  | - | 2026-04-18 | 2026-04-04 | 0
6100K018 | Batha : SWITCHGEAR - BATHA | SWGR | ROH | SCB1000024P0001P | BUSHING (LOCAL PUR) | 24 | 0 | 24 | PR Required | - | PR |  | LAX |  | - | 2026-04-18 | 2026-04-04 | 0
6100K018 | Batha : SWITCHGEAR - BATHA | SWGR | ROH | SCB1000025P0001P | BUSHING (LOCAL PUR) | 72 | 0 | 72 | PR Required | - | PR |  | LAX |  | - | 2026-04-18 | 2026-04-04 | 0
6100K018 | Batha : SWITCHGEAR - BATHA | SWGR | ROH | SCB1000026P0001P | BUSHING (LOCAL PUR) | 171 | 0 | 171 | PR Required | - | PR |  | C&D |  | - | 2026-04-18 | 2026-04-04 | 0
6100K018 | Batha : SWITCHGEAR - BATHA | SWGR | ROH | SCB1000047P0001 | INTERLOCKING SCOTCH | 25 | 0 | 25 | PR Required | - | PR |  | C&D |  | - | 2026-04-18 | 2026-04-04 | 0
6100K018 | Batha : SWITCHGEAR - BATHA | SWGR | ROH | SCB1000048P0001P | PIN (LOCAL PUR) | 24 | 0 | 24 | PR Required | - | PR |  | C&D |  | - | 2026-04-18 | 2026-04-04 | 0
6100K018 | Batha : SWITCHGEAR - BATHA | SWGR | ROH | SCB1001813R0802P | MECHANICAL OFF BUTTON FOR VD4 - HOR | 23 | 16 | 7 | 6100KDP01 | PO-SEP-8385-[136] | PO | 2025-10-05 | C&D |  | - | 2026-04-18 | 2026-04-04 | 0 | Easy China (Xiamen) Trading Co, Ltd. | To update Promised Delivery Date
6100K018 | Batha : SWITCHGEAR - BATHA | SWGR | ROH | SCB1001813R0802P | MECHANICAL OFF BUTTON FOR VD4 - HOR | 7 | 0 | 7 | PR Required | - | PR |  | C&D |  | - | 2026-04-18 | 2026-04-04 | 0
6100K018 | Batha : SWITCHGEAR - BATHA | SWGR | ROH | SCB1001915P0001P | PIN | 6 | 0 | 6 | PR Required | - | PR |  | LAX |  | - | 2026-04-18 | 2026-04-04 | 0
6100K018 | Batha : SWITCHGEAR - BATHA | SWGR | ROH | SCB1001916P0001P | INTERLOCK LEVER (LOCAL PUR) | 6 | 0 | 6 | PR Required | - | PR |  | C&D |  | - | 2026-04-18 | 2026-04-04 | 0
6100K018 | Batha : SWITCHGEAR - BATHA | SWGR | ROH | SCB1001982P0001 | ROLLER | 2 | 0 | 2 | PR Required | - | PR |  | C&D |  | - | 2026-04-18 | 2026-04-04 | 0
6100K018 | Batha : SWITCHGEAR - BATHA | SWGR | ROH | 1SNA234000R0200 | Marker, RC810, 1 ¦ 10/1SNA234041R2600 ¦ ENTRELEC | 250 | 190 | 60 | 6100K025 | PO-SEP-8833-[37] | PO | 2025-10-23 | LV | Automated: Replaced 1SNA234000R0200 by SEP20333. | - | 2026-04-18 | 2026-04-04 | 0 | Al Suhaili Trading And Development
6100K018 | Batha : SWITCHGEAR - BATHA | SWGR | ROH | 1SNA234000R0200 | Marker, RC810, 1 ¦ 10/1SNA234041R2600 ¦ ENTRELEC | 60 | 60 | 0 | 6100K021 | PO-SEP-8833-[38] | PO | 2025-10-27 | LV | Automated: Replaced 1SNA234000R0200 by SEP20333. | - | 2026-04-18 | 2026-04-04 | 0 | Al Suhaili Trading And Development
6100K018 | Batha : SWITCHGEAR - BATHA | SWGR | ROH | 1YAB5355AAB0001 | Terminal Block, TB, Disconnecting TB for CT, OTTA 6-T, Bolt W/O Spring, 0790462 ¦ OTTA 6-T P/P ¦ PHOENIX | 1428 | 1428 | 0 | 6100KDP01 | PO-SEP-8572-[1] | PO | 2025-12-15 | LV | Automated: Replaced 1YAB5355AAB0001 by SEP10052. | - | 2026-04-18 | 2026-04-04 | 0 | Phoenix Contact Trading LLC | AL Azyziyah 6100KDP01, Supply of Electrical Components – 1st Lot for SWGR under Dummy Project 6100KDP01 – Al Azyziyah Project (SEC Scope).
6100K018 | Batha : SWITCHGEAR - BATHA | SWGR | ROH | 1YAB5355CAB0000 | Parition, Terminal, Current, D-OTTA6-T ¦ 0790459 ¦ PHOENIX | 250 | 250 | 0 | 6100K025 | PO-SEP-8792-[3] | PO | 2025-12-20 | LV | Automated: Replaced 1YAB5355CAB0000 by RMU000000260. | - | 2026-04-18 | 2026-04-04 | 0 | Phoenix Contact Trading LLC | PHOENIX ITEMS FOR MV SWGR- 6100K025 DMM AZYZIYAH SWGR SS / 6100K021 AL RAYAN SS SWGR /6100K020 Mahar SS SWGR
6100K018 | Batha : SWITCHGEAR - BATHA | SWGR | ROH | MARWI60236 | Marker, Numbering, Blank, UCT-TM 10 ¦ 0829142 ¦ PHOENIX | 300 | 300 | 0 | 6100K021 | PO-SEP-8792-[16] | PO | 2025-12-20 | LV | Automated: Replaced 1YAB5355HAB0000 by MARWI60236. Automated: Replaced 1YAB5355HAB0000 by MARWI60236. | - | 2026-04-18 | 2026-04-04 | 0 | Phoenix Contact Trading LLC | PHOENIX ITEMS FOR MV SWGR- 6100K025 DMM AZYZIYAH SWGR SS / 6100K021 AL RAYAN SS SWGR /6100K020 Mahar SS SWGR
6100K018 | Batha : SWITCHGEAR - BATHA | SWGR | ROH | 1SNA206394R0200 | Screw, EV6I_Screw+PstWasherIP20_M6/8.RS_M4/6.RS Type: EV6I Order no: 1SNA 206 394 R0200 Color: Grey ¦ 1SNA206394R0200 ¦ ABB | 200 | 200 | 0 | 6100K025 | PO-SEP-8833-[34] | PO | 2025-10-23 | LV | Automated: Replaced 1YAB5355HEA0000 by 1SNA206394R0200. Automated: Replaced 1YAB5355HEA0000 by 1SNA206394R0200. | - | 2026-04-18 | 2026-04-04 | 0 | Al Suhaili Trading And Development
6100K018 | Batha : SWITCHGEAR - BATHA | SWGR | ROH | 25541 | HEX.RIVET NUT M10X24 ( 25541 ) | 1003 | 1003 | 0 | 6100KDP01 | PO-SEP-8645-[2] | PO | 2025-10-30 | C&D | Automated: Replaced 25541 by GCE0369214P0100. | - | 2026-04-18 | 2026-04-04 | 0 | Saeed Aziz Alsomali Trading Est
6100K018 | Batha : SWITCHGEAR - BATHA | SWGR | ROH | SEP10163 | 1.5 Red Wire Gauge Tube 1.5mm² | 250 | 0 | 250 | PR Required | - | PR |  | LV | Automated: Replaced AE2000-1865-14 by SEP10163. Automated: Replaced AE2000-1865-14 by SEP10163. | - | 2026-04-18 | 2026-04-04 | 0
6100K018 | Batha : SWITCHGEAR - BATHA | SWGR | ROH | AE2000-2150-01 | SILICON SEALANT GE1200 CLEAR MADE IN USA | 38 | 37 | 1 | 6100KDP01 | PO-SEP-8388-[17] | PO | 2025-10-30 | C&D | Automated: Replaced AE2000-2150-01 by 1YAZ21500101. | - | 2026-04-18 | 2026-04-04 | 0 | Saeed Aziz Alsomali Trading Est | 6100K023Halfmoon SWGR Project, All Electrical Components (ABB, Hitachi & Bulk) to Supply of MV 13.8 kV SWGR For Halfmoon 115/13.8kv SS
6100K018 | Batha : SWITCHGEAR - BATHA | SWGR | ROH | 1YAZ21500101 | SILICON SEALANT GE1200 CLEAR MADE IN USA | 1 | 1 | 0 | 6100KDP01 | PO-SEP-8388-[35] | PO | 2025-10-30 | C&D | Automated: Replaced AE2000-2150-01 by 1YAZ21500101. Automated: Replaced AE2000-2150-01 by 1YAZ21500101. | - | 2026-04-18 | 2026-04-04 | 0 | Saeed Aziz Alsomali Trading Est | 6100K023Halfmoon SWGR Project, All Electrical Components (ABB, Hitachi & Bulk) to Supply of MV 13.8 kV SWGR For Halfmoon 115/13.8kv SS
6100K018 | Batha : SWITCHGEAR - BATHA | SWGR | ROH | DMS 2121 2519-630 | BOLT SOCKET CAP HEAD M6X50 | 9 | 9 | 0 | 6100KDP01 | PO-SEP-8378-[345] | PO | 2025-11-17 | C&D | Automated: Replaced DMS 2121 2519-630 by DMS 2121 2519-430. | - | 2026-04-18 | 2026-04-04 | 0 | China Star (Dalian) Industry Co., Ltd. | 6100K023 – PR for Supply of MV 13.8 kV Switchgear (SWGR) for Halfmoon 115/13.8 kV Substation (SS). This PR covers 1st lot of mechanical bulk materials required for the SWGR SS, i
6100K018 | Batha : SWITCHGEAR - BATHA | SWGR | ROH | DMS 2126 2011-113 | Nut, Hexagonal Head, M4, Stainless Steel | 68 | 68 | 0 | 6100KDP01 | PO-SEP-8378-[354] | PO | 2025-11-17 | C&D | Automated: Replaced DMS 2126 2011-113 by DF240510018. Automated: Replaced DF240510018 by SEP10896. | - | 2026-04-18 | 2026-04-04 | 0 | China Star (Dalian) Industry Co., Ltd. | 6100K023 – PR for Supply of MV 13.8 kV Switchgear (SWGR) for Halfmoon 115/13.8 kV Substation (SS). This PR covers 1st lot of mechanical bulk materials required for the SWGR SS, i
6100K018 | Batha : SWITCHGEAR - BATHA | SWGR | ROH | SEP12186 | Lugs, Terminal Ring, 70 Sq.mm, Copper Tube Crimping ¦ China star | 48 | 0 | 48 | PR Required | - | PR |  | C&D | Automated: Replaced DMS 2641 0087-19 by SEP12186. Automated: Replaced DMS 2641 0087-19 by SEP12186. | - | 2026-04-18 | 2026-04-04 | 0
6100K018 | Batha : SWITCHGEAR - BATHA | SWGR | ROH | SEP12028 | Lugs, Terminal Female, 1.5 Sq.mm ¦ CEM-RF-F608P ¦ Cembre | 50 | 50 | 0 | 6100KDP01 | PO-SEP-8502-[17] | PO | 2025-12-31 | C&D | Automated: Replaced DMS 2658 665-6 by SEP12028. Automated: Replaced DMS 2658 665-6 by SEP12028. | - | 2026-04-18 | 2026-04-04 | 0 | Sana For Electric And Telephone Co | Tube, White, Inner Diameter 4 mm, 2.5 Wire ¦ ¦ KSS
6100K018 | Batha : SWITCHGEAR - BATHA | SWGR | ROH | SEP12048 | Lugs, Terminal End Sleeve, 1 x 1.5 Sq.mm, Black Insulated ¦ CEM-PKE1508 ¦ Cembre | 75 | 75 | 0 | 6100K017 | PO-SEP-8616-[1] | PO | 2025-12-28 | LV | Automated: Replaced PKE 1508 by SEP12048. Automated: Replaced PKE 1508 by SEP12048. | - | 2026-04-18 | 2026-04-04 | 0 | Sana For Electric And Telephone Co | Lugs & Terminals
6100K018 | Batha : SWITCHGEAR - BATHA | SWGR | ROH | SEP12052 | Lugs, Terminal End Sleeve, 2 x 1.5 Sq.mm, Black Insulated ¦ CEM-PKT1508 ¦ Cembre | 275 | 275 | 0 | 6100K017 | PO-SEP-8616-[3] | PO | 2025-12-28 | LV | Automated: Replaced PKT 1508 by SEP12052. Automated: Replaced PKT 1508 by SEP12052. | - | 2026-04-18 | 2026-04-04 | 0 | Sana For Electric And Telephone Co | Lugs & Terminals
6100K018 | Batha : SWITCHGEAR - BATHA | SWGR | ROH | SEP12105 | Lugs, Terminal End Sleeve, 2 x 2.5 Sq.mm, Blue Insulated ¦ CEM-PKT2512 / CT225013 ¦ Cembre | 500 | 500 | 0 | free_stock | PR-SEP-0023832-[185] | PR |  | LV | Automated: Replaced PKT 2512 by SEP12105. Automated: Replaced PKT 2512 by SEP12105. | - | 2026-04-18 | 2026-04-04 | 0
6100K021 | Rayan : SWITCHGEAR - Rayan | SWGR | ROH | 129A539G01 | ‭FT SWITCH, (T T T T T T T T T T)/129A539G01/FT-1‬ | 66 | 66 | 0 | 6100K021 | PO-SEP-8747-[4] | PO | 2025-12-31 | LVA |  | - | 2026-04-18 | 2026-04-04 | 0 | Abb Electrical Industriesco | FT Switch/ 6100K021 AL RAYAN SS SWGR Electrical Componentes Order.
6100K021 | Rayan : SWITCHGEAR - Rayan | SWGR | ROH | 13.8-VT-ZS1-3WDG-25VA | Voltage Transformer (RITZ) | 18 | 18 | 0 | 6100K021 | PO-SEP-8760-[11] | PO | 2025-10-27 | VT |  | - | 2026-04-18 | 2026-04-04 | 0 |  | 6100K021 AL Rayan SS 115/13.8kv SWGR CT Order
6100K021 | Rayan : SWITCHGEAR - Rayan | SWGR | ROH | 1815230000 | 5Pole Plug 2.5mm-1815230000-Cont-loop | 50 | 50 | 0 | 6100K021 | PO-SEP-8750-[6] | PO | 2025-12-31 | Plug socket |  | - | 2026-04-18 | 2026-04-04 | 0 | WEIDMULLER MIDDLE EAST (FZE) | To update Promised Delivery Date
6100K021 | Rayan : SWITCHGEAR - Rayan | SWGR | ROH | 1855030000 | 6Pole Plug 4mm-1855030000-AC looping | 51 | 51 | 0 | 6100K021 | PO-SEP-8750-[7] | PO | 2025-12-31 | Plug socket |  | - | 2026-04-18 | 2026-04-04 | 0 | WEIDMULLER MIDDLE EAST (FZE) | To update Promised Delivery Date
6100K021 | Rayan : SWITCHGEAR - Rayan | SWGR | ROH | 1SFA611400R1001 | PILOT LIGHT#ML1-100R | 48 | 48 | 0 | 6100K021 | PO-SEP-8753-[36] | PO | 2025-10-27 | LVB |  | - | 2026-04-18 | 2026-04-04 | 0 | Abb Electrical Industriesco | To update Promised Delivery Date
6100K021 | Rayan : SWITCHGEAR - Rayan | SWGR | ROH | 1SFA611400R1002 | PILOT LIGHT#ML1-100G | 48 | 48 | 0 | 6100K021 | PO-SEP-8753-[37] | PO | 2025-10-27 | LVB |  | - | 2026-04-18 | 2026-04-04 | 0 | Abb Electrical Industriesco | To update Promised Delivery Date
6100K021 | Rayan : SWITCHGEAR - Rayan | SWGR | ROH | 1SFA611400R1003 | PILOT LIGHT#ML1-100Y | 52 | 52 | 0 | 6100K021 | PO-SEP-8753-[38] | PO | 2025-10-27 | LVB |  | - | 2026-04-18 | 2026-04-04 | 0 | Abb Electrical Industriesco | To update Promised Delivery Date
6100K021 | Rayan : SWITCHGEAR - Rayan | SWGR | ROH | 1SFA611400R1005 | PILOT LIGHT#ML1-100W | 114 | 114 | 0 | 6100K021 | PO-SEP-8753-[39] | PO | 2025-10-27 | LVB |  | - | 2026-04-18 | 2026-04-04 | 0 | Abb Electrical Industriesco | To update Promised Delivery Date
6100K021 | Rayan : SWITCHGEAR - Rayan | SWGR | ROH | 1SFA611605R1100 | HOLDER#MCBH-00 | 262 | 262 | 0 | 6100K021 | PO-SEP-8753-[40] | PO | 2025-10-27 | LVB |  | - | 2026-04-18 | 2026-04-04 | 0 | Abb Electrical Industriesco | To update Promised Delivery Date
6100K021 | Rayan : SWITCHGEAR - Rayan | SWGR | ROH | 1SFA611621R1051 | LAMP BLOCK#MLBL-05R | 48 | 48 | 0 | 6100K021 | PO-SEP-8753-[41] | PO | 2025-10-27 | LVB |  | - | 2026-04-18 | 2026-04-04 | 0 | Abb Electrical Industriesco | To update Promised Delivery Date
6100K021 | Rayan : SWITCHGEAR - Rayan | SWGR | ROH | 1SFA611621R1052 | LAMP BLOCK#MLBL-05G | 48 | 48 | 0 | 6100K021 | PO-SEP-8753-[42] | PO | 2025-10-27 | LVB |  | - | 2026-04-18 | 2026-04-04 | 0 | Abb Electrical Industriesco | To update Promised Delivery Date
6100K021 | Rayan : SWITCHGEAR - Rayan | SWGR | ROH | 1SFA611621R1053 | LAMP BLOCK#MLBL-05Y | 52 | 52 | 0 | 6100K021 | PO-SEP-8753-[43] | PO | 2025-10-27 | LVB |  | - | 2026-04-18 | 2026-04-04 | 0 | Abb Electrical Industriesco | To update Promised Delivery Date
6100K021 | Rayan : SWITCHGEAR - Rayan | SWGR | ROH | 1SFA611621R1055 | LAMP BLOCK#MLBL-05W | 108 | 108 | 0 | 6100K021 | PO-SEP-8753-[44] | PO | 2025-10-27 | LVB |  | - | 2026-04-18 | 2026-04-04 | 0 | Abb Electrical Industriesco | To update Promised Delivery Date
6100K021 | Rayan : SWITCHGEAR - Rayan | SWGR | ROH | 1SFA611630R1001 | DIODE BLOCK#MDB-1001 | 256 | 256 | 0 | 6100K021 | PO-SEP-8753-[45] | PO | 2025-10-27 | LVB |  | - | 2026-04-18 | 2026-04-04 | 0 | Abb Electrical Industriesco | To update Promised Delivery Date
6100K021 | Rayan : SWITCHGEAR - Rayan | SWGR | ROH | 1SFA616920R8005 | KA1-8005 Lens | 256 | 256 | 0 | 6100K021 | PO-SEP-8753-[46] | PO | 2025-10-27 | LVB |  | - | 2026-04-18 | 2026-04-04 | 0 | Abb Electrical Industriesco | To update Promised Delivery Date
6100K021 | Rayan : SWITCHGEAR - Rayan | SWGR | ROH | 1SNK900654R0000 | SC-JB8-4 Short circuit bridges - Yellow | 153 | 153 | 0 | 6100K021 | PO-SEP-8833-[40] | PO | 2025-10-27 | Terminals |  | - | 2026-04-18 | 2026-04-04 | 0 | Al Suhaili Trading And Development
6100K021 | Rayan : SWITCHGEAR - Rayan | SWGR | ROH | 1YAB000002-FDV | MIMIC DIAGRAM, INCOMER-2W,VT | 3 | 3 | 0 | 6100K021 | PO-SEP-8724-[9] | PO | 2025-10-23 | LVD |  | - | 2026-04-18 | 2026-04-04 | 0 | Azm and Tumooh Trading Establishment | Al Azizyah Project SS 6100KDP01 Mechanical Bulk Lot 5.
6100K021 | Rayan : SWITCHGEAR - Rayan | SWGR | ROH | 1YAB000003-FDX | MIMIC , OUTGOING WITH EARTHING | 43 | 43 | 0 | 6100K021 | PO-SEP-8724-[8] | PO | 2025-10-27 | LVD |  | - | 2026-04-18 | 2026-04-04 | 0 | Azm and Tumooh Trading Establishment | Al Azizyah Project SS 6100KDP01 Mechanical Bulk Lot 5.
6100K021 | Rayan : SWITCHGEAR - Rayan | SWGR | ROH | 1YAB000004-BTE | MIMIC BUS SEC WITH EARTHG ON RIGHT SIDE | 2 | 2 | 0 | 6100K021 | PO-SEP-8724-[19] | PO | 2025-10-27 | LVD |  | - | 2026-04-18 | 2026-04-04 | 0 | Azm and Tumooh Trading Establishment | Al Azizyah Project SS 6100KDP01 Mechanical Bulk Lot 5.
6100K021 | Rayan : SWITCHGEAR - Rayan | SWGR | ROH | 1YAB000007-BME | MIMIC, BUS MET. & EARTHING-2W,VT | 1 | 1 | 0 | 6100K021 | PO-SEP-8724-[12] | PO | 2025-10-27 | LVD |  | - | 2026-04-18 | 2026-04-04 | 0 | Azm and Tumooh Trading Establishment | Al Azizyah Project SS 6100KDP01 Mechanical Bulk Lot 5.
6100K021 | Rayan : SWITCHGEAR - Rayan | SWGR | ROH | 1YAB000009-BRM | MIMIC , BUS RISER & MET.-2W,VT | 2 | 2 | 0 | 6100K021 | PO-SEP-8724-[15] | PO | 2025-10-27 | LVD |  | - | 2026-04-18 | 2026-04-04 | 0 | Azm and Tumooh Trading Establishment | Al Azizyah Project SS 6100KDP01 Mechanical Bulk Lot 5.
6100K021 | Rayan : SWITCHGEAR - Rayan | SWGR | ROH | 1YAB5112XFS00000 | VT 3Nos PRIMARY FUSE 17.5kV, 3A, SIBA.VT PRIMARY FUSE FOR 17.5kV UG ZS1 Fuse length : 192 mm Fuse dia : 53 mm Rated Voltage: 17.5kV Rated Current: 3A Rated breaking current : 31.5 kA Frequency: 60 Hz Fuse make : SIBA Type: 30 179 11.3 | 18 | 18 | 0 | 6100K021 | PO-SEP-8827-[3] | PO | 2025-10-27 | VT fuse |  | - | 2026-04-18 | 2026-04-04 | 0 | SABANA TRADERS LLC
6100K021 | Rayan : SWITCHGEAR - Rayan | SWGR | ROH | 1YAB52321VW6CN00 | VD4/PW 170625-p210-125VDC (1VCD400222) | 34 | 28 | 6 | 6100K021 | PO-SEP-8770-[1] | PO | 2025-10-27 | A |  | - | 2026-04-18 | 2026-04-04 | 0 | Abb Electrical Industriesco | 6100K021 AL RAYAN SS SWGR Electrical Componentes Order.
6100K021 | Rayan : SWITCHGEAR - Rayan | SWGR | ROH | 1YAB52321VW6CN00 | VD4/PW 170625-p210-125VDC (1VCD400222) | 6 | 6 | 0 | 6100KDP01 | PO-SEP-8506-[1] | PO | 2025-12-15 | A |  | - | 2026-04-18 | 2026-04-04 | 0 | Abb Electrical Industriesco | CB / AL Azyziyah 6100KDP01, Supply of Electrical Components – 1st Lot for SWGR under Dummy Project 6100KDP01 – Al Azyziyah Project (SEC Scope).
6100K021 | Rayan : SWITCHGEAR - Rayan | SWGR | ROH | 1YAB52322VW60N00 | VD4/PW 171225-p210-125VDC-ZS1-1250A @ 60Hz, in UG ZS1- with upper CTs as per NG Stanadrad | 6 | 6 | 0 | 6100K021 | PO-SEP-8770-[2] | PO | 2025-10-27 | A |  | - | 2026-04-18 | 2026-04-04 | 0 | Abb Electrical Industriesco | 6100K021 AL RAYAN SS SWGR Electrical Componentes Order.
6100K021 | Rayan : SWITCHGEAR - Rayan | SWGR | ROH | 1YAB52333VW6CN00 | VD4/P 171240-p210-125VDC (1VCD400222) | 3 | 3 | 0 | 6100K021 | PO-SEP-8770-[3] | PO | 2025-10-27 | A |  | - | 2026-04-18 | 2026-04-04 | 0 | Abb Electrical Industriesco | 6100K021 AL RAYAN SS SWGR Electrical Componentes Order.
6100K021 | Rayan : SWITCHGEAR - Rayan | SWGR | ROH | 1YAB52371V06CN00 | VD4/P 173225-p275-125VDC (1VCD400222) | 5 | 5 | 0 | 6100K021 | PO-SEP-8770-[4] | PO | 2025-10-27 | A |  | - | 2026-04-18 | 2026-04-04 | 0 | Abb Electrical Industriesco | 6100K021 AL RAYAN SS SWGR Electrical Componentes Order.
6100K021 | Rayan : SWITCHGEAR - Rayan | SWGR | ROH | 1YAB5310XFAXXN28 | REF 620_NBFNAAAANEA1BNN11G | 48 | 48 | 0 | 6100K021 | PO-SEP-8775-[2] | PO | 2025-10-27 | A |  | - | 2026-04-18 | 2026-04-04 | 0 | Abb Electrical Industriesco
6100K021 | Rayan : SWITCHGEAR - Rayan | SWGR | ROH | 1YAB5320XDB1XN02 | DIGITAL VOLTMETER, Cl 1.0, 3PH4W, 5-500V, 60Hz, 150% Un CONT, 3 LINE DISPLAY LED, MODBUS ¦ SECURE DPM 96 V300 | 3 | 3 | 0 | 6100K021 | PO-SEP-8837-[4] | PO | 2025-10-27 | LVA |  | - | 2026-04-18 | 2026-04-04 | 0 | Washa Al Wisam Factory Company.
6100K021 | Rayan : SWITCHGEAR - Rayan | SWGR | ROH | 1YAB5320XHI1XN00 | POWER QUALITY ANALYZER, ISKRA iMC784 | 3 | 3 | 0 | 6100K021 | PO-SEP-8547-[4] | PO | 2025-10-27 | LVA |  | - | 2026-04-18 | 2026-04-04 | 0 | Enerziff Solutions FZCO | AL Azyziyah 6100KDP01, Supply of Electrical Components – 1st Lot for SWGR under Dummy Project 6100KDP01 – Al Azyziyah Project (SEC Scope).
6100K021 | Rayan : SWITCHGEAR - Rayan | SWGR | ROH | 1YAB53303XRX0000 | THERMOSTAT 24,48,60,115 & 230V,SK 3110 | 51 | 51 | 0 | 6100K021 | PO-SEP-8829-[4] | PO | 2025-10-27 | LVA |  | - | 2026-04-18 | 2026-04-04 | 0 | Abdullah AbuNayyan Trading Corp
6100K021 | Rayan : SWITCHGEAR - Rayan | SWGR | ROH | 1YAB5331XXCX0000 | CAPACITOR PARKING KEY_COMELECTRIC ITALY.ELECTROMECHANICAL TRAPPED KEY INTERLOCK SWITCH Model: SR 102 R20 2/4 Key Trapped Solenoid Release Switch with IP20 Contacts. Key Free Position: 0 Degree, 4 Contacts. Key Trapped Position: 90 Degree, 4 Contacts. Label: Capacitor Bank Gate Interlock. Make: Comeletric, Italy. Door Interlock lock : KD1 SAP PART NO: 1YAB5331XXCX0000 ------------------ CAPACITOR PARKING KEY_COMELECTRIC ITALY | 3 | 0 | 3 | PR Required | - | PR |  | Customer to supply |  | - | 2026-04-18 | 2026-04-04 | 0
6100K021 | Rayan : SWITCHGEAR - Rayan | SWGR | ROH | 1YAB5331XXCX0100 | BREAKER CONTROL SWITCH (Comelectric)Breaker Control Switch3-Pole, 3-Position & spring returnDim: 51 X 51 mm Padlockable handle:Colour : Red YellowFront plate:Text Engrave : OPEN- NORMAL-CLOSELettering plate:Text Engrave : BREAKER CONTROL SWITCH Ordering Code: R601 SAM303 011 01-L078+48-30309T133 | 48 | 25 | 23 | 6100K021 | PO-SEP-8785-[7] | PO | 2025-12-31 | LVB |  | - | 2026-04-18 | 2026-04-04 | 0 | Aman Engineering FZC
6100K021 | Rayan : SWITCHGEAR - Rayan | SWGR | ROH | 1YAB5331XXCX0100 | BREAKER CONTROL SWITCH (Comelectric)Breaker Control Switch3-Pole, 3-Position & spring returnDim: 51 X 51 mm Padlockable handle:Colour : Red YellowFront plate:Text Engrave : OPEN- NORMAL-CLOSELettering plate:Text Engrave : BREAKER CONTROL SWITCH Ordering Code: R601 SAM303 011 01-L078+48-30309T133 | 23 | 23 | 0 | 6100KDP01 | PO-SEP-8398-[10] | PO | 2025-12-31 | LVB |  | - | 2026-04-18 | 2026-04-04 | 0 | Aman Engineering FZC | 6100K023Halfmoon SWGR Project, All Electrical Components (ABB, Hitachi & Bulk) to Supply of MV 13.8 kV SWGR For Halfmoon 115/13.8kv SS
6100K021 | Rayan : SWITCHGEAR - Rayan | SWGR | ROH | 1YAB5331XXCX0210 | CBMODE6P,4Pos.Off-Emer-Local-Rem-Padlock(COMELECTRIC), Breaker Mode Selector Switch 6-Poles, 4-Positions Padlockable in each position Stop at last position: YES Handle Color: Black Front plate: Text engrave : Cam Position 270, Text = OFF Cam Position 330, Text = EMERGENCY Cam Position 30, Text = LOCAL Cam Position 90, Text = REMOTE Lettering plate Text engrave : BREAKER MODE SWITCH COMELETRIC Part No. R601 SA412 067 27-L071+48-40513T134 SAP Part no: 1YAB5331XXCX0210 | 8 | 5 | 3 | 6100K021 | PO-SEP-8785-[8] | PO | 2025-12-31 | LVB |  | - | 2026-04-18 | 2026-04-04 | 0 | Aman Engineering FZC
6100K021 | Rayan : SWITCHGEAR - Rayan | SWGR | ROH | 1YAB5331XXCX0210 | CBMODE6P,4Pos.Off-Emer-Local-Rem-Padlock(COMELECTRIC), Breaker Mode Selector Switch 6-Poles, 4-Positions Padlockable in each position Stop at last position: YES Handle Color: Black Front plate: Text engrave : Cam Position 270, Text = OFF Cam Position 330, Text = EMERGENCY Cam Position 30, Text = LOCAL Cam Position 90, Text = REMOTE Lettering plate Text engrave : BREAKER MODE SWITCH COMELETRIC Part No. R601 SA412 067 27-L071+48-40513T134 SAP Part no: 1YAB5331XXCX0210 | 3 | 3 | 0 | 6100K025 | PO-SEP-8785-[2] | PO | 2025-12-31 | LVB |  | - | 2026-04-18 | 2026-04-04 | 0 | Aman Engineering FZC
6100K021 | Rayan : SWITCHGEAR - Rayan | SWGR | ROH | 1YAB5331XXCX0220 | OFF-EMER-LOCAL-REMOTE 4P4P, PADLCK (COMELECTRIC), Breaker Mode Selector Switch 4-Poles, 4-Positions Padlockable in each position Stop at last position: YES Handle Color: Black Front plate: Text engrave : Cam Position 270, Text = OFF Cam Position 330, Text = EMERGENCY Cam Position 30, Text = LOCAL Cam Position 90, Text = REMOTE Lettering plate Text engrave : BREAKER MODE SWITCH Ordering Code: R601 SA408 067 27-L071+48-40513T134 20A, 4 pos Stayput 4 contacts in each Pos, TYPE 1: Engraving: OFF-EMERGENCY-LOCAL-REMOTE TOP PLATE: BREAKER MODE PADLOCK SAP PART NO: 1YAB5331XXCX0220 | 40 | 40 | 0 | 6100K021 | PO-SEP-8785-[9] | PO | 2025-12-31 | LVB |  | - | 2026-04-18 | 2026-04-04 | 0 | Aman Engineering FZC
6100K021 | Rayan : SWITCHGEAR - Rayan | SWGR | ROH | 1YAB5331XXCX0300 | SPACE HEATER SEL. SWITCH ( COMELECTRIC )R601 SA302 112-W051+48-31090T124 20A, 3Positions without internal links 2pole,3position Engraving (OFF/Auto/Manual) OFF-zero contacts AUTO-2 contacts MANUAL-2contacts TOP PLATE (SPACE HEATER) Single hole mounting FT6 | 51 | 28 | 23 | 6100K021 | PO-SEP-8785-[10] | PO | 2025-12-31 | LVB |  | - | 2026-04-18 | 2026-04-04 | 0 | Aman Engineering FZC
6100K021 | Rayan : SWITCHGEAR - Rayan | SWGR | ROH | 1YAB5331XXCX0300 | SPACE HEATER SEL. SWITCH ( COMELECTRIC )R601 SA302 112-W051+48-31090T124 20A, 3Positions without internal links 2pole,3position Engraving (OFF/Auto/Manual) OFF-zero contacts AUTO-2 contacts MANUAL-2contacts TOP PLATE (SPACE HEATER) Single hole mounting FT6 | 23 | 23 | 0 | 6100KDP01 | PO-SEP-8398-[13] | PO | 2025-12-31 | LVB |  | - | 2026-04-18 | 2026-04-04 | 0 | Aman Engineering FZC | 6100K023Halfmoon SWGR Project, All Electrical Components (ABB, Hitachi & Bulk) to Supply of MV 13.8 kV SWGR For Halfmoon 115/13.8kv SS
6100K021 | Rayan : SWITCHGEAR - Rayan | SWGR | ROH | 1YAB5331XXCX0400 | LAMP TEST SWITCH ( COMELECTRIC )R601 SAM201 071-W051+48-20547T123 20A SPRING RETAIN WITHOUT INTERNAL LINKS 2 POSITION,1POLE Engraving (OFF-TEST) TOP PLATE Engraving (LAMP TEST) | 51 | 26 | 25 | 6100K021 | PO-SEP-8785-[11] | PO | 2025-12-31 | LVB |  | - | 2026-04-18 | 2026-04-04 | 0 | Aman Engineering FZC
6100K021 | Rayan : SWITCHGEAR - Rayan | SWGR | ROH | 1YAB5331XXCX0400 | LAMP TEST SWITCH ( COMELECTRIC )R601 SAM201 071-W051+48-20547T123 20A SPRING RETAIN WITHOUT INTERNAL LINKS 2 POSITION,1POLE Engraving (OFF-TEST) TOP PLATE Engraving (LAMP TEST) | 25 | 25 | 0 | 6100K025 | PO-SEP-8785-[5] | PO | 2025-12-31 | LVB |  | - | 2026-04-18 | 2026-04-04 | 0 | Aman Engineering FZC
6100K021 | Rayan : SWITCHGEAR - Rayan | SWGR | ROH | 1YAB5331XXKX0700 | Auto Re-close IN-OUT Selector Switch(COMELECTRIC),"Auto Re-close IN-OUT Selector Switch 4-Pole, 2-Positions Dim: 51 X 51 mm Padlockable handle: Colour : Black Front plate: Text Engrave : IN-OUT Lettering plate Text Engrave : A/R IN-OUT SWITCH" CA10-A723-SA0030-E 1YAB5331XXKX0700 | 38 | 22 | 16 | 6100K021 | PO-SEP-8785-[12] | PO | 2025-12-31 | LVB |  | - | 2026-04-18 | 2026-04-04 | 0 | Aman Engineering FZC
6100K021 | Rayan : SWITCHGEAR - Rayan | SWGR | ROH | 1YAB5331XXKX0700 | Auto Re-close IN-OUT Selector Switch(COMELECTRIC),"Auto Re-close IN-OUT Selector Switch 4-Pole, 2-Positions Dim: 51 X 51 mm Padlockable handle: Colour : Black Front plate: Text Engrave : IN-OUT Lettering plate Text Engrave : A/R IN-OUT SWITCH" CA10-A723-SA0030-E 1YAB5331XXKX0700 | 16 | 16 | 0 | 6100KDP01 | PO-SEP-8398-[9] | PO | 2025-12-31 | LVB |  | - | 2026-04-18 | 2026-04-04 | 0 | Aman Engineering FZC | 6100K023Halfmoon SWGR Project, All Electrical Components (ABB, Hitachi & Bulk) to Supply of MV 13.8 kV SWGR For Halfmoon 115/13.8kv SS
6100K021 | Rayan : SWITCHGEAR - Rayan | SWGR | ROH | 1YAB5332XXAXB000 | PB Black 1NO+1NC-22 dia-1SFA611100R4076 | 108 | 84 | 24 | 6100K021 | PO-SEP-8753-[78] | PO | 2025-10-27 | LVB |  | - | 2026-04-18 | 2026-04-04 | 0 | Abb Electrical Industriesco | To update Promised Delivery Date
6100K021 | Rayan : SWITCHGEAR - Rayan | SWGR | ROH | 1YAB5332XXAXB000 | PB Black 1NO+1NC-22 dia-1SFA611100R4076 | 24 | 24 | 0 | 6100KDP01 | PO-SEP-8041-[76] | PO | 2025-12-15 | LVB |  | - | 2026-04-18 | 2026-04-04 | 0 | Abb Electrical Industriesco | LV/ 6100K023 Supply of MV 13.8 kV SWGR For Halfmoon 115/13.8kv SS
6100K021 | Rayan : SWITCHGEAR - Rayan | SWGR | ROH | 1YAB5334XXAX1000 | FT-1 SW-Type 129A514G01 | 8 | 8 | 0 | 6100K021 | PO-SEP-8747-[12] | PO | 2025-12-31 | LVA |  | - | 2026-04-18 | 2026-04-04 | 0 | Abb Electrical Industriesco | FT Switch/ 6100K021 AL RAYAN SS SWGR Electrical Componentes Order.
6100K021 | Rayan : SWITCHGEAR - Rayan | SWGR | ROH | 1YAB5336XXAA2E00 | MCB 3A AC -2P,2CDS252001R0317 | 5 | 5 | 0 | 6100K021 | PO-SEP-8753-[29] | PO | 2025-10-27 | LVB |  | - | 2026-04-18 | 2026-04-04 | 0 | Abb Electrical Industriesco | To update Promised Delivery Date
6100K021 | Rayan : SWITCHGEAR - Rayan | SWGR | ROH | 1YAB5336XXAA2G00 | MCB S 202-K6 6A AC -2P - 2CDS252001R0377 | 103 | 103 | 0 | 6100K021 | PO-SEP-8753-[30] | PO | 2025-10-27 | LVB |  | - | 2026-04-18 | 2026-04-04 | 0 | Abb Electrical Industriesco | To update Promised Delivery Date
6100K021 | Rayan : SWITCHGEAR - Rayan | SWGR | ROH | 1YAB5336XXAA2L00 | MCB 16A AC -2P - 2CDS252001R0467 | 5 | 4 | 1 | 6100K021 | PO-SEP-8753-[31] | PO | 2025-10-27 | LVB |  | - | 2026-04-18 | 2026-04-04 | 0 | Abb Electrical Industriesco | To update Promised Delivery Date
6100K021 | Rayan : SWITCHGEAR - Rayan | SWGR | ROH | 1YAB5336XXAA2L00 | MCB 16A AC -2P - 2CDS252001R0467 | 1 | 1 | 0 | 6100KDP01 | PO-SEP-8041-[79] | PO | 2025-12-15 | LVB |  | - | 2026-04-18 | 2026-04-04 | 0 | Abb Electrical Industriesco | LV/ 6100K023 Supply of MV 13.8 kV SWGR For Halfmoon 115/13.8kv SS
6100K021 | Rayan : SWITCHGEAR - Rayan | SWGR | ROH | 1YAB5336XXAB2G00 | MCB 6A DC 2P S202M-K6UC -2CDS272061R0377 | 300 | 300 | 0 | 6100K021 | PO-SEP-8753-[32] | PO | 2025-10-27 | LVB |  | - | 2026-04-18 | 2026-04-04 | 0 | Abb Electrical Industriesco | To update Promised Delivery Date
6100K021 | Rayan : SWITCHGEAR - Rayan | SWGR | ROH | 1YAB5336XXACG000 | Aux contact 2NC, S2C-HO2L-for MCB Order # 2CDS200936R0003 | 245 | 245 | 0 | 6100K021 | PO-SEP-8753-[33] | PO | 2025-10-27 | LVB |  | - | 2026-04-18 | 2026-04-04 | 0 | Abb Electrical Industriesco | To update Promised Delivery Date
6100K021 | Rayan : SWITCHGEAR - Rayan | SWGR | ROH | 1YAB5336XXACH000 | Aux contact 1NO+1NC MCB -2CDS200936R0001 | 340 | 340 | 0 | 6100K021 | PO-SEP-8753-[34] | PO | 2025-10-27 | LVB |  | - | 2026-04-18 | 2026-04-04 | 0 | Abb Electrical Industriesco | To update Promised Delivery Date
6100K021 | Rayan : SWITCHGEAR - Rayan | SWGR | ROH | 1YAB5336XXACJ000 | S2C-H01 - 1NC- Bottom Auxiliary Contact 2CDS200970R0031 | 75 | 75 | 0 | 6100K021 | PO-SEP-8753-[35] | PO | 2025-10-27 | LVB |  | - | 2026-04-18 | 2026-04-04 | 0 | Abb Electrical Industriesco | To update Promised Delivery Date
6100K021 | Rayan : SWITCHGEAR - Rayan | SWGR | ROH | 1YAB5340XAJXXN00 | RF-4R_125Vdc_4 C/O_LED | 85 | 85 | 0 | 6100K021 | PO-SEP-8839-[3] | PO | 2026-02-28 | LVA |  | - | 2026-04-18 | 2026-04-04 | 0 | Innovative Systems Co. Ltd | Arteche MV
6100K021 | Rayan : SWITCHGEAR - Rayan | SWGR | ROH | 1YAB5340XAJXXN01 | BJ-8RP_Bistable_125Vdc_8 C/O | 40 | 40 | 0 | 6100K021 | PO-SEP-8839-[4] | PO | 2026-02-28 | LVA |  | - | 2026-04-18 | 2026-04-04 | 0 | Innovative Systems Co. Ltd | Arteche MV
6100K021 | Rayan : SWITCHGEAR - Rayan | SWGR | ROH | 1YAB5340XBLXXN00 | MVAJ101 RA 0802_ 125VDC (8 NO + 2 NC) | 2 | 2 | 0 | 6100K021 | PO-SEP-8841-[5] | PO | 2026-02-28 | LVA |  | - | 2026-04-18 | 2026-04-04 | 0 | Grid Solution Middle-East Fze | MV
6100K021 | Rayan : SWITCHGEAR - Rayan | SWGR | ROH | 1YAB5340XCHXXN01 | LOCKOUT RELAY (86) TYPE 7835FD, HIGH SPEED TRIP 8ms, TRIP COIL (70-280VDC),10NO+10NC ELECTRICAL RESET COIL (100-150VDC) | 48 | 48 | 0 | 6100K021 | PO-SEP-8786-[6] | PO | 2025-10-27 | LVA |  | - | 2026-04-18 | 2026-04-04 | 0 | Electroswitch
6100K021 | Rayan : SWITCHGEAR - Rayan | SWGR | ROH | 1YAB5340XCLXXN00 | MVAJ205 ,125VDC ) CAT No. MVAJ205TB0808A | 2 | 2 | 0 | 6100K021 | PO-SEP-8841-[6] | PO | 2026-02-28 | LVA |  | - | 2026-04-18 | 2026-04-04 | 0 | Grid Solution Middle-East Fze | MV
6100K021 | Rayan : SWITCHGEAR - Rayan | SWGR | ROH | 1YAB5340XDAXXN00 | RXMVB 4, RK 251 401-AP | 8 | 5 | 3 | 6100K021 | PO-SEP-8751-[17] | PO | 2025-12-31 | LVA |  | - | 2026-04-18 | 2026-04-04 | 0 | Hitachi Energy Ltd | 6100K021 AL RAYAN SS SWGR Electrical Componentes Order.
6100K021 | Rayan : SWITCHGEAR - Rayan | SWGR | ROH | 1YAB5340XDAXXN00 | RXMVB 4, RK 251 401-AP | 3 | 3 | 0 | 6100K025 | PO-SEP-8751-[7] | PO | 2025-12-31 | LVA |  | - | 2026-04-18 | 2026-04-04 | 0 | Hitachi Energy Ltd | 6100K021 AL RAYAN SS SWGR Electrical Componentes Order.
6100K021 | Rayan : SWITCHGEAR - Rayan | SWGR | ROH | 1YAB5340XDAXXN01 | RXMVB2, RK 251 204-AP | 13 | 13 | 0 | 6100K021 | PO-SEP-8751-[18] | PO | 2025-12-31 | LVA |  | - | 2026-04-18 | 2026-04-04 | 0 | Hitachi Energy Ltd | 6100K021 AL RAYAN SS SWGR Electrical Componentes Order.
6100K021 | Rayan : SWITCHGEAR - Rayan | SWGR | ROH | 1YAB5340XEAXXN00 | RXMB1 6NO_110-125VDC-1MRK 000 863-AN | 16 | 10 | 6 | 6100K021 | PO-SEP-8751-[19] | PO | 2025-12-31 | LVA |  | - | 2026-04-18 | 2026-04-04 | 0 | Hitachi Energy Ltd | 6100K021 AL RAYAN SS SWGR Electrical Componentes Order.
6100K021 | Rayan : SWITCHGEAR - Rayan | SWGR | ROH | 1YAB5340XEAXXN00 | RXMB1 6NO_110-125VDC-1MRK 000 863-AN | 6 | 6 | 0 | 6100K025 | PO-SEP-8751-[9] | PO | 2025-12-31 | LVA |  | - | 2026-04-18 | 2026-04-04 | 0 | Hitachi Energy Ltd | 6100K021 AL RAYAN SS SWGR Electrical Componentes Order.
6100K021 | Rayan : SWITCHGEAR - Rayan | SWGR | ROH | 1YAB5340XFAXXN00 | RXKL1, TYPE: 1MRK 000 066-AB | 5 | 5 | 0 | 6100K021 | PO-SEP-8751-[20] | PO | 2025-12-31 | LVA |  | - | 2026-04-18 | 2026-04-04 | 0 | Hitachi Energy Ltd | 6100K021 AL RAYAN SS SWGR Electrical Componentes Order.
6100K021 | Rayan : SWITCHGEAR - Rayan | SWGR | ROH | 1YAB5340XIAXXN00 | RXSF1_DC110-125V-MV RK 271 019-AN No volt flag relay | 150 | 150 | 0 | 6100K021 | PO-SEP-8751-[21] | PO | 2025-12-31 | LVA |  | - | 2026-04-18 | 2026-04-04 | 0 | Hitachi Energy Ltd | 6100K021 AL RAYAN SS SWGR Electrical Componentes Order.
6100K021 | Rayan : SWITCHGEAR - Rayan | SWGR | ROH | 1YAB5340XJAXXN00 | THREE PHASE FUSE SUPERVISION RELAY Type : RXBA4 (ABB) ORDER NO. : RK 428 004-AA CONTACTS : 2 CHANGE OVER SELF RESET | 6 | 2 | 4 | 6100K021 | PO-SEP-8751-[2] | PO | 2025-12-31 | LVA |  | - | 2026-04-18 | 2026-04-04 | 0 | Hitachi Energy Ltd | 6100K021 AL RAYAN SS SWGR Electrical Componentes Order.
6100K021 | Rayan : SWITCHGEAR - Rayan | SWGR | ROH | 1YAB5340XJAXXN00 | THREE PHASE FUSE SUPERVISION RELAY Type : RXBA4 (ABB) ORDER NO. : RK 428 004-AA CONTACTS : 2 CHANGE OVER SELF RESET | 4 | 4 | 0 | 6100K025 | PO-SEP-8751-[4] | PO | 2025-12-31 | LVA |  | - | 2026-04-18 | 2026-04-04 | 0 | Hitachi Energy Ltd | 6100K021 AL RAYAN SS SWGR Electrical Componentes Order.
6100K021 | Rayan : SWITCHGEAR - Rayan | SWGR | ROH | 1YAB5340XNHXXN00 | TRIP LOR/ER 7840FD 20NO+20NC, 125VDC HIGH SPEED TRIP 8ms, TRIP COIL (70-280VDC), ELECTRICAL RESET COIL (100-150VDC) | 9 | 6 | 3 | 6100K021 | PO-SEP-8786-[2] | PO | 2025-10-27 | LVA |  | - | 2026-04-18 | 2026-04-04 | 0 | Electroswitch
6100K021 | Rayan : SWITCHGEAR - Rayan | SWGR | ROH | 1YAB5340XNHXXN00 | TRIP LOR/ER 7840FD 20NO+20NC, 125VDC HIGH SPEED TRIP 8ms, TRIP COIL (70-280VDC), ELECTRICAL RESET COIL (100-150VDC) | 3 | 0 | 3 | PR Required | - | PR |  | LVA |  | - | 2026-04-18 | 2026-04-04 | 0
6100K021 | Rayan : SWITCHGEAR - Rayan | SWGR | ROH | 1YAB5355AAB0002 | TERMINAL BLOCK OTTA 6 - 0790433 | 6550 | 6550 | 0 | 6100K021 | PO-SEP-8792-[12] | PO | 2025-12-20 | Terminals |  | - | 2026-04-18 | 2026-04-04 | 0 | Phoenix Contact Trading LLC | PHOENIX ITEMS FOR MV SWGR- 6100K025 DMM AZYZIYAH SWGR SS / 6100K021 AL RAYAN SS SWGR /6100K020 Mahar SS SWGR
6100K021 | Rayan : SWITCHGEAR - Rayan | SWGR | ROH | 1YAB5355ABA0001 | Terminal Block,6SWG, :Lugs,D-6/8.ST1.RS | 2295 | 2295 | 0 | 6100K021 | PO-SEP-8833-[1] | PO | 2025-10-27 | Terminals |  | - | 2026-04-18 | 2026-04-04 | 0 | Al Suhaili Trading And Development
6100K021 | Rayan : SWITCHGEAR - Rayan | SWGR | ROH | 1YAB5355AEA0001 | M 6/8.RS (SpringLoaded) 1SNA115685R1200 | 2212 | 2212 | 0 | 6100K021 | PO-SEP-8833-[6] | PO | 2025-10-27 | Terminals |  | - | 2026-04-18 | 2026-04-04 | 0 | Al Suhaili Trading And Development
6100K021 | Rayan : SWITCHGEAR - Rayan | SWGR | ROH | 1YAB5355AEA1112 | M 4/6.RS- SpringLoaded 1SNA115930R1300 | 16264 | 16264 | 0 | 6100K021 | PO-SEP-8833-[9] | PO | 2025-10-27 | Terminals |  | - | 2026-04-18 | 2026-04-04 | 0 | Al Suhaili Trading And Development
6100K021 | Rayan : SWITCHGEAR - Rayan | SWGR | ROH | 1YAB5355AFA0001 | M4/6.SNTS Spring Loaded 1SNA115229R2000 | 2295 | 2295 | 0 | 6100K021 | PO-SEP-8833-[12] | PO | 2025-10-27 | Terminals |  | - | 2026-04-18 | 2026-04-04 | 0 | Al Suhaili Trading And Development
6100K021 | Rayan : SWITCHGEAR - Rayan | SWGR | ROH | 1YAB5355AMA0001 | D 6/8.ST1.RS AC/DC - 1SNA115914R0700 | 1617 | 1617 | 0 | 6100K021 | PO-SEP-8833-[13] | PO | 2025-10-27 | Terminals |  | - | 2026-04-18 | 2026-04-04 | 0 | Al Suhaili Trading And Development
6100K021 | Rayan : SWITCHGEAR - Rayan | SWGR | ROH | 1YAB5355AMC0001 | Base Terminal Plug AC-DC-4mm 1848350000.Feed-through terminal block,ZT 4/4AN/2 . | 1530 | 800 | 730 | 6100K021 | PO-SEP-8750-[3] | PO | 2025-12-31 | Plug socket |  | - | 2026-04-18 | 2026-04-04 | 0 | WEIDMULLER MIDDLE EAST (FZE) | To update Promised Delivery Date
6100K021 | Rayan : SWITCHGEAR - Rayan | SWGR | ROH | 1YAB5355AMC0001 | Base Terminal Plug AC-DC-4mm 1848350000.Feed-through terminal block,ZT 4/4AN/2 . | 730 | 730 | 0 | 6100KDP01 | PO-SEP-8518-[1] | PO | 2025-12-31 | Plug socket |  | - | 2026-04-18 | 2026-04-04 | 0 | WEIDMULLER MIDDLE EAST (FZE) | To update Promised Delivery Date
6100K021 | Rayan : SWITCHGEAR - Rayan | SWGR | ROH | 1YAB5355APC0001 | Base Terminal 2Deck- Plug In E-Sw-2.5mm | 612 | 612 | 0 | 6100K021 | PO-SEP-8750-[4] | PO | 2025-12-31 | Plug socket |  | - | 2026-04-18 | 2026-04-04 | 0 | WEIDMULLER MIDDLE EAST (FZE) | To update Promised Delivery Date
6100K021 | Rayan : SWITCHGEAR - Rayan | SWGR | ROH | 1YAB5355ATC0001 | Base Terminal Plug for Alrm & VT 2.5mm | 742 | 742 | 0 | 6100K021 | PO-SEP-8750-[5] | PO | 2025-12-31 | Plug socket |  | - | 2026-04-18 | 2026-04-04 | 0 | WEIDMULLER MIDDLE EAST (FZE) | To update Promised Delivery Date
6100K021 | Rayan : SWITCHGEAR - Rayan | SWGR | ROH | 1YAB5355CBA0000 | FEM8T6 End Sections Grey 1SNA215266R0100 | 765 | 765 | 0 | 6100K021 | PO-SEP-8833-[18] | PO | 2025-10-27 | Terminals |  | - | 2026-04-18 | 2026-04-04 | 0 | Al Suhaili Trading And Development
6100K021 | Rayan : SWITCHGEAR - Rayan | SWGR | ROH | 1YAB5355CEA0000 | FEMR8 End Sections Grey 1SNA116987R0200 | 1020 | 1020 | 0 | 6100K021 | PO-SEP-8833-[21] | PO | 2025-10-27 | Terminals |  | - | 2026-04-18 | 2026-04-04 | 0 | Al Suhaili Trading And Development
6100K021 | Rayan : SWITCHGEAR - Rayan | SWGR | ROH | 1YAB5355CFA0000 | FEM6 End Sections Grey - 1SNA118368R1600 | 510 | 510 | 0 | 6100K021 | PO-SEP-8833-[23] | PO | 2025-10-27 | Terminals |  | - | 2026-04-18 | 2026-04-04 | 0 | Al Suhaili Trading And Development
6100K021 | Rayan : SWITCHGEAR - Rayan | SWGR | ROH | 1YAB5355CMC0000 | Terminal End Plate 1848360000-Wiedmuller | 204 | 204 | 0 | 6100K021 | PO-SEP-8750-[37] | PO | 2025-12-31 | Plug socket |  | - | 2026-04-18 | 2026-04-04 | 0 | WEIDMULLER MIDDLE EAST (FZE) | To update Promised Delivery Date
6100K021 | Rayan : SWITCHGEAR - Rayan | SWGR | ROH | 1YAB5355CPC0000 | Terminal End Plate 1816110000-Wiedmuller | 204 | 204 | 0 | 6100K021 | PO-SEP-8750-[38] | PO | 2025-12-31 | Plug socket |  | - | 2026-04-18 | 2026-04-04 | 0 | WEIDMULLER MIDDLE EAST (FZE) | To update Promised Delivery Date
6100K021 | Rayan : SWITCHGEAR - Rayan | SWGR | ROH | 1YAB5355CTC0000 | Terminal End Plate 1816070000-Wiedmuller | 106 | 106 | 0 | 6100K021 | PO-SEP-8750-[39] | PO | 2025-12-31 | Plug socket |  | - | 2026-04-18 | 2026-04-04 | 0 | WEIDMULLER MIDDLE EAST (FZE) | To update Promised Delivery Date
6100K021 | Rayan : SWITCHGEAR - Rayan | SWGR | ROH | 1YAB5355CXB0000 | End Clamp, E/UK - 1201442 | 2550 | 2250 | 300 | 6100K021 | PO-SEP-8792-[14] | PO | 2025-12-20 | Terminals |  | - | 2026-04-18 | 2026-04-04 | 0 | Phoenix Contact Trading LLC | PHOENIX ITEMS FOR MV SWGR- 6100K025 DMM AZYZIYAH SWGR SS / 6100K021 AL RAYAN SS SWGR /6100K020 Mahar SS SWGR
6100K021 | Rayan : SWITCHGEAR - Rayan | SWGR | ROH | 1YAB5355CXB0000 | End Clamp, E/UK - 1201442 | 300 | 300 | 0 | 6100K025 | PO-SEP-8792-[4] | PO | 2025-12-20 | Terminals |  | - | 2026-04-18 | 2026-04-04 | 0 | Phoenix Contact Trading LLC | PHOENIX ITEMS FOR MV SWGR- 6100K025 DMM AZYZIYAH SWGR SS / 6100K021 AL RAYAN SS SWGR /6100K020 Mahar SS SWGR
6100K021 | Rayan : SWITCHGEAR - Rayan | SWGR | ROH | 1YAB5355DFA0000 | RC610-VerticalMarking 1SNA233060R0400 | 459 | 459 | 0 | 6100K021 | PO-SEP-8833-[27] | PO | 2025-10-27 | Terminals |  | - | 2026-04-18 | 2026-04-04 | 0 | Al Suhaili Trading And Development
6100K021 | Rayan : SWITCHGEAR - Rayan | SWGR | ROH | 1YAB5355DXC0000 | 460660001 DEK 5 FSZ 1-10 Z-Terminal 1-10 | 20600 | 10900 | 9700 | 6100K021 | PO-SEP-8750-[1] | PO | 2025-12-31 | Terminals |  | - | 2026-04-18 | 2026-04-04 | 0 | WEIDMULLER MIDDLE EAST (FZE) | To update Promised Delivery Date
6100K021 | Rayan : SWITCHGEAR - Rayan | SWGR | ROH | 1YAB5355DXC0000 | 460660001 DEK 5 FSZ 1-10 Z-Terminal 1-10 | 9700 | 9700 | 0 | 6100KDP01 | PO-SEP-8518-[7] | PO | 2025-12-31 | Terminals |  | - | 2026-04-18 | 2026-04-04 | 0 | WEIDMULLER MIDDLE EAST (FZE) | To update Promised Delivery Date
6100K021 | Rayan : SWITCHGEAR - Rayan | SWGR | ROH | 1YAB5355EEA0000 | JUMPER BAR "BJS8" 20 Poles | 102 | 102 | 0 | 6100K021 | PO-SEP-8833-[30] | PO | 2025-10-27 | Terminals |  | - | 2026-04-18 | 2026-04-04 | 0 | Al Suhaili Trading And Development
6100K021 | Rayan : SWITCHGEAR - Rayan | SWGR | ROH | 1YAB5355EFA0000 | PC61-CombTypeJumprBar10 1SNA163311R2200 | 204 | 204 | 0 | 6100K021 | PO-SEP-8833-[31] | PO | 2025-10-27 | Terminals |  | - | 2026-04-18 | 2026-04-04 | 0 | Al Suhaili Trading And Development
6100K021 | Rayan : SWITCHGEAR - Rayan | SWGR | ROH | 1YAB5355GPC0000 | 2Pole cross connectn.plugable-1693800000 | 408 | 408 | 0 | 6100K021 | PO-SEP-8750-[40] | PO | 2025-12-31 | Plug socket |  | - | 2026-04-18 | 2026-04-04 | 0 | WEIDMULLER MIDDLE EAST (FZE) | To update Promised Delivery Date
6100K021 | Rayan : SWITCHGEAR - Rayan | SWGR | ROH | 1YAB5355HAB0002 | Zack Strip-Vertical Labeled(21-30) | 408 | 408 | 0 | 6100K021 | PO-SEP-8750-[2] | PO | 2025-12-31 | Terminals |  | - | 2026-04-18 | 2026-04-04 | 0 | WEIDMULLER MIDDLE EAST (FZE) | To update Promised Delivery Date
6100K021 | Rayan : SWITCHGEAR - Rayan | SWGR | ROH | 1YAB5355JMC0000 | 10Pole Plug 4mm-1855070000-DC looping | 306 | 306 | 0 | 6100K021 | PO-SEP-8750-[41] | PO | 2025-12-31 | Plug socket |  | - | 2026-04-18 | 2026-04-04 | 0 | WEIDMULLER MIDDLE EAST (FZE) | To update Promised Delivery Date
6100K021 | Rayan : SWITCHGEAR - Rayan | SWGR | ROH | 1YAB5355JPC0000 | 6Pole Plug 2.5mm-1815240000-Cont-loop | 204 | 204 | 0 | 6100K021 | PO-SEP-8750-[42] | PO | 2025-12-31 | Plug socket |  | - | 2026-04-18 | 2026-04-04 | 0 | WEIDMULLER MIDDLE EAST (FZE) | To update Promised Delivery Date
6100K021 | Rayan : SWITCHGEAR - Rayan | SWGR | ROH | 1YAB5355JTC0000 | 10Pole Plug 2.5mm-1815280000-Cont-loop | 212 | 212 | 0 | 6100K021 | PO-SEP-8750-[43] | PO | 2025-12-31 | Plug socket |  | - | 2026-04-18 | 2026-04-04 | 0 | WEIDMULLER MIDDLE EAST (FZE) | To update Promised Delivery Date
6100K021 | Rayan : SWITCHGEAR - Rayan | SWGR | ROH | 1YAB5355KMC0000 | Locking element 185525000 for ZT4/4AN/2 | 612 | 612 | 0 | 6100K021 | PO-SEP-8750-[44] | PO | 2025-12-31 | Plug socket |  | - | 2026-04-18 | 2026-04-04 | 0 | WEIDMULLER MIDDLE EAST (FZE) | To update Promised Delivery Date
6100K021 | Rayan : SWITCHGEAR - Rayan | SWGR | ROH | 1YAB5355KPC0000 | Locking ele. 1816130000 for ZT2.5/4AN/2 | 310 | 310 | 0 | 6100K021 | PO-SEP-8750-[45] | PO | 2025-12-31 | Plug socket |  | - | 2026-04-18 | 2026-04-04 | 0 | WEIDMULLER MIDDLE EAST (FZE) | To update Promised Delivery Date
6100K021 | Rayan : SWITCHGEAR - Rayan | SWGR | ROH | 1YAB5355LMC0000 | Coding element 1856860000 - ZT4/4AN/2 | 408 | 408 | 0 | 6100K021 | PO-SEP-8750-[46] | PO | 2025-12-31 | Plug socket |  | - | 2026-04-18 | 2026-04-04 | 0 | WEIDMULLER MIDDLE EAST (FZE) | To update Promised Delivery Date
6100K021 | Rayan : SWITCHGEAR - Rayan | SWGR | ROH | 1YAB5355LPC0000 | Coding element 1816150000 | 416 | 416 | 0 | 6100K021 | PO-SEP-8750-[47] | PO | 2025-12-31 | Plug socket |  | - | 2026-04-18 | 2026-04-04 | 0 | WEIDMULLER MIDDLE EAST (FZE) | To update Promised Delivery Date
6100K021 | Rayan : SWITCHGEAR - Rayan | SWGR | ROH | 1YAB5355MPC0000 | Strain Relief Wied mulpart # 1816140000 | 310 | 310 | 0 | 6100K021 | PO-SEP-8750-[8] | PO | 2025-12-31 | Plug socket |  | - | 2026-04-18 | 2026-04-04 | 0 | WEIDMULLER MIDDLE EAST (FZE) | To update Promised Delivery Date
6100K021 | Rayan : SWITCHGEAR - Rayan | SWGR | ROH | 1YAB5355ZAB0000 | Insertion Bridge, EB 10-OTTA6 - 0790420 | 612 | 600 | 12 | 6100K021 | PO-SEP-8792-[17] | PO | 2025-12-20 | Plug socket |  | - | 2026-04-18 | 2026-04-04 | 0 | Phoenix Contact Trading LLC | PHOENIX ITEMS FOR MV SWGR- 6100K025 DMM AZYZIYAH SWGR SS / 6100K021 AL RAYAN SS SWGR /6100K020 Mahar SS SWGR
6100K021 | Rayan : SWITCHGEAR - Rayan | SWGR | ROH | 1YAB5355ZAB0000 | Insertion Bridge, EB 10-OTTA6 - 0790420 | 12 | 12 | 0 | 6100KDP01 | PO-SEP-8572-[8] | PO | 2025-12-15 | Plug socket |  | - | 2026-04-18 | 2026-04-04 | 0 | Phoenix Contact Trading LLC | AL Azyziyah 6100KDP01, Supply of Electrical Components – 1st Lot for SWGR under Dummy Project 6100KDP01 – Al Azyziyah Project (SEC Scope).
6100K021 | Rayan : SWITCHGEAR - Rayan | SWGR | ROH | 1YAB60050819P0103 | Braided HARNESS TUBE (D40) | 765 | 765 | 0 | 6100K021 | PO-SEP-8834-[4] | PO | 2025-10-27 | LVD |  | - | 2026-04-18 | 2026-04-04 | 0 | Dalian Jinda Industry Co.,Ltd
6100K021 | Rayan : SWITCHGEAR - Rayan | SWGR | ROH | 1YAB60050819P0104 | Braided HARNESS TUBE (D50) | 45 | 45 | 0 | 6100K021 | PO-SEP-8834-[6] | PO | 2025-10-27 | LVD |  | - | 2026-04-18 | 2026-04-04 | 0 | Dalian Jinda Industry Co.,Ltd
6100K021 | Rayan : SWITCHGEAR - Rayan | SWGR | ROH | 1YAB60050819P0106 | Braided HARNESS TUBE (D30) | 1020 | 1020 | 0 | 6100K021 | PO-SEP-8834-[9] | PO | 2025-10-27 | LVD |  | - | 2026-04-18 | 2026-04-04 | 0 | Dalian Jinda Industry Co.,Ltd
6100K021 | Rayan : SWITCHGEAR - Rayan | SWGR | ROH | 1YAB60050819P0107 | Braided HARNESS TUBE (D20) | 510 | 510 | 0 | 6100K021 | PO-SEP-8834-[10] | PO | 2025-10-27 | LVD |  | - | 2026-04-18 | 2026-04-04 | 0 | Dalian Jinda Industry Co.,Ltd
6100K021 | Rayan : SWITCHGEAR - Rayan | SWGR | ROH | 2CDS254001R0337 | MCB S204-K 4 MC -4P 2CDS254001R0337 | 138 | 138 | 0 | 6100K021 | PO-SEP-8753-[1] | PO | 2025-10-27 | LVB |  | - | 2026-04-18 | 2026-04-04 | 0 | Abb Electrical Industriesco | To update Promised Delivery Date
6100K021 | Rayan : SWITCHGEAR - Rayan | SWGR | ROH | 2TRE123451P0001 | 3 PIN SOCKET SWITCH,13A,250V,BSRDP-I | 5 | 5 | 0 | 6100K021 | PO-SEP-8836-[6] | PO | 2025-10-27 | LVB |  | - | 2026-04-18 | 2026-04-04 | 0 | Saeed Aziz Alsomali Trading Est
6100K021 | Rayan : SWITCHGEAR - Rayan | SWGR | ROH | 5022 643 | COVER PROFILE, AP3 | 81.6 | 81.6 | 0 | 6100K021 | PO-SEP-8792-[18] | PO | 2025-12-20 | LVD |  | - | 2026-04-18 | 2026-04-04 | 0 | Phoenix Contact Trading LLC | PHOENIX ITEMS FOR MV SWGR- 6100K025 DMM AZYZIYAH SWGR SS / 6100K021 AL RAYAN SS SWGR /6100K020 Mahar SS SWGR
6100K021 | Rayan : SWITCHGEAR - Rayan | SWGR | ROH | 5022 656 | COVER PROFILE SUPPORT, AP3-TU | 1275 | 1250 | 25 | 6100K021 | PO-SEP-8792-[19] | PO | 2025-12-20 | LVD |  | - | 2026-04-18 | 2026-04-04 | 0 | Phoenix Contact Trading LLC | PHOENIX ITEMS FOR MV SWGR- 6100K025 DMM AZYZIYAH SWGR SS / 6100K021 AL RAYAN SS SWGR /6100K020 Mahar SS SWGR
6100K021 | Rayan : SWITCHGEAR - Rayan | SWGR | ROH | 5022 656 | COVER PROFILE SUPPORT, AP3-TU | 25 | 25 | 0 | 6100KDP01 | PO-SEP-8572-[10] | PO | 2025-12-15 | LVD |  | - | 2026-04-18 | 2026-04-04 | 0 | Phoenix Contact Trading LLC | AL Azyziyah 6100KDP01, Supply of Electrical Components – 1st Lot for SWGR under Dummy Project 6100KDP01 – Al Azyziyah Project (SEC Scope).
6100K021 | Rayan : SWITCHGEAR - Rayan | SWGR | ROH | 837A407G01 | ‭FT SWITCH, (C-C C-C C-C C-C P P)/837A407G01/FT-1‬ | 51 | 51 | 0 | 6100K021 | PO-SEP-8747-[2] | PO | 2025-12-31 | LVA |  | - | 2026-04-18 | 2026-04-04 | 0 | Abb Electrical Industriesco | FT Switch/ 6100K021 AL RAYAN SS SWGR Electrical Componentes Order.
6100K021 | Rayan : SWITCHGEAR - Rayan | SWGR | ROH | 9676A14G01 | ‭FT SWITCH, (P P P P T T T P P P)/9676A14G01/FT-1‬ | 58 | 58 | 0 | 6100K021 | PO-SEP-8747-[3] | PO | 2025-12-31 | LVA |  | - | 2026-04-18 | 2026-04-04 | 0 | Abb Electrical Industriesco | FT Switch/ 6100K021 AL RAYAN SS SWGR Electrical Componentes Order.
6100K021 | Rayan : SWITCHGEAR - Rayan | SWGR | ROH | AE 2636 4000-001 | INSULATION SLEEVE,6MMDIA. | 815 | 815 | 0 | 6100K021 | PO-SEP-8836-[11] | PO | 2025-10-27 | LVD |  | - | 2026-04-18 | 2026-04-04 | 0 | Saeed Aziz Alsomali Trading Est
6100K021 | Rayan : SWITCHGEAR - Rayan | SWGR | ROH | AE 2636 4000-002 | ADHESIVE MOUNTING BASE | 765 | 765 | 0 | 6100K021 | PO-SEP-8836-[14] | PO | 2025-10-27 | LVD |  | - | 2026-04-18 | 2026-04-04 | 0 | Saeed Aziz Alsomali Trading Est
6100K021 | Rayan : SWITCHGEAR - Rayan | SWGR | ROH | AE2000-2150-06 | SELF STICK RUBBER FOAM | 66.3 | 66.3 | 0 | 6100K021 | PO-SEP-8835-[1] | PO | 2025-10-27 | LVD |  | - | 2026-04-18 | 2026-04-04 | 0 | EMKA Beschlagteile Middle East FZE
6100K021 | Rayan : SWITCHGEAR - Rayan | SWGR | ROH | AE2000-2166-03 | TIE WRAP/PLT4I-C0/371MM | 1020 | 560 | 460 | free_stock | PR-SEP-0023811-[156] | PR |  | LVD |  | - | 2026-04-18 | 2026-04-04 | 0
6100K021 | Rayan : SWITCHGEAR - Rayan | SWGR | ROH | AE2000-2166-03 | TIE WRAP/PLT4I-C0/371MM | 460 | 460 | 0 | free_stock | PR-SEP-0023832-[153] | PR |  | LVD |  | - | 2026-04-18 | 2026-04-04 | 0
6100K021 | Rayan : SWITCHGEAR - Rayan | SWGR | ROH | AE2000-6884-01 | EQUIPMENT FRAME CLAMP | 306 | 306 | 0 | 6100K021 | PO-SEP-8834-[16] | PO | 2025-10-27 | LVD |  | - | 2026-04-18 | 2026-04-04 | 0 | Dalian Jinda Industry Co.,Ltd
6100K021 | Rayan : SWITCHGEAR - Rayan | SWGR | ROH | AE2522-2000-02 | HOUSING, 0930016-0301, HAN-E16 (West/South) | 8 | 7 | 1 | 6100K021 | PO-SEP-8754-[1] | PO | 2025-12-15 | LVD |  | - | 2026-04-18 | 2026-04-04 | 0 | OPTIMAL CONNECTIVITY LLC | 6100K021 AL RAYAN SS SWGR Electrical Componentes Order.
6100K021 | Rayan : SWITCHGEAR - Rayan | SWGR | ROH | AE2522-2000-02 | HOUSING, 0930016-0301, HAN-E16 (West/South) | 1 | 1 | 0 | 6100K025 | PO-SEP-8754-[2] | PO | 2025-12-15 | LVD |  | - | 2026-04-18 | 2026-04-04 | 0 | OPTIMAL CONNECTIVITY LLC | 6100K021 AL RAYAN SS SWGR Electrical Componentes Order.
6100K021 | Rayan : SWITCHGEAR - Rayan | SWGR | ROH | AE2632-2000-13 | LOCKING PIN RELAY BOX | 51 | 51 | 0 | 6100K021 | PO-SEP-8752-[1] | PO | 2025-12-15 | LVD |  | - | 2026-04-18 | 2026-04-04 | 0 | AL NAKHEEL GREEN STEEL WORKS | 6100K021 AL RAYAN SS SWGR Electrical Componentes Order.
6100K021 | Rayan : SWITCHGEAR - Rayan | SWGR | ROH | AE2632-2000-33 | Spring for Door Combiflex | 1.02 | 1.02 | 0 | 6100K021 | PO-SEP-8836-[18] | PO | 2025-10-27 | LVD |  | - | 2026-04-18 | 2026-04-04 | 0 | Saeed Aziz Alsomali Trading Est
6100K021 | Rayan : SWITCHGEAR - Rayan | SWGR | ROH | AE2632-2000-AAP | BOX ASSEMBLY 60C, RHGX 20 (PAINT RAL) | 51 | 51 | 0 | 6100K021 | PO-SEP-8831-[2] | PO | 2025-10-27 | LVD |  | - | 2026-04-18 | 2026-04-04 | 0 | First Telecom Industries
6100K021 | Rayan : SWITCHGEAR - Rayan | SWGR | ROH | AE5380-2000-04 | END COVER D-OTTA6 - 790417 | 3060 | 3050 | 10 | 6100K021 | PO-SEP-8792-[20] | PO | 2025-12-20 | LVD |  | - | 2026-04-18 | 2026-04-04 | 0 | Phoenix Contact Trading LLC | PHOENIX ITEMS FOR MV SWGR- 6100K025 DMM AZYZIYAH SWGR SS / 6100K021 AL RAYAN SS SWGR /6100K020 Mahar SS SWGR
6100K021 | Rayan : SWITCHGEAR - Rayan | SWGR | ROH | AE5380-2000-04 | END COVER D-OTTA6 - 790417 | 10 | 10 | 0 | 6100KDP01 | PO-SEP-8572-[11] | PO | 2025-12-15 | LVD |  | - | 2026-04-18 | 2026-04-04 | 0 | Phoenix Contact Trading LLC | AL Azyziyah 6100KDP01, Supply of Electrical Components – 1st Lot for SWGR under Dummy Project 6100KDP01 – Al Azyziyah Project (SEC Scope).
6100K021 | Rayan : SWITCHGEAR - Rayan | SWGR | ROH | AL-FOIL-A4-PLAIN | Aluminum Foil-A4size Plain-Self Adhesive | 51 | 7 | 44 | 6100K021 | PO-SEP-8724-[5] | PO | 2025-10-27 | LVD |  | - | 2026-04-18 | 2026-04-04 | 0 | Azm and Tumooh Trading Establishment | Al Azizyah Project SS 6100KDP01 Mechanical Bulk Lot 5.
6100K021 | Rayan : SWITCHGEAR - Rayan | SWGR | ROH | AL-FOIL-A4-PLAIN | Aluminum Foil-A4size Plain-Self Adhesive | 44 | 44 | 0 | 6100KDP01 | PO-SEP-8379-[44] | PO | 2025-10-30 | LVD |  | - | 2026-04-18 | 2026-04-04 | 0 | Azm and Tumooh Trading Establishment | 6100K023 – PR for Supply of MV 13.8 kV Switchgear (SWGR) for Halfmoon 115/13.8 kV Substation (SS). This PR covers 1st lot of mechanical bulk materials required for the SWGR SS, i
6100K021 | Rayan : SWITCHGEAR - Rayan | SWGR | ROH | DM0000000058 | Relay, Auxiliary, 2 Coils, Self Reset Contacts, Hand Reset Flag, 110-125V, DC, 2NO, 1NC, Coil ¦ RXSF1 RK 271 007-AN | 8 | 8 | 0 | 6100K021 | PO-SEP-8751-[22] | PO | 2025-12-31 | LVA |  | - | 2026-04-18 | 2026-04-04 | 0 | Hitachi Energy Ltd | 6100K021 AL RAYAN SS SWGR Electrical Componentes Order.
6100K021 | Rayan : SWITCHGEAR - Rayan | SWGR | ROH | DM0000000839 | COMBIFLEX TERMINAL BASE RX4 (4U 12C) | 14 | 14 | 0 | 6100K021 | PO-SEP-8751-[24] | PO | 2025-12-31 | LVA |  | - | 2026-04-18 | 2026-04-04 | 0 | Hitachi Energy Ltd | 6100K021 AL RAYAN SS SWGR Electrical Componentes Order.
6100K021 | Rayan : SWITCHGEAR - Rayan | SWGR | ROH | DM0000000852 | COMBIFLEX TERMINAL BASE RX 2H -5619625-A | 243 | 243 | 0 | 6100K021 | PO-SEP-8751-[23] | PO | 2025-12-31 | LVA |  | - | 2026-04-18 | 2026-04-04 | 0 | Hitachi Energy Ltd | 6100K021 AL RAYAN SS SWGR Electrical Componentes Order.
6100K021 | Rayan : SWITCHGEAR - Rayan | SWGR | ROH | DM0000003057 | Relay, Over Current Protection, DC, 110-250V, AC 100-230V, 19BI + 15BO, With IEC 61850-8-1, 2x Optical, Type 7SJ85 ¦ P1J198095 | 3 | 3 | 0 | 6100K021 | PO-SEP-8772-[2] | PO | 2026-02-28 | LVA |  | - | 2026-04-18 | 2026-04-04 | 0 | Siemens Ltd. | Relays, MV
6100K021 | Rayan : SWITCHGEAR - Rayan | SWGR | ROH | DM0000003059 | ‭CT SUPERVISION RELAY, 40msec DELAY, 125V DC, 4NC (TYPE: AR901) / 7PG1110-7AE10-0AF0‬ | 3 | 3 | 0 | 6010J605 | PO-SEP-5281-[14] | PO | 2025-10-15 | LVA |  | - | 2026-04-18 | 2026-04-04 | 0 | Siemens Ltd. | J599,J600,J605
6100K021 | Rayan : SWITCHGEAR - Rayan | SWGR | ROH | DMS 2154 363-1 | WASHER, LOCK 10X5X0.5 | 45 | 45 | 0 | 6100K021 | PO-SEP-8668-[10] | PO | 2025-10-27 | LVD |  | - | 2026-04-18 | 2026-04-04 | 0 | FABORY Czech s.r.o.
6100K021 | Rayan : SWITCHGEAR - Rayan | SWGR | ROH | DMS 2166 2056-3 | CABLE TIE WRAP KSS-CV140S | 20400 | 11600 | 8800 | free_stock | PR-SEP-0023811-[164] | PR |  | LVD |  | - | 2026-04-18 | 2026-04-04 | 0
6100K021 | Rayan : SWITCHGEAR - Rayan | SWGR | ROH | DMS 2166 2056-3 | CABLE TIE WRAP KSS-CV140S | 8800 | 8800 | 0 | free_stock | PR-SEP-0023832-[162] | PR |  | LVD |  | - | 2026-04-18 | 2026-04-04 | 0
6100K021 | Rayan : SWITCHGEAR - Rayan | SWGR | ROH | DMS 2166 5011-10 | WIRE CHANNEL SIZE 48X100(1box=40meters) | 255 | 7 | 248 | 6100K023 | PO-SEP-8502-[23] | PO | 2025-12-31 | LVD |  | - | 2026-04-18 | 2026-04-04 | 0 | Sana For Electric And Telephone Co | Tube, White, Inner Diameter 4 mm, 2.5 Wire ¦ ¦ KSS
6100K021 | Rayan : SWITCHGEAR - Rayan | SWGR | ROH | DMS 2166 5011-10 | WIRE CHANNEL SIZE 48X100(1box=40meters) | 248 | 1 | 247 | 6100KDP01 | PO-SEP-8502-[11] | PO | 2025-12-31 | LVD |  | - | 2026-04-18 | 2026-04-04 | 0 | Sana For Electric And Telephone Co | Tube, White, Inner Diameter 4 mm, 2.5 Wire ¦ ¦ KSS
6100K021 | Rayan : SWITCHGEAR - Rayan | SWGR | ROH | DMS 2166 5011-10 | WIRE CHANNEL SIZE 48X100(1box=40meters) | 247 | 247 | 0 | free_stock | PR-SEP-0023811-[165] | PR |  | LVD |  | - | 2026-04-18 | 2026-04-04 | 0
6100K021 | Rayan : SWITCHGEAR - Rayan | SWGR | ROH | DMS 2166 5011-11 | WIRE CHANNEL SIZE 150X100(1box=12meter) | 51 | 3 | 48 | 6100K023 | PO-SEP-8502-[24] | PO | 2025-12-31 | LVD |  | - | 2026-04-18 | 2026-04-04 | 0 | Sana For Electric And Telephone Co | Tube, White, Inner Diameter 4 mm, 2.5 Wire ¦ ¦ KSS
6100K021 | Rayan : SWITCHGEAR - Rayan | SWGR | ROH | DMS 2166 5011-11 | WIRE CHANNEL SIZE 150X100(1box=12meter) | 48 | 1 | 47 | 6100KDP01 | PO-SEP-8502-[12] | PO | 2025-12-31 | LVD |  | - | 2026-04-18 | 2026-04-04 | 0 | Sana For Electric And Telephone Co | Tube, White, Inner Diameter 4 mm, 2.5 Wire ¦ ¦ KSS
6100K021 | Rayan : SWITCHGEAR - Rayan | SWGR | ROH | DMS 2166 5011-11 | WIRE CHANNEL SIZE 150X100(1box=12meter) | 47 | 47 | 0 | free_stock | PR-SEP-0023811-[166] | PR |  | LVD |  | - | 2026-04-18 | 2026-04-04 | 0
6100K021 | Rayan : SWITCHGEAR - Rayan | SWGR | ROH | DMS 2175 2012-25 | MOUNTNG RAIL OMEGA 35X15 02150 | 306 | 6 | 300 | 6100K023 | PO-SEP-8502-[25] | PO | 2025-12-31 | LVD |  | - | 2026-04-18 | 2026-04-04 | 0 | Sana For Electric And Telephone Co | Tube, White, Inner Diameter 4 mm, 2.5 Wire ¦ ¦ KSS
6100K021 | Rayan : SWITCHGEAR - Rayan | SWGR | ROH | DMS 2175 2012-25 | MOUNTNG RAIL OMEGA 35X15 02150 | 300 | 300 | 0 | free_stock | PR-SEP-0023811-[167] | PR |  | LVD |  | - | 2026-04-18 | 2026-04-04 | 0
6100K021 | Rayan : SWITCHGEAR - Rayan | SWGR | ROH | DMS 2641 2026-7 | FORK SPADE BF-U4 2.5/M4 | 2448 | 1248 | 1200 | 6100K021 | PO-SEP-8667-[21] | PO | 2025-11-03 | LVD |  | - | 2026-04-18 | 2026-04-04 | 0 | Sana For Electric And Telephone Co
6100K021 | Rayan : SWITCHGEAR - Rayan | SWGR | ROH | DMS 2641 2026-7 | FORK SPADE BF-U4 2.5/M4 | 1200 | 1200 | 0 | 6100K025 | PO-SEP-8667-[20] | PO | 2025-11-03 | LVD |  | - | 2026-04-18 | 2026-04-04 | 0 | Sana For Electric And Telephone Co
6100K021 | Rayan : SWITCHGEAR - Rayan | SWGR | ROH | DMS 2686 7001-1 | SPIRAL TUBE. KS15, 15MM DIA | 408 | 42 | 366 | 6100K023 | PO-SEP-8502-[27] | PO | 2025-12-31 | LVD |  | - | 2026-04-18 | 2026-04-04 | 0 | Sana For Electric And Telephone Co | Tube, White, Inner Diameter 4 mm, 2.5 Wire ¦ ¦ KSS
6100K021 | Rayan : SWITCHGEAR - Rayan | SWGR | ROH | DMS 2686 7001-1 | SPIRAL TUBE. KS15, 15MM DIA | 366 | 2 | 364 | 6100KDP01 | PO-SEP-8502-[15] | PO | 2025-12-31 | LVD |  | - | 2026-04-18 | 2026-04-04 | 0 | Sana For Electric And Telephone Co | Tube, White, Inner Diameter 4 mm, 2.5 Wire ¦ ¦ KSS
6100K021 | Rayan : SWITCHGEAR - Rayan | SWGR | ROH | DMS 2686 7001-1 | SPIRAL TUBE. KS15, 15MM DIA | 364 | 364 | 0 | free_stock | PR-SEP-0023811-[179] | PR |  | LVD |  | - | 2026-04-18 | 2026-04-04 | 0
6100K021 | Rayan : SWITCHGEAR - Rayan | SWGR | ROH | DMS 924 0010 | Combiflex wire Socket 1.5mm 1MRK002136-B | 10200 | 10200 | 0 | 6100K021 | PO-SEP-8751-[25] | PO | 2025-12-31 | LVD |  | - | 2026-04-18 | 2026-04-04 | 0 | Hitachi Energy Ltd | 6100K021 AL RAYAN SS SWGR Electrical Componentes Order.
6100K021 | Rayan : SWITCHGEAR - Rayan | SWGR | ROH | DMS 924 0020 | Combiflex wire Socket 2.5mm 1MRK002136-E | 6120 | 3300 | 2820 | 6100K021 | PO-SEP-8751-[26] | PO | 2025-12-31 | LVD |  | - | 2026-04-18 | 2026-04-04 | 0 | Hitachi Energy Ltd | 6100K021 AL RAYAN SS SWGR Electrical Componentes Order.
6100K021 | Rayan : SWITCHGEAR - Rayan | SWGR | ROH | DMS 924 0020 | Combiflex wire Socket 2.5mm 1MRK002136-E | 2820 | 2820 | 0 | 6100KDP01 | PO-SEP-8366-[17] | PO | 2025-12-31 | LVD |  | - | 2026-04-18 | 2026-04-04 | 0 | Hitachi Energy Ltd | 6100K023Halfmoon SWGR Project, All Electrical Components (ABB, Hitachi & Bulk) to Supply of MV 13.8 kV SWGR For Halfmoon 115/13.8kv SS
6100K021 | Rayan : SWITCHGEAR - Rayan | SWGR | ROH | E5090512100 | SNAP ACTION SWITCH CO S800 e 41 | 12 | 8 | 4 | 6100K021 | PO-SEP-8757-[2] | PO | 2025-12-15 | B |  | - | 2026-04-18 | 2026-04-04 | 0 | Shanghai Feili Xuncheng Electrical Technology Co.,Ltd | Snap action Switch
6100K021 | Rayan : SWITCHGEAR - Rayan | SWGR | ROH | E5090512100 | SNAP ACTION SWITCH CO S800 e 41 | 4 | 4 | 0 | 6100K025 | PO-SEP-8757-[1] | PO | 2025-12-15 | B |  | - | 2026-04-18 | 2026-04-04 | 0 | Shanghai Feili Xuncheng Electrical Technology Co.,Ltd | Snap action Switch
6100K021 | Rayan : SWITCHGEAR - Rayan | SWGR | ROH | GCE0438403P0100 | SPRG. PIN 2X10 DIN EN 28748 ST | 48 | 48 | 0 | 6100K021 | PO-SEP-8668-[9] | PO | 2025-10-27 | LVD |  | - | 2026-04-18 | 2026-04-04 | 0 | FABORY Czech s.r.o.
6100K021 | Rayan : SWITCHGEAR - Rayan | SWGR | ROH | GCE0990162P0101 | PANEL HEATER 240V,50W-Boxin-3Met.Cable | 102 | 102 | 0 | 6100K021 | PO-SEP-8821-[1] | PO | 2025-12-31 | LVC |  | - | 2026-04-18 | 2026-04-04 | 0 | Changsha Electric Controlling Auxiliaries Factory
6100K021 | Rayan : SWITCHGEAR - Rayan | SWGR | ROH | GCE0990403P0100 | VENTILATOR QK08A-2EM.50.CH WITH CAPACITO | 5 | 3 | 2 | 6100K021 | PO-SEP-8748-[1] | PO | 2025-12-31 | B |  | - | 2026-04-18 | 2026-04-04 | 0 | ZIEHL ABEGG Middle East FZE | 6100K021 AL RAYAN SS SWGR Electrical Componentes Order.
6100K021 | Rayan : SWITCHGEAR - Rayan | SWGR | ROH | GCE0990403P0100 | VENTILATOR QK08A-2EM.50.CH WITH CAPACITO | 2 | 2 | 0 | 6100KDP01 | PO-SEP-8361-[5] | PO | 2025-12-31 | B |  | - | 2026-04-18 | 2026-04-04 | 0 | ZIEHL ABEGG Middle East FZE | Fans / 6100K023Halfmoon SWGR Project, All Electrical Components (ABB, Hitachi & Bulk) to Supply of MV 13.8 kV SWGR For Halfmoon 115/13.8kv SS
6100K021 | Rayan : SWITCHGEAR - Rayan | SWGR | ROH | GCE0990404P0100 | RADIAL FLOW FAN QK08A-2EM.35.CF | 7 | 3 | 4 | 6100K021 | PO-SEP-8748-[2] | PO | 2025-12-31 | B |  | - | 2026-04-18 | 2026-04-04 | 0 | ZIEHL ABEGG Middle East FZE | 6100K021 AL RAYAN SS SWGR Electrical Componentes Order.
6100K021 | Rayan : SWITCHGEAR - Rayan | SWGR | ROH | GCE0990404P0100 | RADIAL FLOW FAN QK08A-2EM.35.CF | 4 | 4 | 0 | 6100K025 | PO-SEP-8748-[4] | PO | 2025-12-31 | B |  | - | 2026-04-18 | 2026-04-04 | 0 | ZIEHL ABEGG Middle East FZE | 6100K021 AL RAYAN SS SWGR Electrical Componentes Order.
6100K021 | Rayan : SWITCHGEAR - Rayan | SWGR | ROH | MARWI60236 | Zack Strip-Vertical(1-10) - 1053027:0001 | 1224 | 636 | 588 | 6100K021 | PO-SEP-8792-[16] | PO | 2025-12-20 | Terminals |  | - | 2026-04-18 | 2026-04-04 | 0 | Phoenix Contact Trading LLC | PHOENIX ITEMS FOR MV SWGR- 6100K025 DMM AZYZIYAH SWGR SS / 6100K021 AL RAYAN SS SWGR /6100K020 Mahar SS SWGR
6100K021 | Rayan : SWITCHGEAR - Rayan | SWGR | ROH | MARWI60236 | Zack Strip-Vertical(1-10) - 1053027:0001 | 588 | 588 | 0 | 6100K025 | PO-SEP-8792-[6] | PO | 2025-12-20 | Terminals |  | - | 2026-04-18 | 2026-04-04 | 0 | Phoenix Contact Trading LLC | PHOENIX ITEMS FOR MV SWGR- 6100K025 DMM AZYZIYAH SWGR SS / 6100K021 AL RAYAN SS SWGR /6100K020 Mahar SS SWGR
6100K021 | Rayan : SWITCHGEAR - Rayan | SWGR | ROH | MV-CR-U125DC3 | CR-U125DC3 - 1SVR405622R8200.CR-U125DC3 Pluggable interface relay 3c Ordering Code : 1SVR405622R8200 General: Pluggable interface relay ABB. Type : CR-U125DC3L Ordering Code: OUTPUTS: 3 C/O with LED RATED VOLTAGE: 125 VDC | 3 | 3 | 0 | 6100K021 | PO-SEP-8753-[25] | PO | 2025-10-27 | LVA |  | - | 2026-04-18 | 2026-04-04 | 0 | Abb Electrical Industriesco | To update Promised Delivery Date
6100K021 | Rayan : SWITCHGEAR - Rayan | SWGR | ROH | MV-CR-U3S | Socket -FOR 3 C/O AND MODULE TIMER | 3 | 3 | 0 | 6100K021 | PO-SEP-8753-[26] | PO | 2025-10-27 | LVA |  | - | 2026-04-18 | 2026-04-04 | 0 | Abb Electrical Industriesco | To update Promised Delivery Date
6100K021 | Rayan : SWITCHGEAR - Rayan | SWGR | ROH | MV-CR-UH | Holder interface relay 1SVR405669R0000 | 3 | 3 | 0 | 6100K021 | PO-SEP-8753-[27] | PO | 2025-10-27 | LVA |  | - | 2026-04-18 | 2026-04-04 | 0 | Abb Electrical Industriesco | To update Promised Delivery Date
6100K021 | Rayan : SWITCHGEAR - Rayan | SWGR | ROH | MV-CR-UT | TIME MODULE 1SVR405667R0000 | 3 | 3 | 0 | 6100K021 | PO-SEP-8753-[28] | PO | 2025-10-27 | LVA |  | - | 2026-04-18 | 2026-04-04 | 0 | Abb Electrical Industriesco | To update Promised Delivery Date
6100K021 | Rayan : SWITCHGEAR - Rayan | SWGR | ROH | MV-TR272-22KOHM5W | RESISTOR TR272- 110V TRIP COIL | 96 | 72 | 24 | 6100KDP01 | PO-SEP-8388-[23] | PO | 2025-10-30 | LVA |  | - | 2026-04-18 | 2026-04-04 | 0 | Saeed Aziz Alsomali Trading Est | 6100K023Halfmoon SWGR Project, All Electrical Components (ABB, Hitachi & Bulk) to Supply of MV 13.8 kV SWGR For Halfmoon 115/13.8kv SS
6100K021 | Rayan : SWITCHGEAR - Rayan | SWGR | ROH | MV-TR272-22KOHM5W | RESISTOR TR272- 110V TRIP COIL | 24 | 24 | 0 | free_stock | PO-SEP-8388-[7] | PO | 2025-10-30 | LVA |  | - | 2026-04-18 | 2026-04-04 | 0 | Saeed Aziz Alsomali Trading Est | 6100K023Halfmoon SWGR Project, All Electrical Components (ABB, Hitachi & Bulk) to Supply of MV 13.8 kV SWGR For Halfmoon 115/13.8kv SS
6100K021 | Rayan : SWITCHGEAR - Rayan | SWGR | ROH | MV50001 | Incomer Upper CT, INC3600-13.8-UCT ¦ ¦ RITZ | 9 | 9 | 0 | 6100K021 | PO-SEP-8760-[1] | PO | 2025-10-23 | Electrical_Transformers |  | - | 2026-04-18 | 2026-04-04 | 0 |  | 6100K021 AL Rayan SS 115/13.8kv SWGR CT Order
6100K021 | Rayan : SWITCHGEAR - Rayan | SWGR | ROH | MV50002 | Incomer Lower CT, INC3600-13.8-LCT ¦ ¦ RITZ | 9 | 9 | 0 | 6100K021 | PO-SEP-8760-[2] | PO | 2025-10-23 | Electrical_Transformers |  | - | 2026-04-18 | 2026-04-04 | 0 |  | 6100K021 AL Rayan SS 115/13.8kv SWGR CT Order
6100K021 | Rayan : SWITCHGEAR - Rayan | SWGR | ROH | MV50003 | Capacitor O/G Feeder Upper CT, CAP1250-13.8-UCT ¦ ¦ RITZ | 9 | 9 | 0 | 6100K021 | PO-SEP-8760-[3] | PO | 2025-10-23 | Electrical_Transformers |  | - | 2026-04-18 | 2026-04-04 | 0 |  | 6100K021 AL Rayan SS 115/13.8kv SWGR CT Order
6100K021 | Rayan : SWITCHGEAR - Rayan | SWGR | ROH | MV50004 | Capacitor O/G Feeder Lower CT, CAP1250-13.8-LCT ¦ ¦ RITZ | 9 | 9 | 0 | 6100K021 | PO-SEP-8760-[4] | PO | 2025-10-23 | Electrical_Transformers |  | - | 2026-04-18 | 2026-04-04 | 0 |  | 6100K021 AL Rayan SS 115/13.8kv SWGR CT Order
6100K021 | Rayan : SWITCHGEAR - Rayan | SWGR | ROH | MV50005 | Station Auxiliary Upper CT, SST630-13.8-UCT ¦ ¦ RITZ | 6 | 6 | 0 | 6100K021 | PO-SEP-8760-[5] | PO | 2025-10-23 | Electrical_Transformers |  | - | 2026-04-18 | 2026-04-04 | 0 |  | 6100K021 AL Rayan SS 115/13.8kv SWGR CT Order
6100K021 | Rayan : SWITCHGEAR - Rayan | SWGR | ROH | MV50006 | Station Auxiliary Lower CT, SST630-13.8-LCT ¦ ¦ RITZ | 6 | 6 | 0 | 6100K021 | PO-SEP-8760-[6] | PO | 2025-10-23 | Electrical_Transformers |  | - | 2026-04-18 | 2026-04-04 | 0 |  | 6100K021 AL Rayan SS 115/13.8kv SWGR CT Order
6100K021 | Rayan : SWITCHGEAR - Rayan | SWGR | ROH | MV50007 | Outgoing Plain Upper CT, OG1250-13.8-UCT ¦ ¦ RITZ | 114 | 114 | 0 | 6100K021 | PO-SEP-8760-[7] | PO | 2025-10-23 | Electrical_Transformers |  | - | 2026-04-18 | 2026-04-04 | 0 |  | 6100K021 AL Rayan SS 115/13.8kv SWGR CT Order
6100K021 | Rayan : SWITCHGEAR - Rayan | SWGR | ROH | MV50008 | Outgoing plain Lower CT, OG1250-13.8-LCT ¦ ¦ RITZ | 114 | 114 | 0 | 6100K021 | PO-SEP-8760-[8] | PO | 2025-10-23 | Electrical_Transformers |  | - | 2026-04-18 | 2026-04-04 | 0 |  | 6100K021 AL Rayan SS 115/13.8kv SWGR CT Order
6100K021 | Rayan : SWITCHGEAR - Rayan | SWGR | ROH | MV50009 | BusTie Upper CT, BS3600-13.8-UCT ¦ ¦ RITZ | 6 | 6 | 0 | 6100K021 | PO-SEP-8760-[9] | PO | 2025-10-23 | Electrical_Transformers |  | - | 2026-04-18 | 2026-04-04 | 0 |  | 6100K021 AL Rayan SS 115/13.8kv SWGR CT Order
6100K021 | Rayan : SWITCHGEAR - Rayan | SWGR | ROH | MV50010 | Bus-Tie Lower CT, BS3600-13.8-LCT ¦ ¦ RITZ | 6 | 6 | 0 | 6100K021 | PO-SEP-8760-[10] | PO | 2025-10-23 | Electrical_Transformers |  | - | 2026-04-18 | 2026-04-04 | 0 |  | 6100K021 AL Rayan SS 115/13.8kv SWGR CT Order
6100K021 | Rayan : SWITCHGEAR - Rayan | SWGR | ROH | SEP10038 | Humidistat, 250V, AC, MFR 012 ¦ 01220.0-00 | 51 | 51 | 0 | 6100K021 | PO-SEP-8819-[2] | PO | 2025-12-31 | LVA |  | - | 2026-04-18 | 2026-04-04 | 0 | STEGO Elektrotechnik GmbH | Humidistat, 250V, AC, MFR 012
6100K021 | Rayan : SWITCHGEAR - Rayan | SWGR | ROH | SEP10162 | WHITE TUBE,INNER DIA. 3.5 MM (1.5 WIRE) | 12750 | 3934 | 8816 | 6100K021 | PO-SEP-8830-[17] | PO | 2025-12-31 | LVD |  | - | 2026-04-18 | 2026-04-04 | 0 | Sana For Electric And Telephone Co | 6100K020 Mahar SS SWGR Electrical components order.
6100K021 | Rayan : SWITCHGEAR - Rayan | SWGR | ROH | SEP10162 | WHITE TUBE,INNER DIA. 3.5 MM (1.5 WIRE) | 8816 | 8816 | 0 | 6100K025 | PO-SEP-8830-[23] | PO | 2025-12-31 | LVD |  | - | 2026-04-18 | 2026-04-04 | 0 | Sana For Electric And Telephone Co | 6100K020 Mahar SS SWGR Electrical components order.
6100K021 | Rayan : SWITCHGEAR - Rayan | SWGR | ROH | SEP10163 | RED TUBE, INNER DIA. 3.5MM (1.5 WIRE) | 510 | 0 | 510 | PR Required | - | PR |  | LVD |  | - | 2026-04-18 | 2026-04-04 | 0
6100K021 | Rayan : SWITCHGEAR - Rayan | SWGR | ROH | SEP10165 | WHITE TUBE, INNER DIA. 5.0MM (4.0 WIRE) | 765 | 225 | 540 | 6100K021 | PO-SEP-8830-[13] | PO | 2025-12-31 | LVD |  | - | 2026-04-18 | 2026-04-04 | 0 | Sana For Electric And Telephone Co | 6100K020 Mahar SS SWGR Electrical components order.
6100K021 | Rayan : SWITCHGEAR - Rayan | SWGR | ROH | SEP10165 | WHITE TUBE, INNER DIA. 5.0MM (4.0 WIRE) | 540 | 540 | 0 | 6100K025 | PO-SEP-8830-[19] | PO | 2025-12-31 | LVD |  | - | 2026-04-18 | 2026-04-04 | 0 | Sana For Electric And Telephone Co | 6100K020 Mahar SS SWGR Electrical components order.
6100K021 | Rayan : SWITCHGEAR - Rayan | SWGR | ROH | SEP10298 | RED TUBE, INNER DIA. 4.0MM (2.5 WIRE) | 510 | 108 | 402 | 6100K021 | PO-SEP-8830-[14] | PO | 2025-12-31 | LVD |  | - | 2026-04-18 | 2026-04-04 | 0 | Sana For Electric And Telephone Co | 6100K020 Mahar SS SWGR Electrical components order.
6100K021 | Rayan : SWITCHGEAR - Rayan | SWGR | ROH | SEP10298 | RED TUBE, INNER DIA. 4.0MM (2.5 WIRE) | 402 | 402 | 0 | 6100K025 | PO-SEP-8830-[20] | PO | 2025-12-31 | LVD |  | - | 2026-04-18 | 2026-04-04 | 0 | Sana For Electric And Telephone Co | 6100K020 Mahar SS SWGR Electrical components order.
6100K021 | Rayan : SWITCHGEAR - Rayan | SWGR | ROH | SEP10349 | RED TUBE, INNER DIA. 5.0MM (4.0 WIRE) | 510 | 100 | 410 | 6100K021 | PO-SEP-8830-[15] | PO | 2025-12-31 | LVD |  | - | 2026-04-18 | 2026-04-04 | 0 | Sana For Electric And Telephone Co | 6100K020 Mahar SS SWGR Electrical components order.
6100K021 | Rayan : SWITCHGEAR - Rayan | SWGR | ROH | SEP10349 | RED TUBE, INNER DIA. 5.0MM (4.0 WIRE) | 410 | 410 | 0 | 6100K025 | PO-SEP-8830-[21] | PO | 2025-12-31 | LVD |  | - | 2026-04-18 | 2026-04-04 | 0 | Sana For Electric And Telephone Co | 6100K020 Mahar SS SWGR Electrical components order.
6100K021 | Rayan : SWITCHGEAR - Rayan | SWGR | ROH | SEP10650 | WHITE TUBE, INNER DIA. 4.0MM (2.5 WIRE) | 2040 | 0 | 2040 | PR Required | - | PR |  | LVD |  | - | 2026-04-18 | 2026-04-04 | 0
6100K021 | Rayan : SWITCHGEAR - Rayan | SWGR | ROH | SEP11258 | Cable, Control, 1 Core,CU/PVC, 1.5 Sq.mm, Blue, ATC, 105°, 600/1000V , 1 x 100 m | 111.5974 | 82.5711 | 29.0263 | free_stock | PR-SEP-0023811-[106] | PR |  | Wire |  | - | 2026-04-18 | 2026-04-04 | 0
6100K021 | Rayan : SWITCHGEAR - Rayan | SWGR | ROH | SEP11258 | Cable, Control, 1 Core,CU/PVC, 1.5 Sq.mm, Blue, ATC, 105°, 600/1000V , 1 x 100 m | 29.0263 | 10 | 19.0263 | free_stock | PR-SEP-0023832-[106] | PR |  | Wire |  | - | 2026-04-18 | 2026-04-04 | 0
6100K021 | Rayan : SWITCHGEAR - Rayan | SWGR | ROH | SEP11258 | Cable, Control, 1 Core,CU/PVC, 1.5 Sq.mm, Blue, ATC, 105°, 600/1000V , 1 x 100 m | 19.0263 | 0 | 19.0263 | PR Required | - | PR |  | Wire |  | - | 2026-04-18 | 2026-04-04 | 0
6100K021 | Rayan : SWITCHGEAR - Rayan | SWGR | ROH | SEP11259 | Cable, Control, 1 Core, CU/PVC, 1.5 Sq.mm, Black, ATC, 105°, 600/1000V , 1 x 100 m | 36.2691 | 31.2123 | 5.0569 | free_stock | PR-SEP-0023811-[107] | PR |  | Wire |  | - | 2026-04-18 | 2026-04-04 | 0
6100K021 | Rayan : SWITCHGEAR - Rayan | SWGR | ROH | SEP11259 | Cable, Control, 1 Core, CU/PVC, 1.5 Sq.mm, Black, ATC, 105°, 600/1000V , 1 x 100 m | 5.0569 | 3.85 | 1.2069 | free_stock | PR-SEP-0023832-[107] | PR |  | Wire |  | - | 2026-04-18 | 2026-04-04 | 0
6100K021 | Rayan : SWITCHGEAR - Rayan | SWGR | ROH | SEP11259 | Cable, Control, 1 Core, CU/PVC, 1.5 Sq.mm, Black, ATC, 105°, 600/1000V , 1 x 100 m | 1.2069 | 0 | 1.2069 | PR Required | - | PR |  | Wire |  | - | 2026-04-18 | 2026-04-04 | 0
6100K021 | Rayan : SWITCHGEAR - Rayan | SWGR | ROH | SEP11260 | Cable, Control, 1 Core, CU/PVC, 1.5 Sq.mm, Grey, ATC, 105°, 600/1000V , 1 x 100 m | 838.0744 | 773.5733 | 64.5011 | free_stock | PR-SEP-0023811-[108] | PR |  | Wire |  | - | 2026-04-18 | 2026-04-04 | 0
6100K021 | Rayan : SWITCHGEAR - Rayan | SWGR | ROH | SEP11260 | Cable, Control, 1 Core, CU/PVC, 1.5 Sq.mm, Grey, ATC, 105°, 600/1000V , 1 x 100 m | 64.5011 | 64.5011 | 0 | free_stock | PR-SEP-0023832-[108] | PR |  | Wire |  | - | 2026-04-18 | 2026-04-04 | 0
6100K021 | Rayan : SWITCHGEAR - Rayan | SWGR | ROH | SEP11261 | Cable, Control, 1 Core, CU/PVC, 1.5 Sq.mm, Red, ATC, 105°, 600/1000V , 1 x 100 m | 36.2691 | 27.2123 | 9.0569 | free_stock | PR-SEP-0023811-[109] | PR |  | Wire |  | - | 2026-04-18 | 2026-04-04 | 0
6100K021 | Rayan : SWITCHGEAR - Rayan | SWGR | ROH | SEP11261 | Cable, Control, 1 Core, CU/PVC, 1.5 Sq.mm, Red, ATC, 105°, 600/1000V , 1 x 100 m | 9.0569 | 3.85 | 5.2069 | free_stock | PR-SEP-0023832-[109] | PR |  | Wire |  | - | 2026-04-18 | 2026-04-04 | 0
6100K021 | Rayan : SWITCHGEAR - Rayan | SWGR | ROH | SEP11261 | Cable, Control, 1 Core, CU/PVC, 1.5 Sq.mm, Red, ATC, 105°, 600/1000V , 1 x 100 m | 5.2069 | 0 | 5.2069 | PR Required | - | PR |  | Wire |  | - | 2026-04-18 | 2026-04-04 | 0
6100K021 | Rayan : SWITCHGEAR - Rayan | SWGR | ROH | SEP11262 | Cable, Control, 1 Core, CU/PVC, 2.5 Sq.mm, Blue, ATC, 105°, 600/1000V , 1 x 100 m | 150.6565 | 128.7177 | 21.9387 | free_stock | PR-SEP-0023811-[110] | PR |  | Wire |  | - | 2026-04-18 | 2026-04-04 | 0
6100K021 | Rayan : SWITCHGEAR - Rayan | SWGR | ROH | SEP11262 | Cable, Control, 1 Core, CU/PVC, 2.5 Sq.mm, Blue, ATC, 105°, 600/1000V , 1 x 100 m | 21.9387 | 13.3 | 8.6387 | free_stock | PR-SEP-0023832-[110] | PR |  | Wire |  | - | 2026-04-18 | 2026-04-04 | 0
6100K021 | Rayan : SWITCHGEAR - Rayan | SWGR | ROH | SEP11262 | Cable, Control, 1 Core, CU/PVC, 2.5 Sq.mm, Blue, ATC, 105°, 600/1000V , 1 x 100 m | 8.6387 | 0 | 8.6387 | PR Required | - | PR |  | Wire |  | - | 2026-04-18 | 2026-04-04 | 0
6100K021 | Rayan : SWITCHGEAR - Rayan | SWGR | ROH | SEP11263 | Cable, Control, 1 Core, CU/PVC, 2.5 Sq.mm, Black, ATC, 105°, 600/1000V , 1 x 100 m | 94.8578 | 87.9322 | 6.9256 | free_stock | PR-SEP-0023811-[111] | PR |  | Wire |  | - | 2026-04-18 | 2026-04-04 | 0
6100K021 | Rayan : SWITCHGEAR - Rayan | SWGR | ROH | SEP11263 | Cable, Control, 1 Core, CU/PVC, 2.5 Sq.mm, Black, ATC, 105°, 600/1000V , 1 x 100 m | 6.9256 | 6.9256 | 0 | free_stock | PR-SEP-0023832-[111] | PR |  | Wire |  | - | 2026-04-18 | 2026-04-04 | 0
6100K021 | Rayan : SWITCHGEAR - Rayan | SWGR | ROH | SEP11264 | Cable, Control, 1 Core, CU/PVC, 2.5 Sq.mm, Grey, ATC, 105°, 600/1000V , 1 x 100 m | 27.8993 | 27.3873 | 0.51204 | free_stock | PR-SEP-0023811-[112] | PR |  | Wire |  | - | 2026-04-18 | 2026-04-04 | 0
6100K021 | Rayan : SWITCHGEAR - Rayan | SWGR | ROH | SEP11264 | Cable, Control, 1 Core, CU/PVC, 2.5 Sq.mm, Grey, ATC, 105°, 600/1000V , 1 x 100 m | 0.51204 | 0.51204 | 0 | free_stock | PR-SEP-0023832-[112] | PR |  | Wire |  | - | 2026-04-18 | 2026-04-04 | 0
6100K021 | Rayan : SWITCHGEAR - Rayan | SWGR | ROH | SEP11265 | Cable, Control, 1 Core, CU/PVC, 2.5 Sq.mm Yellow/Green, ATC, 105°, 600/1000V , 1 x 100 m | 28.0088 | 28 | 0.0087527 | free_stock | PR-SEP-0023832-[113] | PR |  | Wire |  | - | 2026-04-18 | 2026-04-04 | 0
6100K021 | Rayan : SWITCHGEAR - Rayan | SWGR | ROH | SEP11265 | Cable, Control, 1 Core, CU/PVC, 2.5 Sq.mm Yellow/Green, ATC, 105°, 600/1000V , 1 x 100 m | 0.0087527 | 0.0087527 | 0 | free_stock | PR-SEP-0023811-[113] | PR |  | Wire |  | - | 2026-04-18 | 2026-04-04 | 0
6100K021 | Rayan : SWITCHGEAR - Rayan | SWGR | ROH | SEP11266 | Cable, Control, 1 Core, CU/PVC, 2.5 Sq.mm, Red, ATC, 105°, 600/1000V , 1 x 100 m | 150.6565 | 139.7177 | 10.9387 | free_stock | PR-SEP-0023811-[114] | PR |  | Wire |  | - | 2026-04-18 | 2026-04-04 | 0
6100K021 | Rayan : SWITCHGEAR - Rayan | SWGR | ROH | SEP11266 | Cable, Control, 1 Core, CU/PVC, 2.5 Sq.mm, Red, ATC, 105°, 600/1000V , 1 x 100 m | 10.9387 | 10.9387 | 0 | free_stock | PR-SEP-0023832-[114] | PR |  | Wire |  | - | 2026-04-18 | 2026-04-04 | 0
6100K021 | Rayan : SWITCHGEAR - Rayan | SWGR | ROH | SEP11267 | Cable, Control, 1 Core, CU/PVC, 2.5 Sq.mm, Yellow, ATC,105°, 600/1000V , 1 x 100 m | 150.6565 | 128.7177 | 21.9387 | free_stock | PR-SEP-0023811-[115] | PR |  | Wire |  | - | 2026-04-18 | 2026-04-04 | 0
6100K021 | Rayan : SWITCHGEAR - Rayan | SWGR | ROH | SEP11267 | Cable, Control, 1 Core, CU/PVC, 2.5 Sq.mm, Yellow, ATC,105°, 600/1000V , 1 x 100 m | 21.9387 | 13.3 | 8.6387 | free_stock | PR-SEP-0023832-[115] | PR |  | Wire |  | - | 2026-04-18 | 2026-04-04 | 0
6100K021 | Rayan : SWITCHGEAR - Rayan | SWGR | ROH | SEP11267 | Cable, Control, 1 Core, CU/PVC, 2.5 Sq.mm, Yellow, ATC,105°, 600/1000V , 1 x 100 m | 8.6387 | 0 | 8.6387 | PR Required | - | PR |  | Wire |  | - | 2026-04-18 | 2026-04-04 | 0
6100K021 | Rayan : SWITCHGEAR - Rayan | SWGR | ROH | SEP11268 | Cable, Power, 1 Core, CU/PVC, 4.0 Sq.mm, Blue, ATC, 105°, 600/1000V , 1 x 100 m | 8.3698 | 8.3698 | 0 | 6100KDP01 | PO-SEP-8622-[29] | PO | 2026-01-30 | Wire |  | - | 2026-04-18 | 2026-04-04 | 0 | Al-Fanar Company Limited | Cable Items - KDP01 & K023
6100K021 | Rayan : SWITCHGEAR - Rayan | SWGR | ROH | SEP11269 | Cable, Power, 1 Core, CU/PVC, 4.0 Sq.mm, Black, ATC, 105°, 600/1000V , 1 x 100 m | 11.1597 | 11.1597 | 0 | 6100KDP01 | PO-SEP-8622-[30] | PO | 2026-01-30 | Wire |  | - | 2026-04-18 | 2026-04-04 | 0 | Al-Fanar Company Limited | Cable Items - KDP01 & K023
6100K021 | Rayan : SWITCHGEAR - Rayan | SWGR | ROH | SEP11270 | Cable, Power, 1 Core, CU/PVC, 4.0 Sq.mm, Red, ATC, 105°, 600/1000V , 1 x 100 m | 8.3698 | 8.3698 | 0 | 6100KDP01 | PO-SEP-8622-[32] | PO | 2026-01-30 | Wire |  | - | 2026-04-18 | 2026-04-04 | 0 | Al-Fanar Company Limited | Cable Items - KDP01 & K023
6100K021 | Rayan : SWITCHGEAR - Rayan | SWGR | ROH | SEP11271 | Cable, Power, 1 Core, CU/PVC, 4.0 Sq.mm, Yellow, ATC, 105°, 600/1000V , 1 x 100 m | 8.3698 | 8.3698 | 0 | 6100KDP01 | PO-SEP-8622-[33] | PO | 2026-01-30 | Wire |  | - | 2026-04-18 | 2026-04-04 | 0 | Al-Fanar Company Limited | Cable Items - KDP01 & K023
6100K021 | Rayan : SWITCHGEAR - Rayan | SWGR | ROH | SEP11272 | Cable, Power, 1 Core, CU/PVC, 4.0 Sq.mm, Grey, ATC, 105°, 600/1000V , 1 x 100 m | 11.1597 | 11.1597 | 0 | 6100KDP01 | PO-SEP-8622-[31] | PO | 2026-01-30 | Wire |  | - | 2026-04-18 | 2026-04-04 | 0 | Al-Fanar Company Limited | Cable Items - KDP01 & K023
6100K021 | Rayan : SWITCHGEAR - Rayan | SWGR | ROH | SEP12004 | TERM.LUGS BLADE RF-PP 12/23 | 15300 | 15300 | 0 | free_stock | PR-SEP-0023832-[170] | PR |  | LVD |  | - | 2026-04-18 | 2026-04-04 | 0
6100K021 | Rayan : SWITCHGEAR - Rayan | SWGR | ROH | SEP12012 | TERM.LUGS SPADE RF-U4 1.5/M4 | 6375 | 6375 | 0 | free_stock | PR-SEP-0023832-[171] | PR |  | LVD |  | - | 2026-04-18 | 2026-04-04 | 0
6100K021 | Rayan : SWITCHGEAR - Rayan | SWGR | ROH | SEP12016 | TERM.LUGS RING RF-M4 1.5/M4 | 5100 | 5100 | 0 | free_stock | PR-SEP-0023832-[174] | PR |  | LVD |  | - | 2026-04-18 | 2026-04-04 | 0
6100K021 | Rayan : SWITCHGEAR - Rayan | SWGR | ROH | SEP12026 | BENT LUGS TYPE RF-PPL30 | 35700 | 35700 | 0 | free_stock | PR-SEP-0023832-[130] | PR |  | LVD |  | - | 2026-04-18 | 2026-04-04 | 0
6100K021 | Rayan : SWITCHGEAR - Rayan | SWGR | ROH | SEP12048 | END SLEEVES PKE 1508 (1x1.5sqmm , Black) | 765 | 765 | 0 | 6100K017 | PO-SEP-8616-[1] | PO | 2025-12-28 | LVD |  | - | 2026-04-18 | 2026-04-04 | 0 | Sana For Electric And Telephone Co | Lugs & Terminals
6100K021 | Rayan : SWITCHGEAR - Rayan | SWGR | ROH | SEP12050 | UN-INSUL SLeve Lugs KE1510ST (1.5mm) | 1020 | 460 | 560 | 6100K023 | PO-SEP-8418-[5] | PO | 2025-11-30 | LVD |  | - | 2026-04-18 | 2026-04-04 | 0 | Sana For Electric And Telephone Co | 6100K023Halfmoon SWGR Project, All Electrical Components (ABB, Hitachi & Bulk) to Supply of MV 13.8 kV SWGR For Halfmoon 115/13.8kv SS
6100K021 | Rayan : SWITCHGEAR - Rayan | SWGR | ROH | SEP12050 | UN-INSUL SLeve Lugs KE1510ST (1.5mm) | 560 | 560 | 0 | free_stock | PR-SEP-0023811-[133] | PR |  | LVD |  | - | 2026-04-18 | 2026-04-04 | 0
6100K021 | Rayan : SWITCHGEAR - Rayan | SWGR | ROH | SEP12052 | END SLEEVES PKT 1508 (2x1.5sqmm , Black) | 765 | 765 | 0 | 6100K017 | PO-SEP-8616-[3] | PO | 2025-12-28 | LVD |  | - | 2026-04-18 | 2026-04-04 | 0 | Sana For Electric And Telephone Co | Lugs & Terminals
6100K021 | Rayan : SWITCHGEAR - Rayan | SWGR | ROH | SEP12063 | TERM.LUGS BLADE BF-PP12/25 2.5MM | 5100 | 5100 | 0 | free_stock | PR-SEP-0023832-[169] | PR |  | LVD |  | - | 2026-04-18 | 2026-04-04 | 0
6100K021 | Rayan : SWITCHGEAR - Rayan | SWGR | ROH | SEP12083 | TERM.LUGS BF-M5 (RING) | 6120 | 6120 | 0 | free_stock | PR-SEP-0023832-[176] | PR |  | LVD |  | - | 2026-04-18 | 2026-04-04 | 0
6100K021 | Rayan : SWITCHGEAR - Rayan | SWGR | ROH | SEP12085 | WIRE LUGS RING TYPE BF-M6 2.5/M6 | 408 | 256 | 152 | free_stock | PO-SEP-8616-[6] | PO | 2025-12-28 | LVD |  | - | 2026-04-18 | 2026-04-04 | 0 | Sana For Electric And Telephone Co | Lugs & Terminals
6100K021 | Rayan : SWITCHGEAR - Rayan | SWGR | ROH | SEP12085 | WIRE LUGS RING TYPE BF-M6 2.5/M6 | 152 | 152 | 0 | free_stock | PR-SEP-0023811-[178] | PR |  | LVD |  | - | 2026-04-18 | 2026-04-04 | 0
6100K021 | Rayan : SWITCHGEAR - Rayan | SWGR | ROH | SEP12087 | RING TYPE LUGS BF-M 8 | 408 | 408 | 0 | free_stock | PR-SEP-0023832-[178] | PR |  | LVD |  | - | 2026-04-18 | 2026-04-04 | 0
6100K021 | Rayan : SWITCHGEAR - Rayan | SWGR | ROH | SEP12091 | BENT LUGS TYPE BF-PPL30 | 15300 | 15300 | 0 | free_stock | PR-SEP-0023832-[132] | PR |  | LVD |  | - | 2026-04-18 | 2026-04-04 | 0
6100K021 | Rayan : SWITCHGEAR - Rayan | SWGR | ROH | SEP12103 | UN-INSUL SLEEVE Lugs for 2.5mm KE2510ST | 2550 | 2550 | 0 | free_stock | PR-SEP-0023811-[168] | PR |  | LVD |  | - | 2026-04-18 | 2026-04-04 | 0
6100K021 | Rayan : SWITCHGEAR - Rayan | SWGR | ROH | SEP12105 | END SLEEVES PKT 2512 (2x2.5sqmm , Blue) | 1020 | 520 | 500 | free_stock | PR-SEP-0023832-[185] | PR |  | LVD |  | - | 2026-04-18 | 2026-04-04 | 0
6100K021 | Rayan : SWITCHGEAR - Rayan | SWGR | ROH | SEP12105 | END SLEEVES PKT 2512 (2x2.5sqmm , Blue) | 500 | 460 | 40 | free_stock | PR-SEP-0023811-[185] | PR |  | LVD |  | - | 2026-04-18 | 2026-04-04 | 0
6100K021 | Rayan : SWITCHGEAR - Rayan | SWGR | ROH | SEP12105 | END SLEEVES PKT 2512 (2x2.5sqmm , Blue) | 40 | 0 | 40 | PR Required | - | PR |  | LVD |  | - | 2026-04-18 | 2026-04-04 | 0
6100K021 | Rayan : SWITCHGEAR - Rayan | SWGR | ROH | SEP12117 | TERM.LUGS RING BF-M4 | 10200 | 6400 | 3800 | free_stock | PR-SEP-0023811-[176] | PR |  | LVD |  | - | 2026-04-18 | 2026-04-04 | 0
6100K021 | Rayan : SWITCHGEAR - Rayan | SWGR | ROH | SEP12117 | TERM.LUGS RING BF-M4 | 3800 | 0 | 3800 | PR Required | - | PR |  | LVD |  | - | 2026-04-18 | 2026-04-04 | 0
6100K021 | Rayan : SWITCHGEAR - Rayan | SWGR | ROH | SEP12119 | RING TYPE LUGS GF-M 5 | 1020 | 432 | 588 | free_stock | PR-SEP-0023811-[174] | PR |  | LVD |  | - | 2026-04-18 | 2026-04-04 | 0
6100K021 | Rayan : SWITCHGEAR - Rayan | SWGR | ROH | SEP12119 | RING TYPE LUGS GF-M 5 | 588 | 0 | 588 | PR Required | - | PR |  | LVD |  | - | 2026-04-18 | 2026-04-04 | 0
6100K021 | Rayan : SWITCHGEAR - Rayan | SWGR | ROH | SEP12127 | BENT LUGS TYPE BF-PPL46 | 7650 | 7650 | 0 | free_stock | PR-SEP-0023832-[131] | PR |  | LVD |  | - | 2026-04-18 | 2026-04-04 | 0
6100K021 | Rayan : SWITCHGEAR - Rayan | SWGR | ROH | SEP12129 | Un-Insul Sleeve Lugs 4.0 mm KE410ST | 2550 | 2550 | 0 | free_stock | PR-SEP-0023811-[169] | PR |  | LVD |  | - | 2026-04-18 | 2026-04-04 | 0
6100K021 | Rayan : SWITCHGEAR - Rayan | SWGR | ROH | SEP12131 | Lugs, Sleeve 4.0/9mm ( W/O Ins.) 3200302 | 2550 | 2550 | 0 | free_stock | PR-SEP-0023832-[139] | PR |  | LVD |  | - | 2026-04-18 | 2026-04-04 | 0
6100K021 | Rayan : SWITCHGEAR - Rayan | SWGR | ROH | VT-GUARD-13.8KV | VT Guard, Anti Ferro Resonance Unit ¦ VT-GUARD-13.8KV | 6 | 6 | 0 | 6100K021 | PO-SEP-8749-[2] | PO | 2025-12-31 | RVT |  | - | 2026-04-18 | 2026-04-04 | 0 | Abb Electrical Industriesco | VT Guard/6100K021 AL RAYAN SS SWGR Electrical Componentes Order.
6100K021 | Rayan : SWITCHGEAR - Rayan | SWGR | ROH | 1SNA234000R0200 | Marker, RC810, 1 ¦ 10/1SNA234041R2600 ¦ ENTRELEC | 510 | 450 | 60 | 6100K021 | PO-SEP-8833-[38] | PO | 2025-10-27 | Terminals | Automated: Replaced 1SNA234000R0200 by SEP20333. | - | 2026-04-18 | 2026-04-04 | 0 | Al Suhaili Trading And Development
6100K021 | Rayan : SWITCHGEAR - Rayan | SWGR | ROH | 1SNA234000R0200 | Marker, RC810, 1 ¦ 10/1SNA234041R2600 ¦ ENTRELEC | 60 | 60 | 0 | 6100KDP01 | PO-SEP-8386-[16] | PO | 2025-11-10 | Terminals | Automated: Replaced 1SNA234000R0200 by SEP20333. | - | 2026-04-18 | 2026-04-04 | 0 | Al Suhaili Trading And Development | 6100K023Halfmoon SWGR Project, All Electrical Components (ABB, Hitachi & Bulk) to Supply of MV 13.8 kV SWGR For Halfmoon 115/13.8kv SS
6100K021 | Rayan : SWITCHGEAR - Rayan | SWGR | ROH | 1YAB5340XIAXXN01 | Relay, Auxiliary, 2 Coils, Self Reset Contacts, Hand Reset Flag, 110-125V, DC, 2NO, 1NC, Coil ¦ RXSF1 RK 271 007-AN | 51 | 51 | 0 | 6100K025 | PO-SEP-8751-[3] | PO | 2025-12-31 | LVA | Automated: Replaced 1YAB5340XIAXXN01 by DM0000000058. | - | 2026-04-18 | 2026-04-04 | 0 | Hitachi Energy Ltd | 6100K021 AL RAYAN SS SWGR Electrical Componentes Order.
6100K021 | Rayan : SWITCHGEAR - Rayan | SWGR | ROH | 1YAB5355AAB0001 | Terminal Block, TB, Disconnecting TB for CT, OTTA 6-T, Bolt W/O Spring, 0790462 ¦ OTTA 6-T P/P ¦ PHOENIX | 4012 | 4000 | 12 | 6100K021 | PO-SEP-8792-[11] | PO | 2025-12-20 | Terminals | Automated: Replaced 1YAB5355AAB0001 by SEP10052. | - | 2026-04-18 | 2026-04-04 | 0 | Phoenix Contact Trading LLC | PHOENIX ITEMS FOR MV SWGR- 6100K025 DMM AZYZIYAH SWGR SS / 6100K021 AL RAYAN SS SWGR /6100K020 Mahar SS SWGR
6100K021 | Rayan : SWITCHGEAR - Rayan | SWGR | ROH | 1YAB5355AAB0001 | Terminal Block, TB, Disconnecting TB for CT, OTTA 6-T, Bolt W/O Spring, 0790462 ¦ OTTA 6-T P/P ¦ PHOENIX | 12 | 12 | 0 | 6100KDP01 | PO-SEP-8572-[1] | PO | 2025-12-15 | Terminals | Automated: Replaced 1YAB5355AAB0001 by SEP10052. | - | 2026-04-18 | 2026-04-04 | 0 | Phoenix Contact Trading LLC | AL Azyziyah 6100KDP01, Supply of Electrical Components – 1st Lot for SWGR under Dummy Project 6100KDP01 – Al Azyziyah Project (SEC Scope).
6100K021 | Rayan : SWITCHGEAR - Rayan | SWGR | ROH | 1YAB5355CAB0000 | Parition, Terminal, Current, D-OTTA6-T ¦ 0790459 ¦ PHOENIX | 510 | 90 | 420 | 6100K021 | PO-SEP-8792-[13] | PO | 2025-12-20 | Terminals | Automated: Replaced 1YAB5355CAB0000 by RMU000000260. | - | 2026-04-18 | 2026-04-04 | 0 | Phoenix Contact Trading LLC | PHOENIX ITEMS FOR MV SWGR- 6100K025 DMM AZYZIYAH SWGR SS / 6100K021 AL RAYAN SS SWGR /6100K020 Mahar SS SWGR
6100K021 | Rayan : SWITCHGEAR - Rayan | SWGR | ROH | 1YAB5355CAB0000 | Parition, Terminal, Current, D-OTTA6-T ¦ 0790459 ¦ PHOENIX | 420 | 186 | 234 | 6100K025 | PO-SEP-8792-[3] | PO | 2025-12-20 | Terminals | Automated: Replaced 1YAB5355CAB0000 by RMU000000260. | - | 2026-04-18 | 2026-04-04 | 0 | Phoenix Contact Trading LLC | PHOENIX ITEMS FOR MV SWGR- 6100K025 DMM AZYZIYAH SWGR SS / 6100K021 AL RAYAN SS SWGR /6100K020 Mahar SS SWGR
6100K021 | Rayan : SWITCHGEAR - Rayan | SWGR | ROH | RMU000000260 | Parition, Terminal, Current, D-OTTA6-T ¦ 0790459 ¦ PHOENIX | 234 | 0 | 234 | PR Required | - | PR |  | Terminals | Automated: Replaced 1YAB5355CAB0000 by RMU000000260. Automated: Replaced 1YAB5355CAB0000 by RMU000000260. | - | 2026-04-18 | 2026-04-04 | 0
6100K025 | Aziziyah DMM : SWITCHGEAR - Aziziyah DMM | SWGR | ROH | 129A539G01 | ‭FT SWITCH, (T T T T T T T T T T)/129A539G01/FT-1‬ | 66 | 66 | 0 | 6100K025 | PO-SEP-8747-[7] | PO | 2025-12-31 | LVA |  | - | 2026-05-15 | 2026-05-01 | 0 | Abb Electrical Industriesco | FT Switch/ 6100K021 AL RAYAN SS SWGR Electrical Componentes Order.
6100K025 | Aziziyah DMM : SWITCHGEAR - Aziziyah DMM | SWGR | ROH | 13.8-VT-ZS1-3WDG-25VA | Voltage Transformer (RITZ) | 18 | 18 | 0 | 6100KDP01 | PO-SEP-8580-[11] | PO | 2025-12-31 | VT |  | - | 2026-05-15 | 2026-05-01 | 0 | Abb Electrical Industriesco | AL Aziyziyah Project SWGR KDP01 CTs
6100K025 | Aziziyah DMM : SWITCHGEAR - Aziziyah DMM | SWGR | ROH | 1815230000 | 5Pole Plug 2.5mm-1815230000-Cont-loop | 50 | 50 | 0 | 6100K025 | PO-SEP-8750-[15] | PO | 2025-12-31 | Plug socket |  | - | 2026-05-15 | 2026-05-01 | 0 | WEIDMULLER MIDDLE EAST (FZE) | To update Promised Delivery Date
6100K025 | Aziziyah DMM : SWITCHGEAR - Aziziyah DMM | SWGR | ROH | 1855030000 | 6Pole Plug 4mm-1855030000-AC looping | 51 | 51 | 0 | 6100K025 | PO-SEP-8750-[16] | PO | 2025-12-31 | Plug socket |  | - | 2026-05-15 | 2026-05-01 | 0 | WEIDMULLER MIDDLE EAST (FZE) | To update Promised Delivery Date
6100K025 | Aziziyah DMM : SWITCHGEAR - Aziziyah DMM | SWGR | ROH | 1SFA611400R1001 | PILOT LIGHT#ML1-100R | 48 | 12 | 36 | 6100K025 | PO-SEP-8753-[14] | PO | 2025-10-23 | LVB |  | - | 2026-05-15 | 2026-05-01 | 0 | Abb Electrical Industriesco | To update Promised Delivery Date
6100K025 | Aziziyah DMM : SWITCHGEAR - Aziziyah DMM | SWGR | ROH | 1SFA611400R1001 | PILOT LIGHT#ML1-100R | 36 | 36 | 0 | 6100KDP01 | PO-SEP-8041-[65] | PO | 2025-12-15 | LVB |  | - | 2026-05-15 | 2026-05-01 | 0 | Abb Electrical Industriesco | LV/ 6100K023 Supply of MV 13.8 kV SWGR For Halfmoon 115/13.8kv SS
6100K025 | Aziziyah DMM : SWITCHGEAR - Aziziyah DMM | SWGR | ROH | 1SFA611400R1002 | PILOT LIGHT#ML1-100G | 48 | 12 | 36 | 6100K025 | PO-SEP-8753-[15] | PO | 2025-10-23 | LVB |  | - | 2026-05-15 | 2026-05-01 | 0 | Abb Electrical Industriesco | To update Promised Delivery Date
6100K025 | Aziziyah DMM : SWITCHGEAR - Aziziyah DMM | SWGR | ROH | 1SFA611400R1002 | PILOT LIGHT#ML1-100G | 36 | 36 | 0 | 6100KDP01 | PO-SEP-8041-[66] | PO | 2025-12-15 | LVB |  | - | 2026-05-15 | 2026-05-01 | 0 | Abb Electrical Industriesco | LV/ 6100K023 Supply of MV 13.8 kV SWGR For Halfmoon 115/13.8kv SS
6100K025 | Aziziyah DMM : SWITCHGEAR - Aziziyah DMM | SWGR | ROH | 1SFA611400R1003 | PILOT LIGHT#ML1-100Y | 52 | 3 | 49 | 6100K025 | PO-SEP-8753-[16] | PO | 2025-10-23 | LVB |  | - | 2026-05-15 | 2026-05-01 | 0 | Abb Electrical Industriesco | To update Promised Delivery Date
6100K025 | Aziziyah DMM : SWITCHGEAR - Aziziyah DMM | SWGR | ROH | 1SFA611400R1003 | PILOT LIGHT#ML1-100Y | 49 | 49 | 0 | 6100KDP01 | PO-SEP-8041-[67] | PO | 2025-12-15 | LVB |  | - | 2026-05-15 | 2026-05-01 | 0 | Abb Electrical Industriesco | LV/ 6100K023 Supply of MV 13.8 kV SWGR For Halfmoon 115/13.8kv SS
6100K025 | Aziziyah DMM : SWITCHGEAR - Aziziyah DMM | SWGR | ROH | 1SFA611400R1005 | PILOT LIGHT#ML1-100W | 114 | 2 | 112 | 6100K025 | PO-SEP-8753-[17] | PO | 2025-10-23 | LVB |  | - | 2026-05-15 | 2026-05-01 | 0 | Abb Electrical Industriesco | To update Promised Delivery Date
6100K025 | Aziziyah DMM : SWITCHGEAR - Aziziyah DMM | SWGR | ROH | 1SFA611400R1005 | PILOT LIGHT#ML1-100W | 112 | 108 | 4 | 6100KDP01 | PO-SEP-8041-[68] | PO | 2025-12-15 | LVB |  | - | 2026-05-15 | 2026-05-01 | 0 | Abb Electrical Industriesco | LV/ 6100K023 Supply of MV 13.8 kV SWGR For Halfmoon 115/13.8kv SS
6100K025 | Aziziyah DMM : SWITCHGEAR - Aziziyah DMM | SWGR | ROH | 1SFA611400R1005 | PILOT LIGHT#ML1-100W | 4 | 4 | 0 | 6100K019 | PO-SEP-8041-[57] | PO | 2025-12-15 | LVB |  | - | 2026-05-15 | 2026-05-01 | 0 | Abb Electrical Industriesco | LV/ 6100K023 Supply of MV 13.8 kV SWGR For Halfmoon 115/13.8kv SS
6100K025 | Aziziyah DMM : SWITCHGEAR - Aziziyah DMM | SWGR | ROH | 1SFA611605R1100 | HOLDER#MCBH-00 | 262 | 19 | 243 | 6100K025 | PO-SEP-8753-[18] | PO | 2025-10-23 | LVB |  | - | 2026-05-15 | 2026-05-01 | 0 | Abb Electrical Industriesco | To update Promised Delivery Date
6100K025 | Aziziyah DMM : SWITCHGEAR - Aziziyah DMM | SWGR | ROH | 1SFA611605R1100 | HOLDER#MCBH-00 | 243 | 243 | 0 | 6100KDP01 | PO-SEP-8041-[69] | PO | 2025-12-15 | LVB |  | - | 2026-05-15 | 2026-05-01 | 0 | Abb Electrical Industriesco | LV/ 6100K023 Supply of MV 13.8 kV SWGR For Halfmoon 115/13.8kv SS
6100K025 | Aziziyah DMM : SWITCHGEAR - Aziziyah DMM | SWGR | ROH | 1SFA611621R1051 | LAMP BLOCK#MLBL-05R | 48 | 14 | 34 | 6100K025 | PO-SEP-8753-[19] | PO | 2025-10-23 | LVB |  | - | 2026-05-15 | 2026-05-01 | 0 | Abb Electrical Industriesco | To update Promised Delivery Date
6100K025 | Aziziyah DMM : SWITCHGEAR - Aziziyah DMM | SWGR | ROH | 1SFA611621R1051 | LAMP BLOCK#MLBL-05R | 34 | 34 | 0 | 6100KDP01 | PO-SEP-8041-[70] | PO | 2025-12-15 | LVB |  | - | 2026-05-15 | 2026-05-01 | 0 | Abb Electrical Industriesco | LV/ 6100K023 Supply of MV 13.8 kV SWGR For Halfmoon 115/13.8kv SS
6100K025 | Aziziyah DMM : SWITCHGEAR - Aziziyah DMM | SWGR | ROH | 1SFA611621R1052 | LAMP BLOCK#MLBL-05G | 48 | 12 | 36 | 6100K025 | PO-SEP-8753-[20] | PO | 2025-10-23 | LVB |  | - | 2026-05-15 | 2026-05-01 | 0 | Abb Electrical Industriesco | To update Promised Delivery Date
6100K025 | Aziziyah DMM : SWITCHGEAR - Aziziyah DMM | SWGR | ROH | 1SFA611621R1052 | LAMP BLOCK#MLBL-05G | 36 | 36 | 0 | 6100KDP01 | PO-SEP-8041-[71] | PO | 2025-12-15 | LVB |  | - | 2026-05-15 | 2026-05-01 | 0 | Abb Electrical Industriesco | LV/ 6100K023 Supply of MV 13.8 kV SWGR For Halfmoon 115/13.8kv SS
6100K025 | Aziziyah DMM : SWITCHGEAR - Aziziyah DMM | SWGR | ROH | 1SFA611621R1053 | LAMP BLOCK#MLBL-05Y | 52 | 3 | 49 | 6100K025 | PO-SEP-8753-[21] | PO | 2025-10-23 | LVB |  | - | 2026-05-15 | 2026-05-01 | 0 | Abb Electrical Industriesco | To update Promised Delivery Date
6100K025 | Aziziyah DMM : SWITCHGEAR - Aziziyah DMM | SWGR | ROH | 1SFA611621R1053 | LAMP BLOCK#MLBL-05Y | 49 | 49 | 0 | 6100KDP01 | PO-SEP-8041-[72] | PO | 2025-12-15 | LVB |  | - | 2026-05-15 | 2026-05-01 | 0 | Abb Electrical Industriesco | LV/ 6100K023 Supply of MV 13.8 kV SWGR For Halfmoon 115/13.8kv SS
6100K025 | Aziziyah DMM : SWITCHGEAR - Aziziyah DMM | SWGR | ROH | 1SFA611621R1055 | LAMP BLOCK#MLBL-05W | 108 | 8 | 100 | 6100K025 | PO-SEP-8753-[22] | PO | 2025-10-23 | LVB |  | - | 2026-05-15 | 2026-05-01 | 0 | Abb Electrical Industriesco | To update Promised Delivery Date
6100K025 | Aziziyah DMM : SWITCHGEAR - Aziziyah DMM | SWGR | ROH | 1SFA611621R1055 | LAMP BLOCK#MLBL-05W | 100 | 100 | 0 | 6100KDP01 | PO-SEP-8041-[73] | PO | 2025-12-15 | LVB |  | - | 2026-05-15 | 2026-05-01 | 0 | Abb Electrical Industriesco | LV/ 6100K023 Supply of MV 13.8 kV SWGR For Halfmoon 115/13.8kv SS
6100K025 | Aziziyah DMM : SWITCHGEAR - Aziziyah DMM | SWGR | ROH | 1SFA611630R1001 | DIODE BLOCK#MDB-1001 | 256 | 26 | 230 | 6100K025 | PO-SEP-8753-[23] | PO | 2025-10-23 | LVB |  | - | 2026-05-15 | 2026-05-01 | 0 | Abb Electrical Industriesco | To update Promised Delivery Date
6100K025 | Aziziyah DMM : SWITCHGEAR - Aziziyah DMM | SWGR | ROH | 1SFA611630R1001 | DIODE BLOCK#MDB-1001 | 230 | 230 | 0 | 6100KDP01 | PO-SEP-8041-[74] | PO | 2025-12-15 | LVB |  | - | 2026-05-15 | 2026-05-01 | 0 | Abb Electrical Industriesco | LV/ 6100K023 Supply of MV 13.8 kV SWGR For Halfmoon 115/13.8kv SS
6100K025 | Aziziyah DMM : SWITCHGEAR - Aziziyah DMM | SWGR | ROH | 1SFA616920R8005 | KA1-8005 Lens | 256 | 24 | 232 | 6100K025 | PO-SEP-8753-[24] | PO | 2025-10-23 | LVB |  | - | 2026-05-15 | 2026-05-01 | 0 | Abb Electrical Industriesco | To update Promised Delivery Date
6100K025 | Aziziyah DMM : SWITCHGEAR - Aziziyah DMM | SWGR | ROH | 1SFA616920R8005 | KA1-8005 Lens | 232 | 232 | 0 | 6100KDP01 | PO-SEP-8041-[75] | PO | 2025-12-15 | LVB |  | - | 2026-05-15 | 2026-05-01 | 0 | Abb Electrical Industriesco | LV/ 6100K023 Supply of MV 13.8 kV SWGR For Halfmoon 115/13.8kv SS
6100K025 | Aziziyah DMM : SWITCHGEAR - Aziziyah DMM | SWGR | ROH | 1SNA206394R0200 | Screw, EV6I_Screw+PstWasherIP20_M6/8.RS_M4/6.RS Type: EV6I Order no: 1SNA 206 394 R0200 Color: Grey ¦ 1SNA206394R0200 ¦ ABB | 408 | 16 | 392 | 6100K025 | PO-SEP-8833-[34] | PO | 2025-10-23 | Terminals |  | - | 2026-05-15 | 2026-05-01 | 0 | Al Suhaili Trading And Development
6100K025 | Aziziyah DMM : SWITCHGEAR - Aziziyah DMM | SWGR | ROH | 1SNA206394R0200 | Screw, EV6I_Screw+PstWasherIP20_M6/8.RS_M4/6.RS Type: EV6I Order no: 1SNA 206 394 R0200 Color: Grey ¦ 1SNA206394R0200 ¦ ABB | 392 | 392 | 0 | 6100K021 | PO-SEP-8833-[36] | PO | 2025-10-27 | Terminals |  | - | 2026-05-15 | 2026-05-01 | 0 | Al Suhaili Trading And Development
6100K025 | Aziziyah DMM : SWITCHGEAR - Aziziyah DMM | SWGR | ROH | 1SNK900654R0000 | SC-JB8-4 Short circuit bridges - Yellow | 153 | 7 | 146 | 6100K025 | PO-SEP-8833-[42] | PO | 2025-10-23 | Terminals |  | - | 2026-05-15 | 2026-05-01 | 0 | Al Suhaili Trading And Development
6100K025 | Aziziyah DMM : SWITCHGEAR - Aziziyah DMM | SWGR | ROH | 1SNK900654R0000 | SC-JB8-4 Short circuit bridges - Yellow | 146 | 146 | 0 | 6100KDP01 | PO-SEP-8386-[17] | PO | 2025-11-10 | Terminals |  | - | 2026-05-15 | 2026-05-01 | 0 | Al Suhaili Trading And Development | 6100K023Halfmoon SWGR Project, All Electrical Components (ABB, Hitachi & Bulk) to Supply of MV 13.8 kV SWGR For Halfmoon 115/13.8kv SS
6100K025 | Aziziyah DMM : SWITCHGEAR - Aziziyah DMM | SWGR | ROH | 1YAB000002-FDV | MIMIC DIAGRAM, INCOMER-2W,VT | 3 | 1 | 2 | 6100K025 | PO-SEP-8724-[10] | PO | 2025-10-23 | LVD |  | - | 2026-05-15 | 2026-05-01 | 0 | Azm and Tumooh Trading Establishment | Al Azizyah Project SS 6100KDP01 Mechanical Bulk Lot 5.
6100K025 | Aziziyah DMM : SWITCHGEAR - Aziziyah DMM | SWGR | ROH | 1YAB000002-FDV | MIMIC DIAGRAM, INCOMER-2W,VT | 2 | 2 | 0 | 6100KDP01 | PO-SEP-8379-[47] | PO | 2025-10-30 | LVD |  | - | 2026-05-15 | 2026-05-01 | 0 | Azm and Tumooh Trading Establishment | 6100K023 – PR for Supply of MV 13.8 kV Switchgear (SWGR) for Halfmoon 115/13.8 kV Substation (SS). This PR covers 1st lot of mechanical bulk materials required for the SWGR SS, i
6100K025 | Aziziyah DMM : SWITCHGEAR - Aziziyah DMM | SWGR | ROH | 1YAB000003-FDX | MIMIC , OUTGOING WITH EARTHING | 43 | 1 | 42 | 6100K025 | PO-SEP-8724-[7] | PO | 2025-10-23 | LVD |  | - | 2026-05-15 | 2026-05-01 | 0 | Azm and Tumooh Trading Establishment | Al Azizyah Project SS 6100KDP01 Mechanical Bulk Lot 5.
6100K025 | Aziziyah DMM : SWITCHGEAR - Aziziyah DMM | SWGR | ROH | 1YAB000003-FDX | MIMIC , OUTGOING WITH EARTHING | 42 | 42 | 0 | 6100KDP01 | PO-SEP-8379-[48] | PO | 2025-10-30 | LVD |  | - | 2026-05-15 | 2026-05-01 | 0 | Azm and Tumooh Trading Establishment | 6100K023 – PR for Supply of MV 13.8 kV Switchgear (SWGR) for Halfmoon 115/13.8 kV Substation (SS). This PR covers 1st lot of mechanical bulk materials required for the SWGR SS, i
6100K025 | Aziziyah DMM : SWITCHGEAR - Aziziyah DMM | SWGR | ROH | 1YAB000004-BTE | MIMIC BUS SEC WITH EARTHG ON RIGHT SIDE | 2 | 2 | 0 | 6100KDP01 | PO-SEP-8379-[49] | PO | 2025-10-30 | LVD |  | - | 2026-05-15 | 2026-05-01 | 0 | Azm and Tumooh Trading Establishment | 6100K023 – PR for Supply of MV 13.8 kV Switchgear (SWGR) for Halfmoon 115/13.8 kV Substation (SS). This PR covers 1st lot of mechanical bulk materials required for the SWGR SS, i
6100K025 | Aziziyah DMM : SWITCHGEAR - Aziziyah DMM | SWGR | ROH | 1YAB000007-BME | MIMIC, BUS MET. & EARTHING-2W,VT | 1 | 1 | 0 | 6100KDP01 | PO-SEP-8379-[50] | PO | 2025-10-30 | LVD |  | - | 2026-05-15 | 2026-05-01 | 0 | Azm and Tumooh Trading Establishment | 6100K023 – PR for Supply of MV 13.8 kV Switchgear (SWGR) for Halfmoon 115/13.8 kV Substation (SS). This PR covers 1st lot of mechanical bulk materials required for the SWGR SS, i
6100K025 | Aziziyah DMM : SWITCHGEAR - Aziziyah DMM | SWGR | ROH | 1YAB000009-BRM | MIMIC , BUS RISER & MET.-2W,VT | 2 | 1 | 1 | 6100K025 | PO-SEP-8724-[17] | PO | 2025-10-23 | LVD |  | - | 2026-05-15 | 2026-05-01 | 0 | Azm and Tumooh Trading Establishment | Al Azizyah Project SS 6100KDP01 Mechanical Bulk Lot 5.
6100K025 | Aziziyah DMM : SWITCHGEAR - Aziziyah DMM | SWGR | ROH | 1YAB000009-BRM | MIMIC , BUS RISER & MET.-2W,VT | 1 | 1 | 0 | 6100KDP01 | PO-SEP-8379-[51] | PO | 2025-10-30 | LVD |  | - | 2026-05-15 | 2026-05-01 | 0 | Azm and Tumooh Trading Establishment | 6100K023 – PR for Supply of MV 13.8 kV Switchgear (SWGR) for Halfmoon 115/13.8 kV Substation (SS). This PR covers 1st lot of mechanical bulk materials required for the SWGR SS, i
6100K025 | Aziziyah DMM : SWITCHGEAR - Aziziyah DMM | SWGR | ROH | 1YAB5112XFS00000 | VT 3Nos PRIMARY FUSE 17.5kV, 3A, SIBA.VT PRIMARY FUSE FOR 17.5kV UG ZS1 Fuse length : 192 mm Fuse dia : 53 mm Rated Voltage: 17.5kV Rated Current: 3A Rated breaking current : 31.5 kA Frequency: 60 Hz Fuse make : SIBA Type: 30 179 11.3 | 18 | 18 | 0 | 6100K025 | PO-SEP-8827-[1] | PO | 2025-10-23 | VT fuse |  | - | 2026-05-15 | 2026-05-01 | 0 | SABANA TRADERS LLC
6100K025 | Aziziyah DMM : SWITCHGEAR - Aziziyah DMM | SWGR | ROH | 1YAB52321VW6CN00 | VD4/PW 170625-p210-125VDC (1VCD400222) | 34 | 34 | 0 | 6100KDP01 | PO-SEP-8506-[1] | PO | 2025-12-15 | A |  | - | 2026-05-15 | 2026-05-01 | 0 | Abb Electrical Industriesco | CB / AL Azyziyah 6100KDP01, Supply of Electrical Components – 1st Lot for SWGR under Dummy Project 6100KDP01 – Al Azyziyah Project (SEC Scope).
6100K025 | Aziziyah DMM : SWITCHGEAR - Aziziyah DMM | SWGR | ROH | 1YAB52322VW60N00 | VD4/PW 171225-p210-125VDC-ZS1-1250A @ 60Hz, in UG ZS1- with upper CTs as per NG Stanadrad | 6 | 4 | 2 | 6100K025 | PO-SEP-8773-[2] | PO | 2025-10-23 | A |  | - | 2026-05-15 | 2026-05-01 | 0 | Abb Electrical Industriesco | 6100K025 DMM AZYZIYAH SWGR SS Electrical Componentes
6100K025 | Aziziyah DMM : SWITCHGEAR - Aziziyah DMM | SWGR | ROH | 1YAB52322VW60N00 | VD4/PW 171225-p210-125VDC-ZS1-1250A @ 60Hz, in UG ZS1- with upper CTs as per NG Stanadrad | 2 | 1 | 1 | 6100K020 | PO-SEP-8776-[2] | PO | 2025-10-23 | A |  | - | 2026-05-15 | 2026-05-01 | 0 | Abb Electrical Industriesco | 6100K020 Mahar SS SWGR Electrical components order.
6100K025 | Aziziyah DMM : SWITCHGEAR - Aziziyah DMM | SWGR | ROH | 1YAB52322VW60N00 | VD4/PW 171225-p210-125VDC-ZS1-1250A @ 60Hz, in UG ZS1- with upper CTs as per NG Stanadrad | 1 | 1 | 0 | 6100K023 | PO-SEP-8359-[2] | PO | 2025-12-15 | A |  | - | 2026-05-15 | 2026-05-01 | 0 | Abb Electrical Industriesco | CBs / 6100K023Halfmoon SWGR Project, All Electrical Components (ABB, Hitachi & Bulk) to Supply of MV 13.8 kV SWGR For Halfmoon 115/13.8kv SS
6100K025 | Aziziyah DMM : SWITCHGEAR - Aziziyah DMM | SWGR | ROH | 1YAB52333VW6CN00 | VD4/P 171240-p210-125VDC (1VCD400222) | 3 | 3 | 0 | 6100KDP01 | PO-SEP-8506-[2] | PO | 2025-12-15 | A |  | - | 2026-05-15 | 2026-05-01 | 0 | Abb Electrical Industriesco | CB / AL Azyziyah 6100KDP01, Supply of Electrical Components – 1st Lot for SWGR under Dummy Project 6100KDP01 – Al Azyziyah Project (SEC Scope).
6100K025 | Aziziyah DMM : SWITCHGEAR - Aziziyah DMM | SWGR | ROH | 1YAB52371V06CN00 | VD4/P 173225-p275-125VDC (1VCD400222) | 5 | 1 | 4 | 6100K025 | PO-SEP-8773-[4] | PO | 2025-10-23 | A |  | - | 2026-05-15 | 2026-05-01 | 0 | Abb Electrical Industriesco | 6100K025 DMM AZYZIYAH SWGR SS Electrical Componentes
6100K025 | Aziziyah DMM : SWITCHGEAR - Aziziyah DMM | SWGR | ROH | 1YAB52371V06CN00 | VD4/P 173225-p275-125VDC (1VCD400222) | 4 | 4 | 0 | 6100KDP01 | PO-SEP-8506-[3] | PO | 2025-12-15 | A |  | - | 2026-05-15 | 2026-05-01 | 0 | Abb Electrical Industriesco | CB / AL Azyziyah 6100KDP01, Supply of Electrical Components – 1st Lot for SWGR under Dummy Project 6100KDP01 – Al Azyziyah Project (SEC Scope).
6100K025 | Aziziyah DMM : SWITCHGEAR - Aziziyah DMM | SWGR | ROH | 1YAB5310XFAXXN28 | REF 620_NBFNAAAANEA1BNN11G | 48 | 1 | 47 | 6100K025 | PO-SEP-8775-[1] | PO | 2025-10-23 | A |  | - | 2026-05-15 | 2026-05-01 | 0 | Abb Electrical Industriesco
6100K025 | Aziziyah DMM : SWITCHGEAR - Aziziyah DMM | SWGR | ROH | 1YAB5310XFAXXN28 | REF 620_NBFNAAAANEA1BNN11G | 47 | 47 | 0 | 6100KDP01 | PO-SEP-8360-[2] | PO | 2025-11-30 | A |  | - | 2026-05-15 | 2026-05-01 | 0 | Abb Electrical Industriesco | Relay /Aziziyah & 6100K023Halfmoon SWGR Project, All Electrical Components (ABB, Hitachi & Bulk) to Supply of MV 13.8 kV SWGR For Halfmoon 115/13.8kv SS
6100K025 | Aziziyah DMM : SWITCHGEAR - Aziziyah DMM | SWGR | ROH | 1YAB5320XDB1XN02 | DIGITAL VOLTMETER, Cl 1.0, 3PH4W, 5-500V, 60Hz, 150% Un CONT, 3 LINE DISPLAY LED, MODBUS ¦ SECURE DPM 96 V300 | 3 | 3 | 0 | 6100K025 | PO-SEP-8837-[2] | PO | 2025-10-23 | LVA |  | - | 2026-05-15 | 2026-05-01 | 0 | Washa Al Wisam Factory Company.
6100K025 | Aziziyah DMM : SWITCHGEAR - Aziziyah DMM | SWGR | ROH | 1YAB5320XHI1XN00 | POWER QUALITY ANALYZER, ISKRA iMC784 | 3 | 3 | 0 | 6100KDP01 | PO-SEP-8547-[1] | PO | 2025-12-02 | LVA |  | - | 2026-05-15 | 2026-05-01 | 0 | Enerziff Solutions FZCO | AL Azyziyah 6100KDP01, Supply of Electrical Components – 1st Lot for SWGR under Dummy Project 6100KDP01 – Al Azyziyah Project (SEC Scope).
6100K025 | Aziziyah DMM : SWITCHGEAR - Aziziyah DMM | SWGR | ROH | 1YAB53303XRX0000 | THERMOSTAT 24,48,60,115 & 230V,SK 3110 | 51 | 23 | 28 | 6100K025 | PO-SEP-8829-[2] | PO | 2025-10-23 | LVA |  | - | 2026-05-15 | 2026-05-01 | 0 | Abdullah AbuNayyan Trading Corp
6100K025 | Aziziyah DMM : SWITCHGEAR - Aziziyah DMM | SWGR | ROH | 1YAB53303XRX0000 | THERMOSTAT 24,48,60,115 & 230V,SK 3110 | 28 | 28 | 0 | 6100KDP01 | PO-SEP-8550-[1] | PO | 2026-10-03 | LVA |  | - | 2026-05-15 | 2026-05-01 | 155 | Abdullah AbuNayyan Trading Corp | AL Azyziyah 6100KDP01, Supply of Electrical Components – 1st Lot for SWGR under Dummy Project 6100KDP01 – Al Azyziyah Project (SEC Scope). | 20 | 22-10-2025
6100K025 | Aziziyah DMM : SWITCHGEAR - Aziziyah DMM | SWGR | ROH | 1YAB5331XXCX0000 | CAPACITOR PARKING KEY_COMELECTRIC ITALY.ELECTROMECHANICAL TRAPPED KEY INTERLOCK SWITCH Model: SR 102 R20 2/4 Key Trapped Solenoid Release Switch with IP20 Contacts. Key Free Position: 0 Degree, 4 Contacts. Key Trapped Position: 90 Degree, 4 Contacts. Label: Capacitor Bank Gate Interlock. Make: Comeletric, Italy. Door Interlock lock : KD1 SAP PART NO: 1YAB5331XXCX0000 ------------------ CAPACITOR PARKING KEY_COMELECTRIC ITALY | 3 | 0 | 3 | PR Required | - | PR |  | Customer to supply |  | - | 2026-05-15 | 2026-05-01 | 0
6100K025 | Aziziyah DMM : SWITCHGEAR - Aziziyah DMM | SWGR | ROH | 1YAB5331XXCX0100 | BREAKER CONTROL SWITCH (Comelectric)Breaker Control Switch3-Pole, 3-Position & spring returnDim: 51 X 51 mm Padlockable handle:Colour : Red YellowFront plate:Text Engrave : OPEN- NORMAL-CLOSELettering plate:Text Engrave : BREAKER CONTROL SWITCH Ordering Code: R601 SAM303 011 01-L078+48-30309T133 | 48 | 27 | 21 | 6100K025 | PO-SEP-8785-[1] | PO | 2025-12-31 | LVB |  | - | 2026-05-15 | 2026-05-01 | 0 | Aman Engineering FZC
6100K025 | Aziziyah DMM : SWITCHGEAR - Aziziyah DMM | SWGR | ROH | 1YAB5331XXCX0100 | BREAKER CONTROL SWITCH (Comelectric)Breaker Control Switch3-Pole, 3-Position & spring returnDim: 51 X 51 mm Padlockable handle:Colour : Red YellowFront plate:Text Engrave : OPEN- NORMAL-CLOSELettering plate:Text Engrave : BREAKER CONTROL SWITCH Ordering Code: R601 SAM303 011 01-L078+48-30309T133 | 21 | 21 | 0 | 6100KDP01 | PO-SEP-8398-[10] | PO | 2025-12-31 | LVB |  | - | 2026-05-15 | 2026-05-01 | 0 | Aman Engineering FZC | 6100K023Halfmoon SWGR Project, All Electrical Components (ABB, Hitachi & Bulk) to Supply of MV 13.8 kV SWGR For Halfmoon 115/13.8kv SS
6100K025 | Aziziyah DMM : SWITCHGEAR - Aziziyah DMM | SWGR | ROH | 1YAB5331XXCX0210 | CBMODE6P,4Pos.Off-Emer-Local-Rem-Padlock(COMELECTRIC), Breaker Mode Selector Switch 6-Poles, 4-Positions Padlockable in each position Stop at last position: YES Handle Color: Black Front plate: Text engrave : Cam Position 270, Text = OFF Cam Position 330, Text = EMERGENCY Cam Position 30, Text = LOCAL Cam Position 90, Text = REMOTE Lettering plate Text engrave : BREAKER MODE SWITCH COMELETRIC Part No. R601 SA412 067 27-L071+48-40513T134 SAP Part no: 1YAB5331XXCX0210 | 8 | 1 | 7 | 6100K019 | PO-SEP-8398-[8] | PO | 2025-12-31 | LVB |  | - | 2026-05-15 | 2026-05-01 | 0 | Aman Engineering FZC | 6100K023Halfmoon SWGR Project, All Electrical Components (ABB, Hitachi & Bulk) to Supply of MV 13.8 kV SWGR For Halfmoon 115/13.8kv SS
6100K025 | Aziziyah DMM : SWITCHGEAR - Aziziyah DMM | SWGR | ROH | 1YAB5331XXCX0210 | CBMODE6P,4Pos.Off-Emer-Local-Rem-Padlock(COMELECTRIC), Breaker Mode Selector Switch 6-Poles, 4-Positions Padlockable in each position Stop at last position: YES Handle Color: Black Front plate: Text engrave : Cam Position 270, Text = OFF Cam Position 330, Text = EMERGENCY Cam Position 30, Text = LOCAL Cam Position 90, Text = REMOTE Lettering plate Text engrave : BREAKER MODE SWITCH COMELETRIC Part No. R601 SA412 067 27-L071+48-40513T134 SAP Part no: 1YAB5331XXCX0210 | 7 | 0 | 7 | PR Required | - | PR |  | LVB |  | - | 2026-05-15 | 2026-05-01 | 0
6100K025 | Aziziyah DMM : SWITCHGEAR - Aziziyah DMM | SWGR | ROH | 1YAB5331XXCX0220 | OFF-EMER-LOCAL-REMOTE 4P4P, PADLCK (COMELECTRIC), Breaker Mode Selector Switch 4-Poles, 4-Positions Padlockable in each position Stop at last position: YES Handle Color: Black Front plate: Text engrave : Cam Position 270, Text = OFF Cam Position 330, Text = EMERGENCY Cam Position 30, Text = LOCAL Cam Position 90, Text = REMOTE Lettering plate Text engrave : BREAKER MODE SWITCH Ordering Code: R601 SA408 067 27-L071+48-40513T134 20A, 4 pos Stayput 4 contacts in each Pos, TYPE 1: Engraving: OFF-EMERGENCY-LOCAL-REMOTE TOP PLATE: BREAKER MODE PADLOCK SAP PART NO: 1YAB5331XXCX0220 | 40 | 20 | 20 | 6100K025 | PO-SEP-8785-[3] | PO | 2025-12-31 | LVB |  | - | 2026-05-15 | 2026-05-01 | 0 | Aman Engineering FZC
6100K025 | Aziziyah DMM : SWITCHGEAR - Aziziyah DMM | SWGR | ROH | 1YAB5331XXCX0220 | OFF-EMER-LOCAL-REMOTE 4P4P, PADLCK (COMELECTRIC), Breaker Mode Selector Switch 4-Poles, 4-Positions Padlockable in each position Stop at last position: YES Handle Color: Black Front plate: Text engrave : Cam Position 270, Text = OFF Cam Position 330, Text = EMERGENCY Cam Position 30, Text = LOCAL Cam Position 90, Text = REMOTE Lettering plate Text engrave : BREAKER MODE SWITCH Ordering Code: R601 SA408 067 27-L071+48-40513T134 20A, 4 pos Stayput 4 contacts in each Pos, TYPE 1: Engraving: OFF-EMERGENCY-LOCAL-REMOTE TOP PLATE: BREAKER MODE PADLOCK SAP PART NO: 1YAB5331XXCX0220 | 20 | 20 | 0 | 6100KDP01 | PO-SEP-8398-[15] | PO | 2025-12-31 | LVB |  | - | 2026-05-15 | 2026-05-01 | 0 | Aman Engineering FZC | 6100K023Halfmoon SWGR Project, All Electrical Components (ABB, Hitachi & Bulk) to Supply of MV 13.8 kV SWGR For Halfmoon 115/13.8kv SS
6100K025 | Aziziyah DMM : SWITCHGEAR - Aziziyah DMM | SWGR | ROH | 1YAB5331XXCX0300 | SPACE HEATER SEL. SWITCH ( COMELECTRIC )R601 SA302 112-W051+48-31090T124 20A, 3Positions without internal links 2pole,3position Engraving (OFF/Auto/Manual) OFF-zero contacts AUTO-2 contacts MANUAL-2contacts TOP PLATE (SPACE HEATER) Single hole mounting FT6 | 51 | 26 | 25 | 6100K025 | PO-SEP-8785-[4] | PO | 2025-12-31 | LVB |  | - | 2026-05-15 | 2026-05-01 | 0 | Aman Engineering FZC
6100K025 | Aziziyah DMM : SWITCHGEAR - Aziziyah DMM | SWGR | ROH | 1YAB5331XXCX0300 | SPACE HEATER SEL. SWITCH ( COMELECTRIC )R601 SA302 112-W051+48-31090T124 20A, 3Positions without internal links 2pole,3position Engraving (OFF/Auto/Manual) OFF-zero contacts AUTO-2 contacts MANUAL-2contacts TOP PLATE (SPACE HEATER) Single hole mounting FT6 | 25 | 25 | 0 | 6100KDP01 | PO-SEP-8398-[13] | PO | 2025-12-31 | LVB |  | - | 2026-05-15 | 2026-05-01 | 0 | Aman Engineering FZC | 6100K023Halfmoon SWGR Project, All Electrical Components (ABB, Hitachi & Bulk) to Supply of MV 13.8 kV SWGR For Halfmoon 115/13.8kv SS
6100K025 | Aziziyah DMM : SWITCHGEAR - Aziziyah DMM | SWGR | ROH | 1YAB5331XXCX0400 | LAMP TEST SWITCH ( COMELECTRIC )R601 SAM201 071-W051+48-20547T123 20A SPRING RETAIN WITHOUT INTERNAL LINKS 2 POSITION,1POLE Engraving (OFF-TEST) TOP PLATE Engraving (LAMP TEST) | 51 | 26 | 25 | 6100K025 | PO-SEP-8785-[5] | PO | 2025-12-31 | LVB |  | - | 2026-05-15 | 2026-05-01 | 0 | Aman Engineering FZC
6100K025 | Aziziyah DMM : SWITCHGEAR - Aziziyah DMM | SWGR | ROH | 1YAB5331XXCX0400 | LAMP TEST SWITCH ( COMELECTRIC )R601 SAM201 071-W051+48-20547T123 20A SPRING RETAIN WITHOUT INTERNAL LINKS 2 POSITION,1POLE Engraving (OFF-TEST) TOP PLATE Engraving (LAMP TEST) | 25 | 25 | 0 | 6100KDP01 | PO-SEP-8398-[14] | PO | 2025-12-31 | LVB |  | - | 2026-05-15 | 2026-05-01 | 0 | Aman Engineering FZC | 6100K023Halfmoon SWGR Project, All Electrical Components (ABB, Hitachi & Bulk) to Supply of MV 13.8 kV SWGR For Halfmoon 115/13.8kv SS
6100K025 | Aziziyah DMM : SWITCHGEAR - Aziziyah DMM | SWGR | ROH | 1YAB5331XXKX0700 | Auto Re-close IN-OUT Selector Switch(COMELECTRIC),"Auto Re-close IN-OUT Selector Switch 4-Pole, 2-Positions Dim: 51 X 51 mm Padlockable handle: Colour : Black Front plate: Text Engrave : IN-OUT Lettering plate Text Engrave : A/R IN-OUT SWITCH" CA10-A723-SA0030-E 1YAB5331XXKX0700 | 38 | 18 | 20 | 6100K025 | PO-SEP-8785-[6] | PO | 2025-12-31 | LVB |  | - | 2026-05-15 | 2026-05-01 | 0 | Aman Engineering FZC
6100K025 | Aziziyah DMM : SWITCHGEAR - Aziziyah DMM | SWGR | ROH | 1YAB5331XXKX0700 | Auto Re-close IN-OUT Selector Switch(COMELECTRIC),"Auto Re-close IN-OUT Selector Switch 4-Pole, 2-Positions Dim: 51 X 51 mm Padlockable handle: Colour : Black Front plate: Text Engrave : IN-OUT Lettering plate Text Engrave : A/R IN-OUT SWITCH" CA10-A723-SA0030-E 1YAB5331XXKX0700 | 20 | 20 | 0 | 6100KDP01 | PO-SEP-8398-[9] | PO | 2025-12-31 | LVB |  | - | 2026-05-15 | 2026-05-01 | 0 | Aman Engineering FZC | 6100K023Halfmoon SWGR Project, All Electrical Components (ABB, Hitachi & Bulk) to Supply of MV 13.8 kV SWGR For Halfmoon 115/13.8kv SS
6100K025 | Aziziyah DMM : SWITCHGEAR - Aziziyah DMM | SWGR | ROH | 1YAB5332XXAXB000 | PB Black 1NO+1NC-22 dia-1SFA611100R4076 | 108 | 36 | 72 | 6100KDP01 | PO-SEP-8041-[76] | PO | 2025-12-15 | LVB |  | - | 2026-05-15 | 2026-05-01 | 0 | Abb Electrical Industriesco | LV/ 6100K023 Supply of MV 13.8 kV SWGR For Halfmoon 115/13.8kv SS
6100K025 | Aziziyah DMM : SWITCHGEAR - Aziziyah DMM | SWGR | ROH | 1YAB5332XXAXB000 | PB Black 1NO+1NC-22 dia-1SFA611100R4076 | 72 | 0 | 72 | PR Required | - | PR |  | LVB |  | - | 2026-05-15 | 2026-05-01 | 0
6100K025 | Aziziyah DMM : SWITCHGEAR - Aziziyah DMM | SWGR | ROH | 1YAB5334XXAX1000 | FT-1 SW-Type 129A514G01 | 8 | 8 | 0 | 6100K025 | PO-SEP-8747-[11] | PO | 2025-12-31 | LVA |  | - | 2026-05-15 | 2026-05-01 | 0 | Abb Electrical Industriesco | FT Switch/ 6100K021 AL RAYAN SS SWGR Electrical Componentes Order.
6100K025 | Aziziyah DMM : SWITCHGEAR - Aziziyah DMM | SWGR | ROH | 1YAB5336XXAA2E00 | MCB 3A AC -2P,2CDS252001R0317 | 5 | 5 | 0 | 6100KDP01 | PO-SEP-8041-[77] | PO | 2025-12-15 | LVB |  | - | 2026-05-15 | 2026-05-01 | 0 | Abb Electrical Industriesco | LV/ 6100K023 Supply of MV 13.8 kV SWGR For Halfmoon 115/13.8kv SS
6100K025 | Aziziyah DMM : SWITCHGEAR - Aziziyah DMM | SWGR | ROH | 1YAB5336XXAA2G00 | MCB S 202-K6 6A AC -2P - 2CDS252001R0377 | 103 | 1 | 102 | 6100K025 | PO-SEP-8753-[8] | PO | 2025-10-23 | LVB |  | - | 2026-05-15 | 2026-05-01 | 0 | Abb Electrical Industriesco | To update Promised Delivery Date
6100K025 | Aziziyah DMM : SWITCHGEAR - Aziziyah DMM | SWGR | ROH | 1YAB5336XXAA2G00 | MCB S 202-K6 6A AC -2P - 2CDS252001R0377 | 102 | 102 | 0 | 6100KDP01 | PO-SEP-8041-[78] | PO | 2025-12-15 | LVB |  | - | 2026-05-15 | 2026-05-01 | 0 | Abb Electrical Industriesco | LV/ 6100K023 Supply of MV 13.8 kV SWGR For Halfmoon 115/13.8kv SS
6100K025 | Aziziyah DMM : SWITCHGEAR - Aziziyah DMM | SWGR | ROH | 1YAB5336XXAA2L00 | MCB 16A AC -2P - 2CDS252001R0467 | 5 | 5 | 0 | 6100KDP01 | PO-SEP-8041-[79] | PO | 2025-12-15 | LVB |  | - | 2026-05-15 | 2026-05-01 | 0 | Abb Electrical Industriesco | LV/ 6100K023 Supply of MV 13.8 kV SWGR For Halfmoon 115/13.8kv SS
6100K025 | Aziziyah DMM : SWITCHGEAR - Aziziyah DMM | SWGR | ROH | 1YAB5336XXAB2G00 | MCB 6A DC 2P S202M-K6UC -2CDS272061R0377 | 300 | 6 | 294 | 6100K025 | PO-SEP-8753-[10] | PO | 2025-10-23 | LVB |  | - | 2026-05-15 | 2026-05-01 | 0 | Abb Electrical Industriesco | To update Promised Delivery Date
6100K025 | Aziziyah DMM : SWITCHGEAR - Aziziyah DMM | SWGR | ROH | 1YAB5336XXAB2G00 | MCB 6A DC 2P S202M-K6UC -2CDS272061R0377 | 294 | 294 | 0 | 6100KDP01 | PO-SEP-8041-[88] | PO | 2025-12-15 | LVB |  | - | 2026-05-15 | 2026-05-01 | 0 | Abb Electrical Industriesco | LV/ 6100K023 Supply of MV 13.8 kV SWGR For Halfmoon 115/13.8kv SS
6100K025 | Aziziyah DMM : SWITCHGEAR - Aziziyah DMM | SWGR | ROH | 1YAB5336XXACG000 | Aux contact 2NC, S2C-HO2L-for MCB Order # 2CDS200936R0003 | 245 | 8 | 237 | 6100K025 | PO-SEP-8753-[11] | PO | 2025-10-23 | LVB |  | - | 2026-05-15 | 2026-05-01 | 0 | Abb Electrical Industriesco | To update Promised Delivery Date
6100K025 | Aziziyah DMM : SWITCHGEAR - Aziziyah DMM | SWGR | ROH | 1YAB5336XXACG000 | Aux contact 2NC, S2C-HO2L-for MCB Order # 2CDS200936R0003 | 237 | 237 | 0 | 6100KDP01 | PO-SEP-8041-[89] | PO | 2025-12-15 | LVB |  | - | 2026-05-15 | 2026-05-01 | 0 | Abb Electrical Industriesco | LV/ 6100K023 Supply of MV 13.8 kV SWGR For Halfmoon 115/13.8kv SS
6100K025 | Aziziyah DMM : SWITCHGEAR - Aziziyah DMM | SWGR | ROH | 1YAB5336XXACH000 | Aux contact 1NO+1NC MCB -2CDS200936R0001 | 340 | 33 | 307 | 6100K025 | PO-SEP-8753-[12] | PO | 2025-10-23 | LVB |  | - | 2026-05-15 | 2026-05-01 | 0 | Abb Electrical Industriesco | To update Promised Delivery Date
6100K025 | Aziziyah DMM : SWITCHGEAR - Aziziyah DMM | SWGR | ROH | 1YAB5336XXACH000 | Aux contact 1NO+1NC MCB -2CDS200936R0001 | 307 | 307 | 0 | 6100KDP01 | PO-SEP-8041-[82] | PO | 2025-12-15 | LVB |  | - | 2026-05-15 | 2026-05-01 | 0 | Abb Electrical Industriesco | LV/ 6100K023 Supply of MV 13.8 kV SWGR For Halfmoon 115/13.8kv SS
6100K025 | Aziziyah DMM : SWITCHGEAR - Aziziyah DMM | SWGR | ROH | 1YAB5336XXACJ000 | S2C-H01 - 1NC- Bottom Auxiliary Contact 2CDS200970R0031 | 75 | 15 | 60 | 6100K025 | PO-SEP-8753-[13] | PO | 2025-10-23 | LVB |  | - | 2026-05-15 | 2026-05-01 | 0 | Abb Electrical Industriesco | To update Promised Delivery Date
6100K025 | Aziziyah DMM : SWITCHGEAR - Aziziyah DMM | SWGR | ROH | 1YAB5336XXACJ000 | S2C-H01 - 1NC- Bottom Auxiliary Contact 2CDS200970R0031 | 60 | 60 | 0 | 6100KDP01 | PO-SEP-8041-[83] | PO | 2025-12-15 | LVB |  | - | 2026-05-15 | 2026-05-01 | 0 | Abb Electrical Industriesco | LV/ 6100K023 Supply of MV 13.8 kV SWGR For Halfmoon 115/13.8kv SS
6100K025 | Aziziyah DMM : SWITCHGEAR - Aziziyah DMM | SWGR | ROH | 1YAB5340XAJXXN00 | RF-4R_125Vdc_4 C/O_LED | 85 | 85 | 0 | 6100K025 | PO-SEP-8839-[5] | PO | 2026-02-28 | LVA |  | - | 2026-05-15 | 2026-05-01 | 0 | Innovative Systems Co. Ltd | Arteche MV
6100K025 | Aziziyah DMM : SWITCHGEAR - Aziziyah DMM | SWGR | ROH | 1YAB5340XAJXXN01 | BJ-8RP_Bistable_125Vdc_8 C/O | 40 | 40 | 0 | 6100K025 | PO-SEP-8839-[6] | PO | 2026-02-28 | LVA |  | - | 2026-05-15 | 2026-05-01 | 0 | Innovative Systems Co. Ltd | Arteche MV
6100K025 | Aziziyah DMM : SWITCHGEAR - Aziziyah DMM | SWGR | ROH | 1YAB5340XBLXXN00 | MVAJ101 RA 0802_ 125VDC (8 NO + 2 NC) | 2 | 2 | 0 | 6100K025 | PO-SEP-8841-[7] | PO | 2026-02-28 | LVA |  | - | 2026-05-15 | 2026-05-01 | 0 | Grid Solution Middle-East Fze | MV
6100K025 | Aziziyah DMM : SWITCHGEAR - Aziziyah DMM | SWGR | ROH | 1YAB5340XCHXXN01 | LOCKOUT RELAY (86) TYPE 7835FD, HIGH SPEED TRIP 8ms, TRIP COIL (70-280VDC),10NO+10NC ELECTRICAL RESET COIL (100-150VDC) | 48 | 48 | 0 | 6100K025 | PO-SEP-8786-[5] | PO | 2025-10-23 | LVA |  | - | 2026-05-15 | 2026-05-01 | 0 | Electroswitch
6100K025 | Aziziyah DMM : SWITCHGEAR - Aziziyah DMM | SWGR | ROH | 1YAB5340XCLXXN00 | MVAJ205 ,125VDC ) CAT No. MVAJ205TB0808A | 2 | 2 | 0 | 6100K025 | PO-SEP-8841-[8] | PO | 2026-02-28 | LVA |  | - | 2026-05-15 | 2026-05-01 | 0 | Grid Solution Middle-East Fze | MV
6100K025 | Aziziyah DMM : SWITCHGEAR - Aziziyah DMM | SWGR | ROH | 1YAB5340XDAXXN00 | RXMVB 4, RK 251 401-AP | 8 | 5 | 3 | 6100K025 | PO-SEP-8751-[7] | PO | 2025-12-31 | LVA |  | - | 2026-05-15 | 2026-05-01 | 0 | Hitachi Energy Ltd | 6100K021 AL RAYAN SS SWGR Electrical Componentes Order.
6100K025 | Aziziyah DMM : SWITCHGEAR - Aziziyah DMM | SWGR | ROH | 1YAB5340XDAXXN00 | RXMVB 4, RK 251 401-AP | 3 | 3 | 0 | 6100KDP01 | PO-SEP-8366-[6] | PO | 2025-12-31 | LVA |  | - | 2026-05-15 | 2026-05-01 | 0 | Hitachi Energy Ltd | 6100K023Halfmoon SWGR Project, All Electrical Components (ABB, Hitachi & Bulk) to Supply of MV 13.8 kV SWGR For Halfmoon 115/13.8kv SS
6100K025 | Aziziyah DMM : SWITCHGEAR - Aziziyah DMM | SWGR | ROH | 1YAB5340XDAXXN01 | RXMVB2, RK 251 204-AP | 13 | 13 | 0 | 6100K025 | PO-SEP-8751-[8] | PO | 2025-12-31 | LVA |  | - | 2026-05-15 | 2026-05-01 | 0 | Hitachi Energy Ltd | 6100K021 AL RAYAN SS SWGR Electrical Componentes Order.
6100K025 | Aziziyah DMM : SWITCHGEAR - Aziziyah DMM | SWGR | ROH | 1YAB5340XEAXXN00 | RXMB1 6NO_110-125VDC-1MRK 000 863-AN | 16 | 10 | 6 | 6100K025 | PO-SEP-8751-[9] | PO | 2025-12-31 | LVA |  | - | 2026-05-15 | 2026-05-01 | 0 | Hitachi Energy Ltd | 6100K021 AL RAYAN SS SWGR Electrical Componentes Order.
6100K025 | Aziziyah DMM : SWITCHGEAR - Aziziyah DMM | SWGR | ROH | 1YAB5340XEAXXN00 | RXMB1 6NO_110-125VDC-1MRK 000 863-AN | 6 | 6 | 0 | 6100KDP01 | PO-SEP-8366-[8] | PO | 2025-12-31 | LVA |  | - | 2026-05-15 | 2026-05-01 | 0 | Hitachi Energy Ltd | 6100K023Halfmoon SWGR Project, All Electrical Components (ABB, Hitachi & Bulk) to Supply of MV 13.8 kV SWGR For Halfmoon 115/13.8kv SS
6100K025 | Aziziyah DMM : SWITCHGEAR - Aziziyah DMM | SWGR | ROH | 1YAB5340XFAXXN00 | RXKL1, TYPE: 1MRK 000 066-AB | 5 | 2 | 3 | 6100K025 | PO-SEP-8751-[10] | PO | 2025-12-31 | LVA |  | - | 2026-05-15 | 2026-05-01 | 0 | Hitachi Energy Ltd | 6100K021 AL RAYAN SS SWGR Electrical Componentes Order.
6100K025 | Aziziyah DMM : SWITCHGEAR - Aziziyah DMM | SWGR | ROH | 1YAB5340XFAXXN00 | RXKL1, TYPE: 1MRK 000 066-AB | 3 | 3 | 0 | 6100KDP01 | PO-SEP-8366-[9] | PO | 2025-12-31 | LVA |  | - | 2026-05-15 | 2026-05-01 | 0 | Hitachi Energy Ltd | 6100K023Halfmoon SWGR Project, All Electrical Components (ABB, Hitachi & Bulk) to Supply of MV 13.8 kV SWGR For Halfmoon 115/13.8kv SS
6100K025 | Aziziyah DMM : SWITCHGEAR - Aziziyah DMM | SWGR | ROH | 1YAB5340XIAXXN00 | RXSF1_DC110-125V-MV RK 271 019-AN No volt flag relay | 150 | 77 | 73 | 6100K025 | PO-SEP-8751-[11] | PO | 2025-12-31 | LVA |  | - | 2026-05-15 | 2026-05-01 | 0 | Hitachi Energy Ltd | 6100K021 AL RAYAN SS SWGR Electrical Componentes Order.
6100K025 | Aziziyah DMM : SWITCHGEAR - Aziziyah DMM | SWGR | ROH | 1YAB5340XIAXXN00 | RXSF1_DC110-125V-MV RK 271 019-AN No volt flag relay | 73 | 73 | 0 | 6100KDP01 | PO-SEP-8366-[10] | PO | 2025-12-31 | LVA |  | - | 2026-05-15 | 2026-05-01 | 0 | Hitachi Energy Ltd | 6100K023Halfmoon SWGR Project, All Electrical Components (ABB, Hitachi & Bulk) to Supply of MV 13.8 kV SWGR For Halfmoon 115/13.8kv SS
6100K025 | Aziziyah DMM : SWITCHGEAR - Aziziyah DMM | SWGR | ROH | 1YAB5340XJAXXN00 | THREE PHASE FUSE SUPERVISION RELAY Type : RXBA4 (ABB) ORDER NO. : RK 428 004-AA CONTACTS : 2 CHANGE OVER SELF RESET | 6 | 2 | 4 | 6100K025 | PO-SEP-8751-[4] | PO | 2025-12-31 | LVA |  | - | 2026-05-15 | 2026-05-01 | 0 | Hitachi Energy Ltd | 6100K021 AL RAYAN SS SWGR Electrical Componentes Order.
6100K025 | Aziziyah DMM : SWITCHGEAR - Aziziyah DMM | SWGR | ROH | 1YAB5340XJAXXN00 | THREE PHASE FUSE SUPERVISION RELAY Type : RXBA4 (ABB) ORDER NO. : RK 428 004-AA CONTACTS : 2 CHANGE OVER SELF RESET | 4 | 4 | 0 | 6100KDP01 | PO-SEP-8297-[5] | PO | 2025-12-31 | LVA |  | - | 2026-05-15 | 2026-05-01 | 0 | Hitachi Energy Ltd | PP-12 RELAY BASE AND COMBIFLEX BOX
6100K025 | Aziziyah DMM : SWITCHGEAR - Aziziyah DMM | SWGR | ROH | 1YAB5340XNHXXN00 | TRIP LOR/ER 7840FD 20NO+20NC, 125VDC HIGH SPEED TRIP 8ms, TRIP COIL (70-280VDC), ELECTRICAL RESET COIL (100-150VDC) | 9 | 0 | 9 | PR Required | - | PR |  | LVA |  | - | 2026-05-15 | 2026-05-01 | 0
6100K025 | Aziziyah DMM : SWITCHGEAR - Aziziyah DMM | SWGR | ROH | 1YAB5355AAB0002 | TERMINAL BLOCK OTTA 6 - 0790433 | 6550 | 6550 | 0 | 6100K025 | PO-SEP-8792-[2] | PO | 2025-12-20 | Terminals |  | - | 2026-05-15 | 2026-05-01 | 0 | Phoenix Contact Trading LLC | PHOENIX ITEMS FOR MV SWGR- 6100K025 DMM AZYZIYAH SWGR SS / 6100K021 AL RAYAN SS SWGR /6100K020 Mahar SS SWGR
6100K025 | Aziziyah DMM : SWITCHGEAR - Aziziyah DMM | SWGR | ROH | 1YAB5355ABA0001 | Terminal Block,6SWG, :Lugs,D-6/8.ST1.RS | 2295 | 552 | 1743 | 6100K025 | PO-SEP-8833-[3] | PO | 2025-10-23 | Terminals |  | - | 2026-05-15 | 2026-05-01 | 0 | Al Suhaili Trading And Development
6100K025 | Aziziyah DMM : SWITCHGEAR - Aziziyah DMM | SWGR | ROH | 1YAB5355ABA0001 | Terminal Block,6SWG, :Lugs,D-6/8.ST1.RS | 1743 | 1743 | 0 | 6100KDP01 | PO-SEP-8386-[26] | PO | 2025-11-10 | Terminals |  | - | 2026-05-15 | 2026-05-01 | 0 | Al Suhaili Trading And Development | 6100K023Halfmoon SWGR Project, All Electrical Components (ABB, Hitachi & Bulk) to Supply of MV 13.8 kV SWGR For Halfmoon 115/13.8kv SS
6100K025 | Aziziyah DMM : SWITCHGEAR - Aziziyah DMM | SWGR | ROH | 1YAB5355AEA0001 | M 6/8.RS (SpringLoaded) 1SNA115685R1200 | 2212 | 284 | 1928 | 6100K025 | PO-SEP-8833-[4] | PO | 2025-10-23 | Terminals |  | - | 2026-05-15 | 2026-05-01 | 0 | Al Suhaili Trading And Development
6100K025 | Aziziyah DMM : SWITCHGEAR - Aziziyah DMM | SWGR | ROH | 1YAB5355AEA0001 | M 6/8.RS (SpringLoaded) 1SNA115685R1200 | 1928 | 1928 | 0 | 6100KDP01 | PO-SEP-8386-[18] | PO | 2025-11-10 | Terminals |  | - | 2026-05-15 | 2026-05-01 | 0 | Al Suhaili Trading And Development | 6100K023Halfmoon SWGR Project, All Electrical Components (ABB, Hitachi & Bulk) to Supply of MV 13.8 kV SWGR For Halfmoon 115/13.8kv SS
6100K025 | Aziziyah DMM : SWITCHGEAR - Aziziyah DMM | SWGR | ROH | 1YAB5355AEA1112 | M 4/6.RS- SpringLoaded 1SNA115930R1300 | 16264 | 8352 | 7912 | 6100K025 | PO-SEP-8833-[7] | PO | 2025-10-23 | Terminals |  | - | 2026-05-15 | 2026-05-01 | 0 | Al Suhaili Trading And Development
6100K025 | Aziziyah DMM : SWITCHGEAR - Aziziyah DMM | SWGR | ROH | 1YAB5355AEA1112 | M 4/6.RS- SpringLoaded 1SNA115930R1300 | 7912 | 7912 | 0 | 6100KDP01 | PO-SEP-8386-[19] | PO | 2025-11-10 | Terminals |  | - | 2026-05-15 | 2026-05-01 | 0 | Al Suhaili Trading And Development | 6100K023Halfmoon SWGR Project, All Electrical Components (ABB, Hitachi & Bulk) to Supply of MV 13.8 kV SWGR For Halfmoon 115/13.8kv SS
6100K025 | Aziziyah DMM : SWITCHGEAR - Aziziyah DMM | SWGR | ROH | 1YAB5355AFA0001 | M4/6.SNTS Spring Loaded 1SNA115229R2000 | 2295 | 380 | 1915 | 6100K025 | PO-SEP-8833-[11] | PO | 2025-10-23 | Terminals |  | - | 2026-05-15 | 2026-05-01 | 0 | Al Suhaili Trading And Development
6100K025 | Aziziyah DMM : SWITCHGEAR - Aziziyah DMM | SWGR | ROH | 1YAB5355AFA0001 | M4/6.SNTS Spring Loaded 1SNA115229R2000 | 1915 | 1915 | 0 | 6100KDP01 | PO-SEP-8386-[20] | PO | 2025-11-10 | Terminals |  | - | 2026-05-15 | 2026-05-01 | 0 | Al Suhaili Trading And Development | 6100K023Halfmoon SWGR Project, All Electrical Components (ABB, Hitachi & Bulk) to Supply of MV 13.8 kV SWGR For Halfmoon 115/13.8kv SS
6100K025 | Aziziyah DMM : SWITCHGEAR - Aziziyah DMM | SWGR | ROH | 1YAB5355AMA0001 | D 6/8.ST1.RS AC/DC - 1SNA115914R0700 | 1617 | 809 | 808 | 6100K025 | PO-SEP-8833-[15] | PO | 2025-10-23 | Terminals |  | - | 2026-05-15 | 2026-05-01 | 0 | Al Suhaili Trading And Development
6100K025 | Aziziyah DMM : SWITCHGEAR - Aziziyah DMM | SWGR | ROH | 1YAB5355AMA0001 | D 6/8.ST1.RS AC/DC - 1SNA115914R0700 | 808 | 808 | 0 | 6100KDP01 | PO-SEP-8386-[27] | PO | 2025-11-10 | Terminals |  | - | 2026-05-15 | 2026-05-01 | 0 | Al Suhaili Trading And Development | 6100K023Halfmoon SWGR Project, All Electrical Components (ABB, Hitachi & Bulk) to Supply of MV 13.8 kV SWGR For Halfmoon 115/13.8kv SS
6100K025 | Aziziyah DMM : SWITCHGEAR - Aziziyah DMM | SWGR | ROH | 1YAB5355AMC0001 | Base Terminal Plug AC-DC-4mm 1848350000.Feed-through terminal block,ZT 4/4AN/2 . | 1530 | 860 | 670 | 6100K025 | PO-SEP-8750-[12] | PO | 2025-12-31 | Plug socket |  | - | 2026-05-15 | 2026-05-01 | 0 | WEIDMULLER MIDDLE EAST (FZE) | To update Promised Delivery Date
6100K025 | Aziziyah DMM : SWITCHGEAR - Aziziyah DMM | SWGR | ROH | 1YAB5355AMC0001 | Base Terminal Plug AC-DC-4mm 1848350000.Feed-through terminal block,ZT 4/4AN/2 . | 670 | 670 | 0 | 6100KDP01 | PO-SEP-8518-[1] | PO | 2025-12-31 | Plug socket |  | - | 2026-05-15 | 2026-05-01 | 0 | WEIDMULLER MIDDLE EAST (FZE) | To update Promised Delivery Date
6100K025 | Aziziyah DMM : SWITCHGEAR - Aziziyah DMM | SWGR | ROH | 1YAB5355APC0001 | Base Terminal 2Deck- Plug In E-Sw-2.5mm | 612 | 612 | 0 | 6100K025 | PO-SEP-8750-[13] | PO | 2025-12-31 | Plug socket |  | - | 2026-05-15 | 2026-05-01 | 0 | WEIDMULLER MIDDLE EAST (FZE) | To update Promised Delivery Date
6100K025 | Aziziyah DMM : SWITCHGEAR - Aziziyah DMM | SWGR | ROH | 1YAB5355ATC0001 | Base Terminal Plug for Alrm & VT 2.5mm | 742 | 386 | 356 | 6100K025 | PO-SEP-8750-[14] | PO | 2025-12-31 | Plug socket |  | - | 2026-05-15 | 2026-05-01 | 0 | WEIDMULLER MIDDLE EAST (FZE) | To update Promised Delivery Date
6100K025 | Aziziyah DMM : SWITCHGEAR - Aziziyah DMM | SWGR | ROH | 1YAB5355ATC0001 | Base Terminal Plug for Alrm & VT 2.5mm | 356 | 356 | 0 | 6100KDP01 | PO-SEP-8518-[3] | PO | 2025-12-31 | Plug socket |  | - | 2026-05-15 | 2026-05-01 | 0 | WEIDMULLER MIDDLE EAST (FZE) | To update Promised Delivery Date
6100K025 | Aziziyah DMM : SWITCHGEAR - Aziziyah DMM | SWGR | ROH | 1YAB5355CBA0000 | FEM8T6 End Sections Grey 1SNA215266R0100 | 765 | 210 | 555 | 6100K025 | PO-SEP-8833-[16] | PO | 2025-10-23 | Terminals |  | - | 2026-05-15 | 2026-05-01 | 0 | Al Suhaili Trading And Development
6100K025 | Aziziyah DMM : SWITCHGEAR - Aziziyah DMM | SWGR | ROH | 1YAB5355CBA0000 | FEM8T6 End Sections Grey 1SNA215266R0100 | 555 | 555 | 0 | 6100KDP01 | PO-SEP-8386-[23] | PO | 2025-11-10 | Terminals |  | - | 2026-05-15 | 2026-05-01 | 0 | Al Suhaili Trading And Development | 6100K023Halfmoon SWGR Project, All Electrical Components (ABB, Hitachi & Bulk) to Supply of MV 13.8 kV SWGR For Halfmoon 115/13.8kv SS
6100K025 | Aziziyah DMM : SWITCHGEAR - Aziziyah DMM | SWGR | ROH | 1YAB5355CEA0000 | FEMR8 End Sections Grey 1SNA116987R0200 | 1020 | 180 | 840 | 6100K025 | PO-SEP-8833-[20] | PO | 2025-10-23 | Terminals |  | - | 2026-05-15 | 2026-05-01 | 0 | Al Suhaili Trading And Development
6100K025 | Aziziyah DMM : SWITCHGEAR - Aziziyah DMM | SWGR | ROH | 1YAB5355CEA0000 | FEMR8 End Sections Grey 1SNA116987R0200 | 840 | 840 | 0 | 6100KDP01 | PO-SEP-8386-[24] | PO | 2025-11-10 | Terminals |  | - | 2026-05-15 | 2026-05-01 | 0 | Al Suhaili Trading And Development | 6100K023Halfmoon SWGR Project, All Electrical Components (ABB, Hitachi & Bulk) to Supply of MV 13.8 kV SWGR For Halfmoon 115/13.8kv SS
6100K025 | Aziziyah DMM : SWITCHGEAR - Aziziyah DMM | SWGR | ROH | 1YAB5355CFA0000 | FEM6 End Sections Grey - 1SNA118368R1600 | 510 | 150 | 360 | 6100K025 | PO-SEP-8833-[22] | PO | 2025-10-23 | Terminals |  | - | 2026-05-15 | 2026-05-01 | 0 | Al Suhaili Trading And Development
6100K025 | Aziziyah DMM : SWITCHGEAR - Aziziyah DMM | SWGR | ROH | 1YAB5355CFA0000 | FEM6 End Sections Grey - 1SNA118368R1600 | 360 | 360 | 0 | 6100KDP01 | PO-SEP-8386-[25] | PO | 2025-11-10 | Terminals |  | - | 2026-05-15 | 2026-05-01 | 0 | Al Suhaili Trading And Development | 6100K023Halfmoon SWGR Project, All Electrical Components (ABB, Hitachi & Bulk) to Supply of MV 13.8 kV SWGR For Halfmoon 115/13.8kv SS
6100K025 | Aziziyah DMM : SWITCHGEAR - Aziziyah DMM | SWGR | ROH | 1YAB5355CMC0000 | Terminal End Plate 1848360000-Wiedmuller | 204 | 150 | 54 | 6100K025 | PO-SEP-8750-[26] | PO | 2025-12-31 | Plug socket |  | - | 2026-05-15 | 2026-05-01 | 0 | WEIDMULLER MIDDLE EAST (FZE) | To update Promised Delivery Date
6100K025 | Aziziyah DMM : SWITCHGEAR - Aziziyah DMM | SWGR | ROH | 1YAB5355CMC0000 | Terminal End Plate 1848360000-Wiedmuller | 54 | 54 | 0 | 6100KDP01 | PO-SEP-8518-[4] | PO | 2025-12-31 | Plug socket |  | - | 2026-05-15 | 2026-05-01 | 0 | WEIDMULLER MIDDLE EAST (FZE) | To update Promised Delivery Date
6100K025 | Aziziyah DMM : SWITCHGEAR - Aziziyah DMM | SWGR | ROH | 1YAB5355CPC0000 | Terminal End Plate 1816110000-Wiedmuller | 204 | 204 | 0 | 6100K025 | PO-SEP-8750-[27] | PO | 2025-12-31 | Plug socket |  | - | 2026-05-15 | 2026-05-01 | 0 | WEIDMULLER MIDDLE EAST (FZE) | To update Promised Delivery Date
6100K025 | Aziziyah DMM : SWITCHGEAR - Aziziyah DMM | SWGR | ROH | 1YAB5355CTC0000 | Terminal End Plate 1816070000-Wiedmuller | 106 | 106 | 0 | 6100K025 | PO-SEP-8750-[28] | PO | 2025-12-31 | Plug socket |  | - | 2026-05-15 | 2026-05-01 | 0 | WEIDMULLER MIDDLE EAST (FZE) | To update Promised Delivery Date
6100K025 | Aziziyah DMM : SWITCHGEAR - Aziziyah DMM | SWGR | ROH | 1YAB5355CXB0000 | End Clamp, E/UK - 1201442 | 2550 | 2250 | 300 | 6100K025 | PO-SEP-8792-[4] | PO | 2025-12-20 | Terminals |  | - | 2026-05-15 | 2026-05-01 | 0 | Phoenix Contact Trading LLC | PHOENIX ITEMS FOR MV SWGR- 6100K025 DMM AZYZIYAH SWGR SS / 6100K021 AL RAYAN SS SWGR /6100K020 Mahar SS SWGR
6100K025 | Aziziyah DMM : SWITCHGEAR - Aziziyah DMM | SWGR | ROH | 1YAB5355CXB0000 | End Clamp, E/UK - 1201442 | 300 | 0 | 300 | PR Required | - | PR |  | Terminals |  | - | 2026-05-15 | 2026-05-01 | 0
6100K025 | Aziziyah DMM : SWITCHGEAR - Aziziyah DMM | SWGR | ROH | 1YAB5355DFA0000 | RC610-VerticalMarking 1SNA233060R0400 | 459 | 76 | 383 | 6100K025 | PO-SEP-8833-[25] | PO | 2025-10-23 | Terminals |  | - | 2026-05-15 | 2026-05-01 | 0 | Al Suhaili Trading And Development
6100K025 | Aziziyah DMM : SWITCHGEAR - Aziziyah DMM | SWGR | ROH | 1YAB5355DFA0000 | RC610-VerticalMarking 1SNA233060R0400 | 383 | 383 | 0 | 6100KDP01 | PO-SEP-8386-[28] | PO | 2025-11-10 | Terminals |  | - | 2026-05-15 | 2026-05-01 | 0 | Al Suhaili Trading And Development | 6100K023Halfmoon SWGR Project, All Electrical Components (ABB, Hitachi & Bulk) to Supply of MV 13.8 kV SWGR For Halfmoon 115/13.8kv SS
6100K025 | Aziziyah DMM : SWITCHGEAR - Aziziyah DMM | SWGR | ROH | 1YAB5355DXC0000 | 460660001 DEK 5 FSZ 1-10 Z-Terminal 1-10 | 20600 | 11700 | 8900 | 6100K025 | PO-SEP-8750-[10] | PO | 2025-12-31 | Terminals |  | - | 2026-05-15 | 2026-05-01 | 0 | WEIDMULLER MIDDLE EAST (FZE) | To update Promised Delivery Date
6100K025 | Aziziyah DMM : SWITCHGEAR - Aziziyah DMM | SWGR | ROH | 1YAB5355DXC0000 | 460660001 DEK 5 FSZ 1-10 Z-Terminal 1-10 | 8900 | 8900 | 0 | 6100KDP01 | PO-SEP-8518-[7] | PO | 2025-12-31 | Terminals |  | - | 2026-05-15 | 2026-05-01 | 0 | WEIDMULLER MIDDLE EAST (FZE) | To update Promised Delivery Date
6100K025 | Aziziyah DMM : SWITCHGEAR - Aziziyah DMM | SWGR | ROH | 1YAB5355EEA0000 | JUMPER BAR "BJS8" 20 Poles | 102 | 18 | 84 | 6100K025 | PO-SEP-8833-[29] | PO | 2025-10-23 | Terminals |  | - | 2026-05-15 | 2026-05-01 | 0 | Al Suhaili Trading And Development
6100K025 | Aziziyah DMM : SWITCHGEAR - Aziziyah DMM | SWGR | ROH | 1YAB5355EEA0000 | JUMPER BAR "BJS8" 20 Poles | 84 | 84 | 0 | 6100KDP01 | PO-SEP-8386-[21] | PO | 2025-11-10 | Terminals |  | - | 2026-05-15 | 2026-05-01 | 0 | Al Suhaili Trading And Development | 6100K023Halfmoon SWGR Project, All Electrical Components (ABB, Hitachi & Bulk) to Supply of MV 13.8 kV SWGR For Halfmoon 115/13.8kv SS
6100K025 | Aziziyah DMM : SWITCHGEAR - Aziziyah DMM | SWGR | ROH | 1YAB5355EFA0000 | PC61-CombTypeJumprBar10 1SNA163311R2200 | 204 | 36 | 168 | 6100K025 | PO-SEP-8833-[33] | PO | 2025-10-23 | Terminals |  | - | 2026-05-15 | 2026-05-01 | 0 | Al Suhaili Trading And Development
6100K025 | Aziziyah DMM : SWITCHGEAR - Aziziyah DMM | SWGR | ROH | 1YAB5355EFA0000 | PC61-CombTypeJumprBar10 1SNA163311R2200 | 168 | 168 | 0 | 6100KDP01 | PO-SEP-8386-[22] | PO | 2025-11-10 | Terminals |  | - | 2026-05-15 | 2026-05-01 | 0 | Al Suhaili Trading And Development | 6100K023Halfmoon SWGR Project, All Electrical Components (ABB, Hitachi & Bulk) to Supply of MV 13.8 kV SWGR For Halfmoon 115/13.8kv SS
6100K025 | Aziziyah DMM : SWITCHGEAR - Aziziyah DMM | SWGR | ROH | 1YAB5355GPC0000 | 2Pole cross connectn.plugable-1693800000 | 408 | 220 | 188 | 6100K025 | PO-SEP-8750-[29] | PO | 2025-12-31 | Plug socket |  | - | 2026-05-15 | 2026-05-01 | 0 | WEIDMULLER MIDDLE EAST (FZE) | To update Promised Delivery Date
6100K025 | Aziziyah DMM : SWITCHGEAR - Aziziyah DMM | SWGR | ROH | 1YAB5355GPC0000 | 2Pole cross connectn.plugable-1693800000 | 188 | 188 | 0 | 6100KDP01 | PO-SEP-8518-[8] | PO | 2025-12-31 | Plug socket |  | - | 2026-05-15 | 2026-05-01 | 0 | WEIDMULLER MIDDLE EAST (FZE) | To update Promised Delivery Date
6100K025 | Aziziyah DMM : SWITCHGEAR - Aziziyah DMM | SWGR | ROH | 1YAB5355HAB0002 | Zack Strip-Vertical Labeled(21-30) | 408 | 408 | 0 | 6100K025 | PO-SEP-8750-[11] | PO | 2025-12-31 | Terminals |  | - | 2026-05-15 | 2026-05-01 | 0 | WEIDMULLER MIDDLE EAST (FZE) | To update Promised Delivery Date
6100K025 | Aziziyah DMM : SWITCHGEAR - Aziziyah DMM | SWGR | ROH | 1YAB5355JMC0000 | 10Pole Plug 4mm-1855070000-DC looping | 306 | 306 | 0 | 6100K025 | PO-SEP-8750-[30] | PO | 2025-12-31 | Plug socket |  | - | 2026-05-15 | 2026-05-01 | 0 | WEIDMULLER MIDDLE EAST (FZE) | To update Promised Delivery Date
6100K025 | Aziziyah DMM : SWITCHGEAR - Aziziyah DMM | SWGR | ROH | 1YAB5355JPC0000 | 6Pole Plug 2.5mm-1815240000-Cont-loop | 204 | 204 | 0 | 6100K025 | PO-SEP-8750-[31] | PO | 2025-12-31 | Plug socket |  | - | 2026-05-15 | 2026-05-01 | 0 | WEIDMULLER MIDDLE EAST (FZE) | To update Promised Delivery Date
6100K025 | Aziziyah DMM : SWITCHGEAR - Aziziyah DMM | SWGR | ROH | 1YAB5355JTC0000 | 10Pole Plug 2.5mm-1815280000-Cont-loop | 212 | 212 | 0 | 6100K025 | PO-SEP-8750-[32] | PO | 2025-12-31 | Plug socket |  | - | 2026-05-15 | 2026-05-01 | 0 | WEIDMULLER MIDDLE EAST (FZE) | To update Promised Delivery Date
6100K025 | Aziziyah DMM : SWITCHGEAR - Aziziyah DMM | SWGR | ROH | 1YAB5355KMC0000 | Locking element 185525000 for ZT4/4AN/2 | 612 | 612 | 0 | 6100K025 | PO-SEP-8750-[33] | PO | 2025-12-31 | Plug socket |  | - | 2026-05-15 | 2026-05-01 | 0 | WEIDMULLER MIDDLE EAST (FZE) | To update Promised Delivery Date
6100K025 | Aziziyah DMM : SWITCHGEAR - Aziziyah DMM | SWGR | ROH | 1YAB5355KPC0000 | Locking ele. 1816130000 for ZT2.5/4AN/2 | 310 | 310 | 0 | 6100K025 | PO-SEP-8750-[34] | PO | 2025-12-31 | Plug socket |  | - | 2026-05-15 | 2026-05-01 | 0 | WEIDMULLER MIDDLE EAST (FZE) | To update Promised Delivery Date
6100K025 | Aziziyah DMM : SWITCHGEAR - Aziziyah DMM | SWGR | ROH | 1YAB5355LMC0000 | Coding element 1856860000 - ZT4/4AN/2 | 408 | 408 | 0 | 6100K025 | PO-SEP-8750-[35] | PO | 2025-12-31 | Plug socket |  | - | 2026-05-15 | 2026-05-01 | 0 | WEIDMULLER MIDDLE EAST (FZE) | To update Promised Delivery Date
6100K025 | Aziziyah DMM : SWITCHGEAR - Aziziyah DMM | SWGR | ROH | 1YAB5355LPC0000 | Coding element 1816150000 | 416 | 416 | 0 | 6100K025 | PO-SEP-8750-[36] | PO | 2025-12-31 | Plug socket |  | - | 2026-05-15 | 2026-05-01 | 0 | WEIDMULLER MIDDLE EAST (FZE) | To update Promised Delivery Date
6100K025 | Aziziyah DMM : SWITCHGEAR - Aziziyah DMM | SWGR | ROH | 1YAB5355MPC0000 | Strain Relief Wied mulpart # 1816140000 | 310 | 310 | 0 | 6100K025 | PO-SEP-8750-[17] | PO | 2025-12-31 | Plug socket |  | - | 2026-05-15 | 2026-05-01 | 0 | WEIDMULLER MIDDLE EAST (FZE) | To update Promised Delivery Date
6100K025 | Aziziyah DMM : SWITCHGEAR - Aziziyah DMM | SWGR | ROH | 1YAB5355ZAB0000 | Insertion Bridge, EB 10-OTTA6 - 0790420 | 612 | 600 | 12 | 6100K025 | PO-SEP-8792-[7] | PO | 2025-12-20 | Plug socket |  | - | 2026-05-15 | 2026-05-01 | 0 | Phoenix Contact Trading LLC | PHOENIX ITEMS FOR MV SWGR- 6100K025 DMM AZYZIYAH SWGR SS / 6100K021 AL RAYAN SS SWGR /6100K020 Mahar SS SWGR
6100K025 | Aziziyah DMM : SWITCHGEAR - Aziziyah DMM | SWGR | ROH | 1YAB5355ZAB0000 | Insertion Bridge, EB 10-OTTA6 - 0790420 | 12 | 12 | 0 | 6100KDP01 | PO-SEP-8572-[8] | PO | 2025-12-15 | Plug socket |  | - | 2026-05-15 | 2026-05-01 | 0 | Phoenix Contact Trading LLC | AL Azyziyah 6100KDP01, Supply of Electrical Components – 1st Lot for SWGR under Dummy Project 6100KDP01 – Al Azyziyah Project (SEC Scope).
6100K025 | Aziziyah DMM : SWITCHGEAR - Aziziyah DMM | SWGR | ROH | 1YAB60050819P0103 | Braided HARNESS TUBE (D40) | 765 | 190 | 575 | 6100K025 | PO-SEP-8834-[5] | PO | 2025-10-23 | LVD |  | - | 2026-05-15 | 2026-05-01 | 0 | Dalian Jinda Industry Co.,Ltd
6100K025 | Aziziyah DMM : SWITCHGEAR - Aziziyah DMM | SWGR | ROH | 1YAB60050819P0103 | Braided HARNESS TUBE (D40) | 575 | 575 | 0 | 6100KDP01 | PO-SEP-8378-[259] | PO | 2025-11-17 | LVD |  | - | 2026-05-15 | 2026-05-01 | 0 | China Star (Dalian) Industry Co., Ltd. | 6100K023 – PR for Supply of MV 13.8 kV Switchgear (SWGR) for Halfmoon 115/13.8 kV Substation (SS). This PR covers 1st lot of mechanical bulk materials required for the SWGR SS, i
6100K025 | Aziziyah DMM : SWITCHGEAR - Aziziyah DMM | SWGR | ROH | 1YAB60050819P0104 | Braided HARNESS TUBE (D50) | 51 | 51 | 0 | 6100K025 | PO-SEP-8834-[7] | PO | 2025-10-23 | LVD |  | - | 2026-05-15 | 2026-05-01 | 0 | Dalian Jinda Industry Co.,Ltd
6100K025 | Aziziyah DMM : SWITCHGEAR - Aziziyah DMM | SWGR | ROH | 1YAB60050819P0106 | Braided HARNESS TUBE (D30) | 1020 | 120 | 900 | 6100K025 | PO-SEP-8834-[8] | PO | 2025-10-23 | LVD |  | - | 2026-05-15 | 2026-05-01 | 0 | Dalian Jinda Industry Co.,Ltd
6100K025 | Aziziyah DMM : SWITCHGEAR - Aziziyah DMM | SWGR | ROH | 1YAB60050819P0106 | Braided HARNESS TUBE (D30) | 900 | 900 | 0 | 6100KDP01 | PO-SEP-8378-[261] | PO | 2025-11-17 | LVD |  | - | 2026-05-15 | 2026-05-01 | 0 | China Star (Dalian) Industry Co., Ltd. | 6100K023 – PR for Supply of MV 13.8 kV Switchgear (SWGR) for Halfmoon 115/13.8 kV Substation (SS). This PR covers 1st lot of mechanical bulk materials required for the SWGR SS, i
6100K025 | Aziziyah DMM : SWITCHGEAR - Aziziyah DMM | SWGR | ROH | 1YAB60050819P0107 | Braided HARNESS TUBE (D20) | 510 | 60 | 450 | 6100K025 | PO-SEP-8834-[11] | PO | 2025-10-23 | LVD |  | - | 2026-05-15 | 2026-05-01 | 0 | Dalian Jinda Industry Co.,Ltd
6100K025 | Aziziyah DMM : SWITCHGEAR - Aziziyah DMM | SWGR | ROH | 1YAB60050819P0107 | Braided HARNESS TUBE (D20) | 450 | 450 | 0 | 6100KDP01 | PO-SEP-8378-[262] | PO | 2025-11-17 | LVD |  | - | 2026-05-15 | 2026-05-01 | 0 | China Star (Dalian) Industry Co., Ltd. | 6100K023 – PR for Supply of MV 13.8 kV Switchgear (SWGR) for Halfmoon 115/13.8 kV Substation (SS). This PR covers 1st lot of mechanical bulk materials required for the SWGR SS, i
6100K025 | Aziziyah DMM : SWITCHGEAR - Aziziyah DMM | SWGR | ROH | 2CDS254001R0337 | MCB S204-K 4 MC -4P 2CDS254001R0337 | 138 | 138 | 0 | 6100K025 | PO-SEP-8753-[77] | PO | 2025-10-23 | LVB |  | - | 2026-05-15 | 2026-05-01 | 0 | Abb Electrical Industriesco | To update Promised Delivery Date
6100K025 | Aziziyah DMM : SWITCHGEAR - Aziziyah DMM | SWGR | ROH | 2TRE123451P0001 | 3 PIN SOCKET SWITCH,13A,250V,BSRDP-I | 5 | 1 | 4 | 6100K025 | PO-SEP-8836-[5] | PO | 2025-10-23 | LVB |  | - | 2026-05-15 | 2026-05-01 | 0 | Saeed Aziz Alsomali Trading Est
6100K025 | Aziziyah DMM : SWITCHGEAR - Aziziyah DMM | SWGR | ROH | 2TRE123451P0001 | 3 PIN SOCKET SWITCH,13A,250V,BSRDP-I | 4 | 3 | 1 | 6100KDP01 | PO-SEP-8388-[29] | PO | 2025-10-30 | LVB |  | - | 2026-05-15 | 2026-05-01 | 0 | Saeed Aziz Alsomali Trading Est | 6100K023Halfmoon SWGR Project, All Electrical Components (ABB, Hitachi & Bulk) to Supply of MV 13.8 kV SWGR For Halfmoon 115/13.8kv SS
6100K025 | Aziziyah DMM : SWITCHGEAR - Aziziyah DMM | SWGR | ROH | 2TRE123451P0001 | 3 PIN SOCKET SWITCH,13A,250V,BSRDP-I | 1 | 0 | 1 | PR Required | - | PR |  | LVB |  | - | 2026-05-15 | 2026-05-01 | 0
6100K025 | Aziziyah DMM : SWITCHGEAR - Aziziyah DMM | SWGR | ROH | 5022 643 | COVER PROFILE, AP3 | 81.6 | 81.6 | 0 | 6100K025 | PO-SEP-8792-[8] | PO | 2025-12-20 | LVD |  | - | 2026-05-15 | 2026-05-01 | 0 | Phoenix Contact Trading LLC | PHOENIX ITEMS FOR MV SWGR- 6100K025 DMM AZYZIYAH SWGR SS / 6100K021 AL RAYAN SS SWGR /6100K020 Mahar SS SWGR
6100K025 | Aziziyah DMM : SWITCHGEAR - Aziziyah DMM | SWGR | ROH | 5022 656 | COVER PROFILE SUPPORT, AP3-TU | 1275 | 1250 | 25 | 6100K025 | PO-SEP-8792-[9] | PO | 2025-12-20 | LVD |  | - | 2026-05-15 | 2026-05-01 | 0 | Phoenix Contact Trading LLC | PHOENIX ITEMS FOR MV SWGR- 6100K025 DMM AZYZIYAH SWGR SS / 6100K021 AL RAYAN SS SWGR /6100K020 Mahar SS SWGR
6100K025 | Aziziyah DMM : SWITCHGEAR - Aziziyah DMM | SWGR | ROH | 5022 656 | COVER PROFILE SUPPORT, AP3-TU | 25 | 25 | 0 | 6100KDP01 | PO-SEP-8572-[10] | PO | 2025-12-15 | LVD |  | - | 2026-05-15 | 2026-05-01 | 0 | Phoenix Contact Trading LLC | AL Azyziyah 6100KDP01, Supply of Electrical Components – 1st Lot for SWGR under Dummy Project 6100KDP01 – Al Azyziyah Project (SEC Scope).
6100K025 | Aziziyah DMM : SWITCHGEAR - Aziziyah DMM | SWGR | ROH | 837A407G01 | ‭FT SWITCH, (C-C C-C C-C C-C P P)/837A407G01/FT-1‬ | 51 | 51 | 0 | 6100K025 | PO-SEP-8747-[5] | PO | 2025-12-31 | LVA |  | - | 2026-05-15 | 2026-05-01 | 0 | Abb Electrical Industriesco | FT Switch/ 6100K021 AL RAYAN SS SWGR Electrical Componentes Order.
6100K025 | Aziziyah DMM : SWITCHGEAR - Aziziyah DMM | SWGR | ROH | 9676A14G01 | ‭FT SWITCH, (P P P P T T T P P P)/9676A14G01/FT-1‬ | 58 | 58 | 0 | 6100K025 | PO-SEP-8747-[6] | PO | 2025-12-31 | LVA |  | - | 2026-05-15 | 2026-05-01 | 0 | Abb Electrical Industriesco | FT Switch/ 6100K021 AL RAYAN SS SWGR Electrical Componentes Order.
6100K025 | Aziziyah DMM : SWITCHGEAR - Aziziyah DMM | SWGR | ROH | AE 2636 4000-001 | INSULATION SLEEVE,6MMDIA. | 815 | 50 | 765 | 6100K025 | PO-SEP-8836-[12] | PO | 2025-10-23 | LVD |  | - | 2026-05-15 | 2026-05-01 | 0 | Saeed Aziz Alsomali Trading Est
6100K025 | Aziziyah DMM : SWITCHGEAR - Aziziyah DMM | SWGR | ROH | AE 2636 4000-001 | INSULATION SLEEVE,6MMDIA. | 765 | 765 | 0 | 6100KDP01 | PO-SEP-8667-[17] | PO | 2025-11-03 | LVD |  | - | 2026-05-15 | 2026-05-01 | 0 | Sana For Electric And Telephone Co
6100K025 | Aziziyah DMM : SWITCHGEAR - Aziziyah DMM | SWGR | ROH | AE 2636 4000-002 | ADHESIVE MOUNTING BASE | 765 | 235 | 530 | 6100K025 | PO-SEP-8836-[13] | PO | 2025-10-23 | LVD |  | - | 2026-05-15 | 2026-05-01 | 0 | Saeed Aziz Alsomali Trading Est
6100K025 | Aziziyah DMM : SWITCHGEAR - Aziziyah DMM | SWGR | ROH | AE 2636 4000-002 | ADHESIVE MOUNTING BASE | 530 | 530 | 0 | 6100KDP01 | PO-SEP-8388-[31] | PO | 2025-10-30 | LVD |  | - | 2026-05-15 | 2026-05-01 | 0 | Saeed Aziz Alsomali Trading Est | 6100K023Halfmoon SWGR Project, All Electrical Components (ABB, Hitachi & Bulk) to Supply of MV 13.8 kV SWGR For Halfmoon 115/13.8kv SS
6100K025 | Aziziyah DMM : SWITCHGEAR - Aziziyah DMM | SWGR | ROH | AE2000-2150-06 | SELF STICK RUBBER FOAM | 66.3 | 66.3 | 0 | 6100K025 | PO-SEP-8835-[2] | PO | 2025-10-23 | LVD |  | - | 2026-05-15 | 2026-05-01 | 0 | EMKA Beschlagteile Middle East FZE
6100K025 | Aziziyah DMM : SWITCHGEAR - Aziziyah DMM | SWGR | ROH | AE2000-2166-03 | TIE WRAP/PLT4I-C0/371MM | 1020 | 60 | 960 | free_stock | PR-SEP-0023832-[153] | PR |  | LVD |  | - | 2026-05-15 | 2026-05-01 | 0
6100K025 | Aziziyah DMM : SWITCHGEAR - Aziziyah DMM | SWGR | ROH | AE2000-2166-03 | TIE WRAP/PLT4I-C0/371MM | 960 | 0 | 960 | PR Required | - | PR |  | LVD |  | - | 2026-05-15 | 2026-05-01 | 0
6100K025 | Aziziyah DMM : SWITCHGEAR - Aziziyah DMM | SWGR | ROH | AE2000-6884-01 | EQUIPMENT FRAME CLAMP | 306 | 76 | 230 | 6100K025 | PO-SEP-8834-[15] | PO | 2025-10-23 | LVD |  | - | 2026-05-15 | 2026-05-01 | 0 | Dalian Jinda Industry Co.,Ltd
6100K025 | Aziziyah DMM : SWITCHGEAR - Aziziyah DMM | SWGR | ROH | AE2000-6884-01 | EQUIPMENT FRAME CLAMP | 230 | 230 | 0 | 6100KDP01 | PO-SEP-8378-[233] | PO | 2025-11-17 | LVD |  | - | 2026-05-15 | 2026-05-01 | 0 | China Star (Dalian) Industry Co., Ltd. | 6100K023 – PR for Supply of MV 13.8 kV Switchgear (SWGR) for Halfmoon 115/13.8 kV Substation (SS). This PR covers 1st lot of mechanical bulk materials required for the SWGR SS, i
6100K025 | Aziziyah DMM : SWITCHGEAR - Aziziyah DMM | SWGR | ROH | AE2522-2000-02 | HOUSING, 0930016-0301, HAN-E16 (West/South) | 8 | 7 | 1 | 6100K025 | PO-SEP-8754-[2] | PO | 2025-12-15 | LVD |  | - | 2026-05-15 | 2026-05-01 | 0 | OPTIMAL CONNECTIVITY LLC | 6100K021 AL RAYAN SS SWGR Electrical Componentes Order.
6100K025 | Aziziyah DMM : SWITCHGEAR - Aziziyah DMM | SWGR | ROH | AE2522-2000-02 | HOUSING, 0930016-0301, HAN-E16 (West/South) | 1 | 0 | 1 | PR Required | - | PR |  | LVD |  | - | 2026-05-15 | 2026-05-01 | 0
6100K025 | Aziziyah DMM : SWITCHGEAR - Aziziyah DMM | SWGR | ROH | AE2632-2000-13 | LOCKING PIN RELAY BOX | 51 | 51 | 0 | 6100K025 | PO-SEP-8752-[2] | PO | 2025-12-15 | LVD |  | - | 2026-05-15 | 2026-05-01 | 0 | AL NAKHEEL GREEN STEEL WORKS | 6100K021 AL RAYAN SS SWGR Electrical Componentes Order.
6100K025 | Aziziyah DMM : SWITCHGEAR - Aziziyah DMM | SWGR | ROH | AE2632-2000-33 | Spring for Door Combiflex | 1.02 | 0.46 | 0.56 | 6100K025 | PO-SEP-8836-[17] | PO | 2025-10-23 | LVD |  | - | 2026-05-15 | 2026-05-01 | 0 | Saeed Aziz Alsomali Trading Est
6100K025 | Aziziyah DMM : SWITCHGEAR - Aziziyah DMM | SWGR | ROH | AE2632-2000-33 | Spring for Door Combiflex | 0.56 | 0.56 | 0 | 6100KDP01 | PO-SEP-8388-[22] | PO | 2025-10-30 | LVD |  | - | 2026-05-15 | 2026-05-01 | 0 | Saeed Aziz Alsomali Trading Est | 6100K023Halfmoon SWGR Project, All Electrical Components (ABB, Hitachi & Bulk) to Supply of MV 13.8 kV SWGR For Halfmoon 115/13.8kv SS
6100K025 | Aziziyah DMM : SWITCHGEAR - Aziziyah DMM | SWGR | ROH | AE2632-2000-AAP | BOX ASSEMBLY 60C, RHGX 20 (PAINT RAL) | 51 | 4 | 47 | 6100K025 | PO-SEP-8831-[1] | PO | 2025-10-23 | LVD |  | - | 2026-05-15 | 2026-05-01 | 0 | First Telecom Industries
6100K025 | Aziziyah DMM : SWITCHGEAR - Aziziyah DMM | SWGR | ROH | AE2632-2000-AAP | BOX ASSEMBLY 60C, RHGX 20 (PAINT RAL) | 47 | 47 | 0 | 6100KDP01 | PO-SEP-8402-[69] | PO | 2025-11-17 | LVD |  | - | 2026-05-15 | 2026-05-01 | 0 | First Telecom Industries | 6100K023 – PR for Supply of MV 13.8 kV Switchgear (SWGR) for Halfmoon 115/13.8 kV Substation (SS). This PR covers 1st lot of mechanical bulk materials required for the SWGR SS, i
6100K025 | Aziziyah DMM : SWITCHGEAR - Aziziyah DMM | SWGR | ROH | AE5380-2000-04 | END COVER D-OTTA6 - 790417 | 3060 | 3050 | 10 | 6100K025 | PO-SEP-8792-[10] | PO | 2025-12-20 | LVD |  | - | 2026-05-15 | 2026-05-01 | 0 | Phoenix Contact Trading LLC | PHOENIX ITEMS FOR MV SWGR- 6100K025 DMM AZYZIYAH SWGR SS / 6100K021 AL RAYAN SS SWGR /6100K020 Mahar SS SWGR
6100K025 | Aziziyah DMM : SWITCHGEAR - Aziziyah DMM | SWGR | ROH | AE5380-2000-04 | END COVER D-OTTA6 - 790417 | 10 | 10 | 0 | 6100KDP01 | PO-SEP-8572-[11] | PO | 2025-12-15 | LVD |  | - | 2026-05-15 | 2026-05-01 | 0 | Phoenix Contact Trading LLC | AL Azyziyah 6100KDP01, Supply of Electrical Components – 1st Lot for SWGR under Dummy Project 6100KDP01 – Al Azyziyah Project (SEC Scope).
6100K025 | Aziziyah DMM : SWITCHGEAR - Aziziyah DMM | SWGR | ROH | AL-FOIL-A4-PLAIN | Aluminum Foil-A4size Plain-Self Adhesive | 51 | 7 | 44 | 6100KDP01 | PO-SEP-8379-[44] | PO | 2025-10-30 | LVD |  | - | 2026-05-15 | 2026-05-01 | 0 | Azm and Tumooh Trading Establishment | 6100K023 – PR for Supply of MV 13.8 kV Switchgear (SWGR) for Halfmoon 115/13.8 kV Substation (SS). This PR covers 1st lot of mechanical bulk materials required for the SWGR SS, i
6100K025 | Aziziyah DMM : SWITCHGEAR - Aziziyah DMM | SWGR | ROH | AL-FOIL-A4-PLAIN | Aluminum Foil-A4size Plain-Self Adhesive | 44 | 0 | 44 | PR Required | - | PR |  | LVD |  | - | 2026-05-15 | 2026-05-01 | 0
6100K025 | Aziziyah DMM : SWITCHGEAR - Aziziyah DMM | SWGR | ROH | DM0000000058 | Relay, Auxiliary, 2 Coils, Self Reset Contacts, Hand Reset Flag, 110-125V, DC, 2NO, 1NC, Coil ¦ RXSF1 RK 271 007-AN | 8 | 8 | 0 | 6100K025 | PO-SEP-8751-[12] | PO | 2025-12-31 | LVA |  | - | 2026-05-15 | 2026-05-01 | 0 | Hitachi Energy Ltd | 6100K021 AL RAYAN SS SWGR Electrical Componentes Order.
6100K025 | Aziziyah DMM : SWITCHGEAR - Aziziyah DMM | SWGR | ROH | DM0000000839 | COMBIFLEX TERMINAL BASE RX4 (4U 12C) | 14 | 14 | 0 | 6100K025 | PO-SEP-8751-[14] | PO | 2025-12-31 | LVA |  | - | 2026-05-15 | 2026-05-01 | 0 | Hitachi Energy Ltd | 6100K021 AL RAYAN SS SWGR Electrical Componentes Order.
6100K025 | Aziziyah DMM : SWITCHGEAR - Aziziyah DMM | SWGR | ROH | DM0000000852 | COMBIFLEX TERMINAL BASE RX 2H -5619625-A | 243 | 243 | 0 | 6100K025 | PO-SEP-8751-[13] | PO | 2025-12-31 | LVA |  | - | 2026-05-15 | 2026-05-01 | 0 | Hitachi Energy Ltd | 6100K021 AL RAYAN SS SWGR Electrical Componentes Order.
6100K025 | Aziziyah DMM : SWITCHGEAR - Aziziyah DMM | SWGR | ROH | DM0000003057 | Relay, Over Current Protection, DC, 110-250V, AC 100-230V, 19BI + 15BO, With IEC 61850-8-1, 2x Optical, Type 7SJ85 ¦ P1J198095 | 3 | 3 | 0 | 6100K025 | PO-SEP-8772-[1] | PO | 2026-02-28 | LVA |  | - | 2026-05-15 | 2026-05-01 | 0 | Siemens Ltd. | Relays, MV
6100K025 | Aziziyah DMM : SWITCHGEAR - Aziziyah DMM | SWGR | ROH | DM0000003059 | ‭CT SUPERVISION RELAY, 40msec DELAY, 125V DC, 4NC (TYPE: AR901) / 7PG1110-7AE10-0AF0‬ | 3 | 3 | 0 | 6010J605 | PO-SEP-5281-[14] | PO | 2025-10-15 | LVA |  | - | 2026-05-15 | 2026-05-01 | 0 | Siemens Ltd. | J599,J600,J605
6100K025 | Aziziyah DMM : SWITCHGEAR - Aziziyah DMM | SWGR | ROH | DMS 2154 363-1 | WASHER, LOCK 10X5X0.5 | 51 | 51 | 0 | 6100K025 | PO-SEP-8668-[11] | PO | 2025-10-23 | LVD |  | - | 2026-05-15 | 2026-05-01 | 0 | FABORY Czech s.r.o.
6100K025 | Aziziyah DMM : SWITCHGEAR - Aziziyah DMM | SWGR | ROH | DMS 2166 2056-3 | CABLE TIE WRAP KSS-CV140S | 20400 | 1600 | 18800 | free_stock | PR-SEP-0023832-[162] | PR |  | LVD |  | - | 2026-05-15 | 2026-05-01 | 0
6100K025 | Aziziyah DMM : SWITCHGEAR - Aziziyah DMM | SWGR | ROH | DMS 2166 2056-3 | CABLE TIE WRAP KSS-CV140S | 18800 | 0 | 18800 | PR Required | - | PR |  | LVD |  | - | 2026-05-15 | 2026-05-01 | 0
6100K025 | Aziziyah DMM : SWITCHGEAR - Aziziyah DMM | SWGR | ROH | DMS 2166 5011-10 | WIRE CHANNEL SIZE 48X100(1box=40meters) | 255 | 255 | 0 | free_stock | PR-SEP-0023832-[163] | PR |  | LVD |  | - | 2026-05-15 | 2026-05-01 | 0
6100K025 | Aziziyah DMM : SWITCHGEAR - Aziziyah DMM | SWGR | ROH | DMS 2166 5011-11 | WIRE CHANNEL SIZE 150X100(1box=12meter) | 51 | 51 | 0 | free_stock | PR-SEP-0023832-[164] | PR |  | LVD |  | - | 2026-05-15 | 2026-05-01 | 0
6100K025 | Aziziyah DMM : SWITCHGEAR - Aziziyah DMM | SWGR | ROH | DMS 2175 2012-25 | MOUNTNG RAIL OMEGA 35X15 02150 | 306 | 306 | 0 | free_stock | PR-SEP-0023832-[165] | PR |  | LVD |  | - | 2026-05-15 | 2026-05-01 | 0
6100K025 | Aziziyah DMM : SWITCHGEAR - Aziziyah DMM | SWGR | ROH | DMS 2641 2026-7 | FORK SPADE BF-U4 2.5/M4 | 2448 | 252 | 2196 | 6100K025 | PO-SEP-8667-[20] | PO | 2025-11-03 | LVD |  | - | 2026-05-15 | 2026-05-01 | 0 | Sana For Electric And Telephone Co
6100K025 | Aziziyah DMM : SWITCHGEAR - Aziziyah DMM | SWGR | ROH | DMS 2641 2026-7 | FORK SPADE BF-U4 2.5/M4 | 2196 | 2196 | 0 | 6100KDP01 | PO-SEP-8502-[14] | PO | 2025-12-31 | LVD |  | - | 2026-05-15 | 2026-05-01 | 0 | Sana For Electric And Telephone Co | Tube, White, Inner Diameter 4 mm, 2.5 Wire ¦ ¦ KSS
6100K025 | Aziziyah DMM : SWITCHGEAR - Aziziyah DMM | SWGR | ROH | DMS 2686 7001-1 | SPIRAL TUBE. KS15, 15MM DIA | 408 | 408 | 0 | free_stock | PR-SEP-0023832-[179] | PR |  | LVD |  | - | 2026-05-15 | 2026-05-01 | 0
6100K025 | Aziziyah DMM : SWITCHGEAR - Aziziyah DMM | SWGR | ROH | DMS 924 0010 | Combiflex wire Socket 1.5mm 1MRK002136-B | 10200 | 5400 | 4800 | 6100K025 | PO-SEP-8751-[15] | PO | 2025-12-31 | LVD |  | - | 2026-05-15 | 2026-05-01 | 0 | Hitachi Energy Ltd | 6100K021 AL RAYAN SS SWGR Electrical Componentes Order.
6100K025 | Aziziyah DMM : SWITCHGEAR - Aziziyah DMM | SWGR | ROH | DMS 924 0010 | Combiflex wire Socket 1.5mm 1MRK002136-B | 4800 | 4800 | 0 | 6100KDP01 | PO-SEP-8366-[16] | PO | 2025-12-31 | LVD |  | - | 2026-05-15 | 2026-05-01 | 0 | Hitachi Energy Ltd | 6100K023Halfmoon SWGR Project, All Electrical Components (ABB, Hitachi & Bulk) to Supply of MV 13.8 kV SWGR For Halfmoon 115/13.8kv SS
6100K025 | Aziziyah DMM : SWITCHGEAR - Aziziyah DMM | SWGR | ROH | DMS 924 0020 | Combiflex wire Socket 2.5mm 1MRK002136-E | 6120 | 3800 | 2320 | 6100K025 | PO-SEP-8751-[16] | PO | 2025-12-31 | LVD |  | - | 2026-05-15 | 2026-05-01 | 0 | Hitachi Energy Ltd | 6100K021 AL RAYAN SS SWGR Electrical Componentes Order.
6100K025 | Aziziyah DMM : SWITCHGEAR - Aziziyah DMM | SWGR | ROH | DMS 924 0020 | Combiflex wire Socket 2.5mm 1MRK002136-E | 2320 | 2320 | 0 | 6100KDP01 | PO-SEP-8366-[17] | PO | 2025-12-31 | LVD |  | - | 2026-05-15 | 2026-05-01 | 0 | Hitachi Energy Ltd | 6100K023Halfmoon SWGR Project, All Electrical Components (ABB, Hitachi & Bulk) to Supply of MV 13.8 kV SWGR For Halfmoon 115/13.8kv SS
6100K025 | Aziziyah DMM : SWITCHGEAR - Aziziyah DMM | SWGR | ROH | E5090512100 | SNAP ACTION SWITCH CO S800 e 41 | 12 | 4 | 8 | 6100K025 | PO-SEP-8757-[1] | PO | 2025-12-15 | B |  | - | 2026-05-15 | 2026-05-01 | 0 | Shanghai Feili Xuncheng Electrical Technology Co.,Ltd | Snap action Switch
6100K025 | Aziziyah DMM : SWITCHGEAR - Aziziyah DMM | SWGR | ROH | E5090512100 | SNAP ACTION SWITCH CO S800 e 41 | 8 | 0 | 8 | PR Required | - | PR |  | B |  | - | 2026-05-15 | 2026-05-01 | 0
6100K025 | Aziziyah DMM : SWITCHGEAR - Aziziyah DMM | SWGR | ROH | GCE0438403P0100 | SPRG. PIN 2X10 DIN EN 28748 ST | 51 | 51 | 0 | 6100K025 | PO-SEP-8668-[7] | PO | 2025-10-23 | LVD |  | - | 2026-05-15 | 2026-05-01 | 0 | FABORY Czech s.r.o.
6100K025 | Aziziyah DMM : SWITCHGEAR - Aziziyah DMM | SWGR | ROH | GCE0990162P0101 | PANEL HEATER 240V,50W-Boxin-3Met.Cable | 102 | 102 | 0 | 6100K025 | PO-SEP-8821-[3] | PO | 2025-12-31 | LVC |  | - | 2026-05-15 | 2026-05-01 | 0 | Changsha Electric Controlling Auxiliaries Factory
6100K025 | Aziziyah DMM : SWITCHGEAR - Aziziyah DMM | SWGR | ROH | GCE0990403P0100 | VENTILATOR QK08A-2EM.50.CH WITH CAPACITO | 5 | 2 | 3 | 6100K025 | PO-SEP-8748-[3] | PO | 2025-12-31 | B |  | - | 2026-05-15 | 2026-05-01 | 0 | ZIEHL ABEGG Middle East FZE | 6100K021 AL RAYAN SS SWGR Electrical Componentes Order.
6100K025 | Aziziyah DMM : SWITCHGEAR - Aziziyah DMM | SWGR | ROH | GCE0990403P0100 | VENTILATOR QK08A-2EM.50.CH WITH CAPACITO | 3 | 3 | 0 | 6100KDP01 | PO-SEP-8361-[5] | PO | 2025-12-31 | B |  | - | 2026-05-15 | 2026-05-01 | 0 | ZIEHL ABEGG Middle East FZE | Fans / 6100K023Halfmoon SWGR Project, All Electrical Components (ABB, Hitachi & Bulk) to Supply of MV 13.8 kV SWGR For Halfmoon 115/13.8kv SS
6100K025 | Aziziyah DMM : SWITCHGEAR - Aziziyah DMM | SWGR | ROH | GCE0990404P0100 | RADIAL FLOW FAN QK08A-2EM.35.CF | 7 | 2 | 5 | 6100K025 | PO-SEP-8748-[4] | PO | 2025-12-31 | B |  | - | 2026-05-15 | 2026-05-01 | 0 | ZIEHL ABEGG Middle East FZE | 6100K021 AL RAYAN SS SWGR Electrical Componentes Order.
6100K025 | Aziziyah DMM : SWITCHGEAR - Aziziyah DMM | SWGR | ROH | GCE0990404P0100 | RADIAL FLOW FAN QK08A-2EM.35.CF | 5 | 5 | 0 | 6100KDP01 | PO-SEP-8361-[4] | PO | 2025-12-31 | B |  | - | 2026-05-15 | 2026-05-01 | 0 | ZIEHL ABEGG Middle East FZE | Fans / 6100K023Halfmoon SWGR Project, All Electrical Components (ABB, Hitachi & Bulk) to Supply of MV 13.8 kV SWGR For Halfmoon 115/13.8kv SS
6100K025 | Aziziyah DMM : SWITCHGEAR - Aziziyah DMM | SWGR | ROH | MARWI60236 | Zack Strip-Vertical(1-10) - 1053027:0001 | 1224 | 140 | 1084 | 6100K025 | PO-SEP-8792-[6] | PO | 2025-12-20 | Terminals |  | - | 2026-05-15 | 2026-05-01 | 0 | Phoenix Contact Trading LLC | PHOENIX ITEMS FOR MV SWGR- 6100K025 DMM AZYZIYAH SWGR SS / 6100K021 AL RAYAN SS SWGR /6100K020 Mahar SS SWGR
6100K025 | Aziziyah DMM : SWITCHGEAR - Aziziyah DMM | SWGR | ROH | MARWI60236 | Zack Strip-Vertical(1-10) - 1053027:0001 | 1084 | 0 | 1084 | PR Required | - | PR |  | Terminals |  | - | 2026-05-15 | 2026-05-01 | 0
6100K025 | Aziziyah DMM : SWITCHGEAR - Aziziyah DMM | SWGR | ROH | MV-CR-U125DC3 | CR-U125DC3 - 1SVR405622R8200.CR-U125DC3 Pluggable interface relay 3c Ordering Code : 1SVR405622R8200 General: Pluggable interface relay ABB. Type : CR-U125DC3L Ordering Code: OUTPUTS: 3 C/O with LED RATED VOLTAGE: 125 VDC | 3 | 3 | 0 | 6100K025 | PO-SEP-8753-[3] | PO | 2025-10-23 | LVA |  | - | 2026-05-15 | 2026-05-01 | 0 | Abb Electrical Industriesco | To update Promised Delivery Date
6100K025 | Aziziyah DMM : SWITCHGEAR - Aziziyah DMM | SWGR | ROH | MV-CR-U3S | Socket -FOR 3 C/O AND MODULE TIMER | 3 | 3 | 0 | 6100K025 | PO-SEP-8753-[4] | PO | 2025-10-23 | LVA |  | - | 2026-05-15 | 2026-05-01 | 0 | Abb Electrical Industriesco | To update Promised Delivery Date
6100K025 | Aziziyah DMM : SWITCHGEAR - Aziziyah DMM | SWGR | ROH | MV-CR-UH | Holder interface relay 1SVR405669R0000 | 3 | 3 | 0 | 6100K025 | PO-SEP-8753-[5] | PO | 2025-10-23 | LVA |  | - | 2026-05-15 | 2026-05-01 | 0 | Abb Electrical Industriesco | To update Promised Delivery Date
6100K025 | Aziziyah DMM : SWITCHGEAR - Aziziyah DMM | SWGR | ROH | MV-CR-UT | TIME MODULE 1SVR405667R0000 | 3 | 3 | 0 | 6100K025 | PO-SEP-8753-[6] | PO | 2025-10-23 | LVA |  | - | 2026-05-15 | 2026-05-01 | 0 | Abb Electrical Industriesco | To update Promised Delivery Date
6100K025 | Aziziyah DMM : SWITCHGEAR - Aziziyah DMM | SWGR | ROH | MV-TR272-22KOHM5W | RESISTOR TR272- 110V TRIP COIL | 96 | 8 | 88 | free_stock | PO-SEP-8388-[7] | PO | 2025-10-30 | LVA |  | - | 2026-05-15 | 2026-05-01 | 0 | Saeed Aziz Alsomali Trading Est | 6100K023Halfmoon SWGR Project, All Electrical Components (ABB, Hitachi & Bulk) to Supply of MV 13.8 kV SWGR For Halfmoon 115/13.8kv SS
6100K025 | Aziziyah DMM : SWITCHGEAR - Aziziyah DMM | SWGR | ROH | MV-TR272-22KOHM5W | RESISTOR TR272- 110V TRIP COIL | 88 | 0 | 88 | PR Required | - | PR |  | LVA |  | - | 2026-05-15 | 2026-05-01 | 0
6100K025 | Aziziyah DMM : SWITCHGEAR - Aziziyah DMM | SWGR | ROH | MV50001 | Incomer Upper CT, INC3600-13.8-UCT ¦ ¦ RITZ | 9 | 9 | 0 | 6100K025 | PO-SEP-8756-[1] | PO | 2025-10-23 | Electrical_Transformers |  | - | 2026-05-15 | 2026-05-01 | 0 |  | CT 6100K025 AZYZIYAH DMM SWGR SS
6100K025 | Aziziyah DMM : SWITCHGEAR - Aziziyah DMM | SWGR | ROH | MV50002 | Incomer Lower CT, INC3600-13.8-LCT ¦ ¦ RITZ | 9 | 3 | 6 | 6100K025 | PO-SEP-8756-[2] | PO | 2025-10-23 | Electrical_Transformers |  | - | 2026-05-15 | 2026-05-01 | 0 |  | CT 6100K025 AZYZIYAH DMM SWGR SS
6100K025 | Aziziyah DMM : SWITCHGEAR - Aziziyah DMM | SWGR | ROH | MV50002 | Incomer Lower CT, INC3600-13.8-LCT ¦ ¦ RITZ | 6 | 6 | 0 | free_stock | PO-SEP-8758-[2] | PO | 2025-10-26 | Electrical_Transformers |  | - | 2026-05-15 | 2026-05-01 | 0 |  | 6100K023 Halfmoon SS SWGR CT/Order
6100K025 | Aziziyah DMM : SWITCHGEAR - Aziziyah DMM | SWGR | ROH | MV50003 | Capacitor O/G Feeder Upper CT, CAP1250-13.8-UCT ¦ ¦ RITZ | 9 | 3 | 6 | 6100K025 | PO-SEP-8756-[3] | PO | 2025-10-23 | Electrical_Transformers |  | - | 2026-05-15 | 2026-05-01 | 0 |  | CT 6100K025 AZYZIYAH DMM SWGR SS
6100K025 | Aziziyah DMM : SWITCHGEAR - Aziziyah DMM | SWGR | ROH | MV50003 | Capacitor O/G Feeder Upper CT, CAP1250-13.8-UCT ¦ ¦ RITZ | 6 | 6 | 0 | free_stock | PO-SEP-8758-[3] | PO | 2025-10-26 | Electrical_Transformers |  | - | 2026-05-15 | 2026-05-01 | 0 |  | 6100K023 Halfmoon SS SWGR CT/Order
6100K025 | Aziziyah DMM : SWITCHGEAR - Aziziyah DMM | SWGR | ROH | MV50004 | Capacitor O/G Feeder Lower CT, CAP1250-13.8-LCT ¦ ¦ RITZ | 9 | 3 | 6 | 6100K025 | PO-SEP-8756-[4] | PO | 2025-10-23 | Electrical_Transformers |  | - | 2026-05-15 | 2026-05-01 | 0 |  | CT 6100K025 AZYZIYAH DMM SWGR SS
6100K025 | Aziziyah DMM : SWITCHGEAR - Aziziyah DMM | SWGR | ROH | MV50004 | Capacitor O/G Feeder Lower CT, CAP1250-13.8-LCT ¦ ¦ RITZ | 6 | 6 | 0 | free_stock | PO-SEP-8758-[4] | PO | 2025-10-26 | Electrical_Transformers |  | - | 2026-05-15 | 2026-05-01 | 0 |  | 6100K023 Halfmoon SS SWGR CT/Order
6100K025 | Aziziyah DMM : SWITCHGEAR - Aziziyah DMM | SWGR | ROH | MV50005 | Station Auxiliary Upper CT, SST630-13.8-UCT ¦ ¦ RITZ | 6 | 6 | 0 | free_stock | PO-SEP-8758-[5] | PO | 2025-10-26 | Electrical_Transformers |  | - | 2026-05-15 | 2026-05-01 | 0 |  | 6100K023 Halfmoon SS SWGR CT/Order
6100K025 | Aziziyah DMM : SWITCHGEAR - Aziziyah DMM | SWGR | ROH | MV50006 | Station Auxiliary Lower CT, SST630-13.8-LCT ¦ ¦ RITZ | 6 | 6 | 0 | free_stock | PO-SEP-8758-[6] | PO | 2025-10-26 | Electrical_Transformers |  | - | 2026-05-15 | 2026-05-01 | 0 |  | 6100K023 Halfmoon SS SWGR CT/Order
6100K025 | Aziziyah DMM : SWITCHGEAR - Aziziyah DMM | SWGR | ROH | MV50007 | Outgoing Plain Upper CT, OG1250-13.8-UCT ¦ ¦ RITZ | 114 | 18 | 96 | 6100K025 | PO-SEP-8756-[7] | PO | 2025-10-23 | Electrical_Transformers |  | - | 2026-05-15 | 2026-05-01 | 0 |  | CT 6100K025 AZYZIYAH DMM SWGR SS
6100K025 | Aziziyah DMM : SWITCHGEAR - Aziziyah DMM | SWGR | ROH | MV50007 | Outgoing Plain Upper CT, OG1250-13.8-UCT ¦ ¦ RITZ | 96 | 96 | 0 | free_stock | PO-SEP-8758-[7] | PO | 2025-10-26 | Electrical_Transformers |  | - | 2026-05-15 | 2026-05-01 | 0 |  | 6100K023 Halfmoon SS SWGR CT/Order
6100K025 | Aziziyah DMM : SWITCHGEAR - Aziziyah DMM | SWGR | ROH | MV50008 | Outgoing plain Lower CT, OG1250-13.8-LCT ¦ ¦ RITZ | 114 | 18 | 96 | 6100K025 | PO-SEP-8756-[8] | PO | 2025-10-23 | Electrical_Transformers |  | - | 2026-05-15 | 2026-05-01 | 0 |  | CT 6100K025 AZYZIYAH DMM SWGR SS
6100K025 | Aziziyah DMM : SWITCHGEAR - Aziziyah DMM | SWGR | ROH | MV50008 | Outgoing plain Lower CT, OG1250-13.8-LCT ¦ ¦ RITZ | 96 | 96 | 0 | free_stock | PO-SEP-8758-[8] | PO | 2025-10-26 | Electrical_Transformers |  | - | 2026-05-15 | 2026-05-01 | 0 |  | 6100K023 Halfmoon SS SWGR CT/Order
6100K025 | Aziziyah DMM : SWITCHGEAR - Aziziyah DMM | SWGR | ROH | MV50009 | BusTie Upper CT, BS3600-13.8-UCT ¦ ¦ RITZ | 6 | 3 | 3 | 6100K025 | PO-SEP-8756-[9] | PO | 2025-10-23 | Electrical_Transformers |  | - | 2026-05-15 | 2026-05-01 | 0 |  | CT 6100K025 AZYZIYAH DMM SWGR SS
6100K025 | Aziziyah DMM : SWITCHGEAR - Aziziyah DMM | SWGR | ROH | MV50009 | BusTie Upper CT, BS3600-13.8-UCT ¦ ¦ RITZ | 3 | 3 | 0 | free_stock | PO-SEP-8758-[9] | PO | 2025-10-26 | Electrical_Transformers |  | - | 2026-05-15 | 2026-05-01 | 0 |  | 6100K023 Halfmoon SS SWGR CT/Order
6100K025 | Aziziyah DMM : SWITCHGEAR - Aziziyah DMM | SWGR | ROH | MV50010 | Bus-Tie Lower CT, BS3600-13.8-LCT ¦ ¦ RITZ | 6 | 3 | 3 | 6100K025 | PO-SEP-8756-[10] | PO | 2025-10-23 | Electrical_Transformers |  | - | 2026-05-15 | 2026-05-01 | 0 |  | CT 6100K025 AZYZIYAH DMM SWGR SS
6100K025 | Aziziyah DMM : SWITCHGEAR - Aziziyah DMM | SWGR | ROH | MV50010 | Bus-Tie Lower CT, BS3600-13.8-LCT ¦ ¦ RITZ | 3 | 3 | 0 | free_stock | PO-SEP-8758-[10] | PO | 2025-10-26 | Electrical_Transformers |  | - | 2026-05-15 | 2026-05-01 | 0 |  | 6100K023 Halfmoon SS SWGR CT/Order
6100K025 | Aziziyah DMM : SWITCHGEAR - Aziziyah DMM | SWGR | ROH | SEP10038 | Humidistat, 250V, AC, MFR 012 ¦ 01220.0-00 | 51 | 17 | 34 | 6100K025 | PO-SEP-8819-[1] | PO | 2025-12-31 | LVA |  | - | 2026-05-15 | 2026-05-01 | 0 | STEGO Elektrotechnik GmbH | Humidistat, 250V, AC, MFR 012
6100K025 | Aziziyah DMM : SWITCHGEAR - Aziziyah DMM | SWGR | ROH | SEP10038 | Humidistat, 250V, AC, MFR 012 ¦ 01220.0-00 | 34 | 0 | 34 | PR Required | - | PR |  | LVA |  | - | 2026-05-15 | 2026-05-01 | 0
6100K025 | Aziziyah DMM : SWITCHGEAR - Aziziyah DMM | SWGR | ROH | SEP10162 | WHITE TUBE,INNER DIA. 3.5 MM (1.5 WIRE) | 12750 | 3934 | 8816 | 6100K025 | PO-SEP-8830-[23] | PO | 2025-12-31 | LVD |  | - | 2026-05-15 | 2026-05-01 | 0 | Sana For Electric And Telephone Co | 6100K020 Mahar SS SWGR Electrical components order.
6100K025 | Aziziyah DMM : SWITCHGEAR - Aziziyah DMM | SWGR | ROH | SEP10162 | WHITE TUBE,INNER DIA. 3.5 MM (1.5 WIRE) | 8816 | 4025 | 4791 | 6100K024 | PO-SEP-8830-[11] | PO | 2025-12-31 | LVD |  | - | 2026-05-15 | 2026-05-01 | 0 | Sana For Electric And Telephone Co | 6100K020 Mahar SS SWGR Electrical components order.
6100K025 | Aziziyah DMM : SWITCHGEAR - Aziziyah DMM | SWGR | ROH | SEP10162 | WHITE TUBE,INNER DIA. 3.5 MM (1.5 WIRE) | 4791 | 51 | 4740 | free_stock | PO-SEP-8502-[31] | PO | 2025-12-31 | LVD |  | - | 2026-05-15 | 2026-05-01 | 0 | Sana For Electric And Telephone Co | Tube, White, Inner Diameter 4 mm, 2.5 Wire ¦ ¦ KSS
6100K025 | Aziziyah DMM : SWITCHGEAR - Aziziyah DMM | SWGR | ROH | SEP10162 | WHITE TUBE,INNER DIA. 3.5 MM (1.5 WIRE) | 4740 | 0 | 4740 | PR Required | - | PR |  | LVD |  | - | 2026-05-15 | 2026-05-01 | 0
6100K025 | Aziziyah DMM : SWITCHGEAR - Aziziyah DMM | SWGR | ROH | SEP10163 | RED TUBE, INNER DIA. 3.5MM (1.5 WIRE) | 510 | 0 | 510 | PR Required | - | PR |  | LVD |  | - | 2026-05-15 | 2026-05-01 | 0
6100K025 | Aziziyah DMM : SWITCHGEAR - Aziziyah DMM | SWGR | ROH | SEP10165 | WHITE TUBE, INNER DIA. 5.0MM (4.0 WIRE) | 765 | 225 | 540 | 6100K025 | PO-SEP-8830-[19] | PO | 2025-12-31 | LVD |  | - | 2026-05-15 | 2026-05-01 | 0 | Sana For Electric And Telephone Co | 6100K020 Mahar SS SWGR Electrical components order.
6100K025 | Aziziyah DMM : SWITCHGEAR - Aziziyah DMM | SWGR | ROH | SEP10165 | WHITE TUBE, INNER DIA. 5.0MM (4.0 WIRE) | 540 | 123 | 417 | 6100K024 | PO-SEP-8830-[7] | PO | 2025-12-31 | LVD |  | - | 2026-05-15 | 2026-05-01 | 0 | Sana For Electric And Telephone Co | 6100K020 Mahar SS SWGR Electrical components order.
6100K025 | Aziziyah DMM : SWITCHGEAR - Aziziyah DMM | SWGR | ROH | SEP10165 | WHITE TUBE, INNER DIA. 5.0MM (4.0 WIRE) | 417 | 15 | 402 | free_stock | PO-SEP-8502-[33] | PO | 2025-12-31 | LVD |  | - | 2026-05-15 | 2026-05-01 | 0 | Sana For Electric And Telephone Co | Tube, White, Inner Diameter 4 mm, 2.5 Wire ¦ ¦ KSS
6100K025 | Aziziyah DMM : SWITCHGEAR - Aziziyah DMM | SWGR | ROH | SEP10165 | WHITE TUBE, INNER DIA. 5.0MM (4.0 WIRE) | 402 | 0 | 402 | PR Required | - | PR |  | LVD |  | - | 2026-05-15 | 2026-05-01 | 0
6100K025 | Aziziyah DMM : SWITCHGEAR - Aziziyah DMM | SWGR | ROH | SEP10298 | RED TUBE, INNER DIA. 4.0MM (2.5 WIRE) | 510 | 108 | 402 | 6100K025 | PO-SEP-8830-[20] | PO | 2025-12-31 | LVD |  | - | 2026-05-15 | 2026-05-01 | 0 | Sana For Electric And Telephone Co | 6100K020 Mahar SS SWGR Electrical components order.
6100K025 | Aziziyah DMM : SWITCHGEAR - Aziziyah DMM | SWGR | ROH | SEP10298 | RED TUBE, INNER DIA. 4.0MM (2.5 WIRE) | 402 | 92.3 | 309.7 | 6100K024 | PO-SEP-8830-[8] | PO | 2025-12-31 | LVD |  | - | 2026-05-15 | 2026-05-01 | 0 | Sana For Electric And Telephone Co | 6100K020 Mahar SS SWGR Electrical components order.
6100K025 | Aziziyah DMM : SWITCHGEAR - Aziziyah DMM | SWGR | ROH | SEP10298 | RED TUBE, INNER DIA. 4.0MM (2.5 WIRE) | 309.7 | 0 | 309.7 | PR Required | - | PR |  | LVD |  | - | 2026-05-15 | 2026-05-01 | 0
6100K025 | Aziziyah DMM : SWITCHGEAR - Aziziyah DMM | SWGR | ROH | SEP10349 | RED TUBE, INNER DIA. 5.0MM (4.0 WIRE) | 510 | 100 | 410 | 6100K025 | PO-SEP-8830-[21] | PO | 2025-12-31 | LVD |  | - | 2026-05-15 | 2026-05-01 | 0 | Sana For Electric And Telephone Co | 6100K020 Mahar SS SWGR Electrical components order.
6100K025 | Aziziyah DMM : SWITCHGEAR - Aziziyah DMM | SWGR | ROH | SEP10349 | RED TUBE, INNER DIA. 5.0MM (4.0 WIRE) | 410 | 35 | 375 | 6100K024 | PO-SEP-8830-[9] | PO | 2025-12-31 | LVD |  | - | 2026-05-15 | 2026-05-01 | 0 | Sana For Electric And Telephone Co | 6100K020 Mahar SS SWGR Electrical components order.
6100K025 | Aziziyah DMM : SWITCHGEAR - Aziziyah DMM | SWGR | ROH | SEP10349 | RED TUBE, INNER DIA. 5.0MM (4.0 WIRE) | 375 | 0 | 375 | PR Required | - | PR |  | LVD |  | - | 2026-05-15 | 2026-05-01 | 0
6100K025 | Aziziyah DMM : SWITCHGEAR - Aziziyah DMM | SWGR | ROH | SEP10650 | WHITE TUBE, INNER DIA. 4.0MM (2.5 WIRE) | 2040 | 0 | 2040 | PR Required | - | PR |  | LVD |  | - | 2026-05-15 | 2026-05-01 | 0
6100K025 | Aziziyah DMM : SWITCHGEAR - Aziziyah DMM | SWGR | ROH | SEP11258 | Cable, Control, 1 Core,CU/PVC, 1.5 Sq.mm, Blue, ATC, 105°, 600/1000V , 1 x 100 m | 111.5974 | 0 | 111.5974 | PR Required | - | PR |  | Wire |  | - | 2026-05-15 | 2026-05-01 | 0
6100K025 | Aziziyah DMM : SWITCHGEAR - Aziziyah DMM | SWGR | ROH | SEP11259 | Cable, Control, 1 Core, CU/PVC, 1.5 Sq.mm, Black, ATC, 105°, 600/1000V , 1 x 100 m | 36.2691 | 0 | 36.2691 | PR Required | - | PR |  | Wire |  | - | 2026-05-15 | 2026-05-01 | 0
6100K025 | Aziziyah DMM : SWITCHGEAR - Aziziyah DMM | SWGR | ROH | SEP11260 | Cable, Control, 1 Core, CU/PVC, 1.5 Sq.mm, Grey, ATC, 105°, 600/1000V , 1 x 100 m | 838.0744 | 7.4989 | 830.5755 | free_stock | PR-SEP-0023832-[108] | PR |  | Wire |  | - | 2026-05-15 | 2026-05-01 | 0
6100K025 | Aziziyah DMM : SWITCHGEAR - Aziziyah DMM | SWGR | ROH | SEP11260 | Cable, Control, 1 Core, CU/PVC, 1.5 Sq.mm, Grey, ATC, 105°, 600/1000V , 1 x 100 m | 830.5755 | 0 | 830.5755 | PR Required | - | PR |  | Wire |  | - | 2026-05-15 | 2026-05-01 | 0
6100K025 | Aziziyah DMM : SWITCHGEAR - Aziziyah DMM | SWGR | ROH | SEP11261 | Cable, Control, 1 Core, CU/PVC, 1.5 Sq.mm, Red, ATC, 105°, 600/1000V , 1 x 100 m | 36.2691 | 0 | 36.2691 | PR Required | - | PR |  | Wire |  | - | 2026-05-15 | 2026-05-01 | 0
6100K025 | Aziziyah DMM : SWITCHGEAR - Aziziyah DMM | SWGR | ROH | SEP11262 | Cable, Control, 1 Core, CU/PVC, 2.5 Sq.mm, Blue, ATC, 105°, 600/1000V , 1 x 100 m | 150.6565 | 0 | 150.6565 | PR Required | - | PR |  | Wire |  | - | 2026-05-15 | 2026-05-01 | 0
6100K025 | Aziziyah DMM : SWITCHGEAR - Aziziyah DMM | SWGR | ROH | SEP11263 | Cable, Control, 1 Core, CU/PVC, 2.5 Sq.mm, Black, ATC, 105°, 600/1000V , 1 x 100 m | 94.8578 | 1.3744 | 93.4834 | free_stock | PR-SEP-0023832-[111] | PR |  | Wire |  | - | 2026-05-15 | 2026-05-01 | 0
6100K025 | Aziziyah DMM : SWITCHGEAR - Aziziyah DMM | SWGR | ROH | SEP11263 | Cable, Control, 1 Core, CU/PVC, 2.5 Sq.mm, Black, ATC, 105°, 600/1000V , 1 x 100 m | 93.4834 | 0 | 93.4834 | PR Required | - | PR |  | Wire |  | - | 2026-05-15 | 2026-05-01 | 0
6100K025 | Aziziyah DMM : SWITCHGEAR - Aziziyah DMM | SWGR | ROH | SEP11264 | Cable, Control, 1 Core, CU/PVC, 2.5 Sq.mm, Grey, ATC, 105°, 600/1000V , 1 x 100 m | 27.8993 | 1.988 | 25.9114 | free_stock | PR-SEP-0023832-[112] | PR |  | Wire |  | - | 2026-05-15 | 2026-05-01 | 0
6100K025 | Aziziyah DMM : SWITCHGEAR - Aziziyah DMM | SWGR | ROH | SEP11264 | Cable, Control, 1 Core, CU/PVC, 2.5 Sq.mm, Grey, ATC, 105°, 600/1000V , 1 x 100 m | 25.9114 | 0 | 25.9114 | PR Required | - | PR |  | Wire |  | - | 2026-05-15 | 2026-05-01 | 0
6100K025 | Aziziyah DMM : SWITCHGEAR - Aziziyah DMM | SWGR | ROH | SEP11265 | Cable, Control, 1 Core, CU/PVC, 2.5 Sq.mm Yellow/Green, ATC, 105°, 600/1000V , 1 x 100 m | 28.0088 | 3.5488 | 24.46 | free_stock | PR-SEP-0023811-[113] | PR |  | Wire |  | - | 2026-05-15 | 2026-05-01 | 0
6100K025 | Aziziyah DMM : SWITCHGEAR - Aziziyah DMM | SWGR | ROH | SEP11265 | Cable, Control, 1 Core, CU/PVC, 2.5 Sq.mm Yellow/Green, ATC, 105°, 600/1000V , 1 x 100 m | 24.46 | 0 | 24.46 | PR Required | - | PR |  | Wire |  | - | 2026-05-15 | 2026-05-01 | 0
6100K025 | Aziziyah DMM : SWITCHGEAR - Aziziyah DMM | SWGR | ROH | SEP11266 | Cable, Control, 1 Core, CU/PVC, 2.5 Sq.mm, Red, ATC, 105°, 600/1000V , 1 x 100 m | 150.6565 | 2.3613 | 148.2952 | free_stock | PR-SEP-0023832-[114] | PR |  | Wire |  | - | 2026-05-15 | 2026-05-01 | 0
6100K025 | Aziziyah DMM : SWITCHGEAR - Aziziyah DMM | SWGR | ROH | SEP11266 | Cable, Control, 1 Core, CU/PVC, 2.5 Sq.mm, Red, ATC, 105°, 600/1000V , 1 x 100 m | 148.2952 | 0 | 148.2952 | PR Required | - | PR |  | Wire |  | - | 2026-05-15 | 2026-05-01 | 0
6100K025 | Aziziyah DMM : SWITCHGEAR - Aziziyah DMM | SWGR | ROH | SEP11267 | Cable, Control, 1 Core, CU/PVC, 2.5 Sq.mm, Yellow, ATC,105°, 600/1000V , 1 x 100 m | 150.6565 | 0 | 150.6565 | PR Required | - | PR |  | Wire |  | - | 2026-05-15 | 2026-05-01 | 0
6100K025 | Aziziyah DMM : SWITCHGEAR - Aziziyah DMM | SWGR | ROH | SEP11268 | Cable, Power, 1 Core, CU/PVC, 4.0 Sq.mm, Blue, ATC, 105°, 600/1000V , 1 x 100 m | 8.3698 | 8.3698 | 0 | 6100K023 | PO-SEP-8622-[11] | PO | 2026-01-30 | Wire |  | - | 2026-05-15 | 2026-05-01 | 0 | Al-Fanar Company Limited | Cable Items - KDP01 & K023
6100K025 | Aziziyah DMM : SWITCHGEAR - Aziziyah DMM | SWGR | ROH | SEP11269 | Cable, Power, 1 Core, CU/PVC, 4.0 Sq.mm, Black, ATC, 105°, 600/1000V , 1 x 100 m | 11.1597 | 5.719 | 5.4407 | 6100K023 | PO-SEP-8622-[12] | PO | 2026-01-30 | Wire |  | - | 2026-05-15 | 2026-05-01 | 0 | Al-Fanar Company Limited | Cable Items - KDP01 & K023
6100K025 | Aziziyah DMM : SWITCHGEAR - Aziziyah DMM | SWGR | ROH | SEP11269 | Cable, Power, 1 Core, CU/PVC, 4.0 Sq.mm, Black, ATC, 105°, 600/1000V , 1 x 100 m | 5.4407 | 2.6805 | 2.7602 | 6100KDP01 | PO-SEP-8622-[30] | PO | 2026-01-30 | Wire |  | - | 2026-05-15 | 2026-05-01 | 0 | Al-Fanar Company Limited | Cable Items - KDP01 & K023
6100K025 | Aziziyah DMM : SWITCHGEAR - Aziziyah DMM | SWGR | ROH | SEP11269 | Cable, Power, 1 Core, CU/PVC, 4.0 Sq.mm, Black, ATC, 105°, 600/1000V , 1 x 100 m | 2.7602 | 2.7602 | 0 | free_stock | PR-SEP-0023811-[117] | PR |  | Wire |  | - | 2026-05-15 | 2026-05-01 | 0
6100K025 | Aziziyah DMM : SWITCHGEAR - Aziziyah DMM | SWGR | ROH | SEP11270 | Cable, Power, 1 Core, CU/PVC, 4.0 Sq.mm, Red, ATC, 105°, 600/1000V , 1 x 100 m | 8.3698 | 8.3698 | 0 | 6100K023 | PO-SEP-8622-[13] | PO | 2026-01-30 | Wire |  | - | 2026-05-15 | 2026-05-01 | 0 | Al-Fanar Company Limited | Cable Items - KDP01 & K023
6100K025 | Aziziyah DMM : SWITCHGEAR - Aziziyah DMM | SWGR | ROH | SEP11271 | Cable, Power, 1 Core, CU/PVC, 4.0 Sq.mm, Yellow, ATC, 105°, 600/1000V , 1 x 100 m | 8.3698 | 8.3698 | 0 | 6100K023 | PO-SEP-8622-[14] | PO | 2026-01-30 | Wire |  | - | 2026-05-15 | 2026-05-01 | 0 | Al-Fanar Company Limited | Cable Items - KDP01 & K023
6100K025 | Aziziyah DMM : SWITCHGEAR - Aziziyah DMM | SWGR | ROH | SEP11272 | Cable, Power, 1 Core, CU/PVC, 4.0 Sq.mm, Grey, ATC, 105°, 600/1000V , 1 x 100 m | 11.1597 | 5.719 | 5.4407 | 6100K023 | PO-SEP-8622-[15] | PO | 2026-01-30 | Wire |  | - | 2026-05-15 | 2026-05-01 | 0 | Al-Fanar Company Limited | Cable Items - KDP01 & K023
6100K025 | Aziziyah DMM : SWITCHGEAR - Aziziyah DMM | SWGR | ROH | SEP11272 | Cable, Power, 1 Core, CU/PVC, 4.0 Sq.mm, Grey, ATC, 105°, 600/1000V , 1 x 100 m | 5.4407 | 2.6805 | 2.7602 | 6100KDP01 | PO-SEP-8622-[31] | PO | 2026-01-30 | Wire |  | - | 2026-05-15 | 2026-05-01 | 0 | Al-Fanar Company Limited | Cable Items - KDP01 & K023
6100K025 | Aziziyah DMM : SWITCHGEAR - Aziziyah DMM | SWGR | ROH | SEP11272 | Cable, Power, 1 Core, CU/PVC, 4.0 Sq.mm, Grey, ATC, 105°, 600/1000V , 1 x 100 m | 2.7602 | 2.7602 | 0 | free_stock | PR-SEP-0023811-[118] | PR |  | Wire |  | - | 2026-05-15 | 2026-05-01 | 0
6100K025 | Aziziyah DMM : SWITCHGEAR - Aziziyah DMM | SWGR | ROH | SEP12004 | TERM.LUGS BLADE RF-PP 12/23 | 15300 | 12500 | 2800 | free_stock | PR-SEP-0023811-[171] | PR |  | LVD |  | - | 2026-05-15 | 2026-05-01 | 0
6100K025 | Aziziyah DMM : SWITCHGEAR - Aziziyah DMM | SWGR | ROH | SEP12004 | TERM.LUGS BLADE RF-PP 12/23 | 2800 | 0 | 2800 | PR Required | - | PR |  | LVD |  | - | 2026-05-15 | 2026-05-01 | 0
6100K025 | Aziziyah DMM : SWITCHGEAR - Aziziyah DMM | SWGR | ROH | SEP12012 | TERM.LUGS SPADE RF-U4 1.5/M4 | 6375 | 5325 | 1050 | free_stock | PR-SEP-0023811-[172] | PR |  | LVD |  | - | 2026-05-15 | 2026-05-01 | 0
6100K025 | Aziziyah DMM : SWITCHGEAR - Aziziyah DMM | SWGR | ROH | SEP12012 | TERM.LUGS SPADE RF-U4 1.5/M4 | 1050 | 0 | 1050 | PR Required | - | PR |  | LVD |  | - | 2026-05-15 | 2026-05-01 | 0
6100K025 | Aziziyah DMM : SWITCHGEAR - Aziziyah DMM | SWGR | ROH | SEP12016 | TERM.LUGS RING RF-M4 1.5/M4 | 5100 | 3680 | 1420 | free_stock | PR-SEP-0023811-[175] | PR |  | LVD |  | - | 2026-05-15 | 2026-05-01 | 0
6100K025 | Aziziyah DMM : SWITCHGEAR - Aziziyah DMM | SWGR | ROH | SEP12016 | TERM.LUGS RING RF-M4 1.5/M4 | 1420 | 0 | 1420 | PR Required | - | PR |  | LVD |  | - | 2026-05-15 | 2026-05-01 | 0
6100K025 | Aziziyah DMM : SWITCHGEAR - Aziziyah DMM | SWGR | ROH | SEP12048 | END SLEEVES PKE 1508 (1x1.5sqmm , Black) | 765 | 765 | 0 | 6100K017 | PO-SEP-8616-[1] | PO | 2025-12-28 | LVD |  | - | 2026-05-15 | 2026-05-01 | 0 | Sana For Electric And Telephone Co | Lugs & Terminals
6100K025 | Aziziyah DMM : SWITCHGEAR - Aziziyah DMM | SWGR | ROH | SEP12050 | UN-INSUL SLeve Lugs KE1510ST (1.5mm) | 1020 | 1020 | 0 | free_stock | PR-SEP-0023832-[166] | PR |  | LVD |  | - | 2026-05-15 | 2026-05-01 | 0
6100K025 | Aziziyah DMM : SWITCHGEAR - Aziziyah DMM | SWGR | ROH | SEP12052 | END SLEEVES PKT 1508 (2x1.5sqmm , Black) | 765 | 765 | 0 | 6100K017 | PO-SEP-8616-[3] | PO | 2025-12-28 | LVD |  | - | 2026-05-15 | 2026-05-01 | 0 | Sana For Electric And Telephone Co | Lugs & Terminals
6100K025 | Aziziyah DMM : SWITCHGEAR - Aziziyah DMM | SWGR | ROH | SEP12063 | TERM.LUGS BLADE BF-PP12/25 2.5MM | 5100 | 4500 | 600 | free_stock | PR-SEP-0023811-[170] | PR |  | LVD |  | - | 2026-05-15 | 2026-05-01 | 0
6100K025 | Aziziyah DMM : SWITCHGEAR - Aziziyah DMM | SWGR | ROH | SEP12063 | TERM.LUGS BLADE BF-PP12/25 2.5MM | 600 | 0 | 600 | PR Required | - | PR |  | LVD |  | - | 2026-05-15 | 2026-05-01 | 0
6100K025 | Aziziyah DMM : SWITCHGEAR - Aziziyah DMM | SWGR | ROH | SEP12083 | TERM.LUGS BF-M5 (RING) | 6120 | 460 | 5660 | free_stock | PR-SEP-0023811-[177] | PR |  | LVD |  | - | 2026-05-15 | 2026-05-01 | 0
6100K025 | Aziziyah DMM : SWITCHGEAR - Aziziyah DMM | SWGR | ROH | SEP12083 | TERM.LUGS BF-M5 (RING) | 5660 | 0 | 5660 | PR Required | - | PR |  | LVD |  | - | 2026-05-15 | 2026-05-01 | 0
6100K025 | Aziziyah DMM : SWITCHGEAR - Aziziyah DMM | SWGR | ROH | SEP12085 | WIRE LUGS RING TYPE BF-M6 2.5/M6 | 408 | 408 | 0 | free_stock | PR-SEP-0023832-[177] | PR |  | LVD |  | - | 2026-05-15 | 2026-05-01 | 0
6100K025 | Aziziyah DMM : SWITCHGEAR - Aziziyah DMM | SWGR | ROH | SEP12087 | RING TYPE LUGS BF-M 8 | 408 | 164 | 244 | free_stock | PR-SEP-0023811-[134] | PR |  | LVD |  | - | 2026-05-15 | 2026-05-01 | 0
6100K025 | Aziziyah DMM : SWITCHGEAR - Aziziyah DMM | SWGR | ROH | SEP12087 | RING TYPE LUGS BF-M 8 | 244 | 0 | 244 | PR Required | - | PR |  | LVD |  | - | 2026-05-15 | 2026-05-01 | 0
6100K025 | Aziziyah DMM : SWITCHGEAR - Aziziyah DMM | SWGR | ROH | SEP12103 | UN-INSUL SLEEVE Lugs for 2.5mm KE2510ST | 2550 | 2550 | 0 | free_stock | PR-SEP-0023832-[167] | PR |  | LVD |  | - | 2026-05-15 | 2026-05-01 | 0
6100K025 | Aziziyah DMM : SWITCHGEAR - Aziziyah DMM | SWGR | ROH | SEP12105 | END SLEEVES PKT 2512 (2x2.5sqmm , Blue) | 1020 | 0 | 1020 | PR Required | - | PR |  | LVD |  | - | 2026-05-15 | 2026-05-01 | 0
6100K025 | Aziziyah DMM : SWITCHGEAR - Aziziyah DMM | SWGR | ROH | SEP12117 | TERM.LUGS RING BF-M4 | 10200 | 0 | 10200 | PR Required | - | PR |  | LVD |  | - | 2026-05-15 | 2026-05-01 | 0
6100K025 | Aziziyah DMM : SWITCHGEAR - Aziziyah DMM | SWGR | ROH | SEP12119 | RING TYPE LUGS GF-M 5 | 1020 | 0 | 1020 | PR Required | - | PR |  | LVD |  | - | 2026-05-15 | 2026-05-01 | 0
6100K025 | Aziziyah DMM : SWITCHGEAR - Aziziyah DMM | SWGR | ROH | SEP12129 | Un-Insul Sleeve Lugs 4.0 mm KE410ST | 2550 | 2550 | 0 | free_stock | PR-SEP-0023832-[168] | PR |  | LVD |  | - | 2026-05-15 | 2026-05-01 | 0
6100K025 | Aziziyah DMM : SWITCHGEAR - Aziziyah DMM | SWGR | ROH | SEP12131 | Lugs, Sleeve 4.0/9mm ( W/O Ins.) 3200302 | 2550 | 900 | 1650 | free_stock | PR-SEP-0023811-[143] | PR |  | LVD |  | - | 2026-05-15 | 2026-05-01 | 0
6100K025 | Aziziyah DMM : SWITCHGEAR - Aziziyah DMM | SWGR | ROH | SEP12131 | Lugs, Sleeve 4.0/9mm ( W/O Ins.) 3200302 | 1650 | 0 | 1650 | PR Required | - | PR |  | LVD |  | - | 2026-05-15 | 2026-05-01 | 0
6100K025 | Aziziyah DMM : SWITCHGEAR - Aziziyah DMM | SWGR | ROH | VT-GUARD-13.8KV | VT Guard, Anti Ferro Resonance Unit ¦ VT-GUARD-13.8KV | 6 | 3 | 3 | 6100K023 | PO-SEP-8749-[3] | PO | 2025-12-31 | RVT |  | - | 2026-05-15 | 2026-05-01 | 0 | Abb Electrical Industriesco | VT Guard/6100K021 AL RAYAN SS SWGR Electrical Componentes Order.
6100K025 | Aziziyah DMM : SWITCHGEAR - Aziziyah DMM | SWGR | ROH | VT-GUARD-13.8KV | VT Guard, Anti Ferro Resonance Unit ¦ VT-GUARD-13.8KV | 3 | 3 | 0 | free_stock | PR-SEP-0023811-[10] | PR |  | RVT |  | - | 2026-05-15 | 2026-05-01 | 0
6100K025 | Aziziyah DMM : SWITCHGEAR - Aziziyah DMM | SWGR | ROH | 1SNA234000R0200 | Marker, RC810, 1 ¦ 10/1SNA234041R2600 ¦ ENTRELEC | 510 | 450 | 60 | 6100KDP01 | PO-SEP-8386-[16] | PO | 2025-11-10 | Terminals | Automated: Replaced 1SNA234000R0200 by SEP20333. | - | 2026-05-15 | 2026-05-01 | 0 | Al Suhaili Trading And Development | 6100K023Halfmoon SWGR Project, All Electrical Components (ABB, Hitachi & Bulk) to Supply of MV 13.8 kV SWGR For Halfmoon 115/13.8kv SS
6100K025 | Aziziyah DMM : SWITCHGEAR - Aziziyah DMM | SWGR | ROH | SEP20333 | Marker, RC810, 1 ¦ 10/1SNA234041R2600 ¦ ENTRELEC | 60 | 0 | 60 | PR Required | - | PR |  | Terminals | Automated: Replaced 1SNA234000R0200 by SEP20333. Automated: Replaced 1SNA234000R0200 by SEP20333. | - | 2026-05-15 | 2026-05-01 | 0
6100K025 | Aziziyah DMM : SWITCHGEAR - Aziziyah DMM | SWGR | ROH | 1YAB5340XIAXXN01 | Relay, Auxiliary, 2 Coils, Self Reset Contacts, Hand Reset Flag, 110-125V, DC, 2NO, 1NC, Coil ¦ RXSF1 RK 271 007-AN | 51 | 48 | 3 | 6100KDP01 | PO-SEP-8297-[3] | PO | 2025-12-31 | LVA | Automated: Replaced 1YAB5340XIAXXN01 by DM0000000058. | - | 2026-05-15 | 2026-05-01 | 0 | Hitachi Energy Ltd | PP-12 RELAY BASE AND COMBIFLEX BOX
6100K025 | Aziziyah DMM : SWITCHGEAR - Aziziyah DMM | SWGR | ROH | DM0000000058 | Relay, Auxiliary, 2 Coils, Self Reset Contacts, Hand Reset Flag, 110-125V, DC, 2NO, 1NC, Coil ¦ RXSF1 RK 271 007-AN | 3 | 3 | 0 | 6100K019 | PO-SEP-8305-[1] | PO | 2025-12-15 | LVA | Automated: Replaced 1YAB5340XIAXXN01 by DM0000000058. Automated: Replaced 1YAB5340XIAXXN01 by DM0000000058. | - | 2026-05-15 | 2026-05-01 | 0 | Hitachi Energy Ltd | PP-12 additional relays
6100K025 | Aziziyah DMM : SWITCHGEAR - Aziziyah DMM | SWGR | ROH | 1YAB5355AAB0001 | Terminal Block, TB, Disconnecting TB for CT, OTTA 6-T, Bolt W/O Spring, 0790462 ¦ OTTA 6-T P/P ¦ PHOENIX | 4012 | 4000 | 12 | 6100K025 | PO-SEP-8792-[1] | PO | 2025-12-20 | Terminals | Automated: Replaced 1YAB5355AAB0001 by SEP10052. | - | 2026-05-15 | 2026-05-01 | 0 | Phoenix Contact Trading LLC | PHOENIX ITEMS FOR MV SWGR- 6100K025 DMM AZYZIYAH SWGR SS / 6100K021 AL RAYAN SS SWGR /6100K020 Mahar SS SWGR
6100K025 | Aziziyah DMM : SWITCHGEAR - Aziziyah DMM | SWGR | ROH | 1YAB5355AAB0001 | Terminal Block, TB, Disconnecting TB for CT, OTTA 6-T, Bolt W/O Spring, 0790462 ¦ OTTA 6-T P/P ¦ PHOENIX | 12 | 12 | 0 | 6100KDP01 | PO-SEP-8572-[1] | PO | 2025-12-15 | Terminals | Automated: Replaced 1YAB5355AAB0001 by SEP10052. | - | 2026-05-15 | 2026-05-01 | 0 | Phoenix Contact Trading LLC | AL Azyziyah 6100KDP01, Supply of Electrical Components – 1st Lot for SWGR under Dummy Project 6100KDP01 – Al Azyziyah Project (SEC Scope).
6100K025 | Aziziyah DMM : SWITCHGEAR - Aziziyah DMM | SWGR | ROH | RMU000000260 | Parition, Terminal, Current, D-OTTA6-T ¦ 0790459 ¦ PHOENIX | 510 | 0 | 510 | PR Required | - | PR |  | Terminals | Automated: Replaced 1YAB5355CAB0000 by RMU000000260. Automated: Replaced 1YAB5355CAB0000 by RMU000000260. | - | 2026-05-15 | 2026-05-01 | 0
6100K025 | Aziziyah DMM : SWITCHGEAR - Aziziyah DMM | SWGR | ROH | SEP12026 | Lugs, Terminal Hook, 1.5 Sq.mm ¦ CEM-RF-PPL30 ¦ Cembre | 35000 | 300 | 34700 | free_stock | PR-SEP-0023811-[130] | PR |  | LVD | Automated: Replaced 1YAB5355HXB0000 by SEP12026. Automated: Replaced 1YAB5355HXB0000 by SEP12026. | - | 2026-05-15 | 2026-05-01 | 0
6100K025 | Aziziyah DMM : SWITCHGEAR - Aziziyah DMM | SWGR | ROH | SEP12026 | Lugs, Terminal Hook, 1.5 Sq.mm ¦ CEM-RF-PPL30 ¦ Cembre | 34700 | 0 | 34700 | PR Required | - | PR |  | LVD | Automated: Replaced 1YAB5355HXB0000 by SEP12026. Automated: Replaced 1YAB5355HXB0000 by SEP12026. | - | 2026-05-15 | 2026-05-01 | 0
6100K025 | Aziziyah DMM : SWITCHGEAR - Aziziyah DMM | SWGR | ROH | SEP12127 | Lugs, Terminal Hook, 4.0 Sq.mm ¦ CEM-GF-PPL46 ¦ Cembre | 7450 | 400 | 7050 | free_stock | PR-SEP-0023811-[135] | PR |  | LVD | Automated: Replaced 1YAB5355HXB0001 by SEP12127. Automated: Replaced 1YAB5355HXB0001 by SEP12127. | - | 2026-05-15 | 2026-05-01 | 0
6100K025 | Aziziyah DMM : SWITCHGEAR - Aziziyah DMM | SWGR | ROH | SEP12127 | Lugs, Terminal Hook, 4.0 Sq.mm ¦ CEM-GF-PPL46 ¦ Cembre | 7050 | 0 | 7050 | PR Required | - | PR |  | LVD | Automated: Replaced 1YAB5355HXB0001 by SEP12127. Automated: Replaced 1YAB5355HXB0001 by SEP12127. | - | 2026-05-15 | 2026-05-01 | 0
6100K025 | Aziziyah DMM : SWITCHGEAR - Aziziyah DMM | SWGR | ROH | SEP12091 | Lugs, Terminal Hook, 2.5 Sq.mm ¦ CEM-BF-PPL30 ¦ Cembre | 15000 | 200 | 14800 | free_stock | PR-SEP-0023811-[136] | PR |  | LVD | Automated: Replaced 1YAB5355HXB0002 by SEP12091. Automated: Replaced 1YAB5355HXB0002 by SEP12091. | - | 2026-05-15 | 2026-05-01 | 0
6100K025 | Aziziyah DMM : SWITCHGEAR - Aziziyah DMM | SWGR | ROH | SEP12091 | Lugs, Terminal Hook, 2.5 Sq.mm ¦ CEM-BF-PPL30 ¦ Cembre | 14800 | 0 | 14800 | PR Required | - | PR |  | LVD | Automated: Replaced 1YAB5355HXB0002 by SEP12091. Automated: Replaced 1YAB5355HXB0002 by SEP12091. | - | 2026-05-15 | 2026-05-01 | 0
safety-[ | none : 2L2T safety stock | RMU | HALB | 1W0011-R0001 | Pre Wiring Ladies Section | 30 | 0 | 30 | PR Required | - | PR |  | SEP |  | JD01-Jeddah Central Warehouse | 2026-12-31 | 2026-12-17 | 0
safety-[ | none : 2L1T safety stock | RMU | HALB | 1W0011-R0001 | Pre Wiring Ladies Section | 593 | 0 | 593 | PR Required | - | PR |  | SEP |  | JD01-Jeddah Central Warehouse | 2026-12-31 | 2026-12-17 | 0
safety-[ | none : 2L2T safety stock | RMU | HALB | 1W0011-R0003 | LV Box Wiring termination (All Electrical Components) | 30 | 0 | 30 | PR Required | - | PR |  | SEP |  | JD01-Jeddah Central Warehouse | 2026-12-31 | 2026-12-17 | 0
safety-[ | none : 2L1T safety stock | RMU | HALB | 1W0011-R0003 | LV Box Wiring termination (All Electrical Components) | 593 | 0 | 593 | PR Required | - | PR |  | SEP |  | JD01-Jeddah Central Warehouse | 2026-12-31 | 2026-12-17 | 0
safety-[ | none : 2L2T safety stock | RMU | HALB | 1W0011-R0004 | Wiring Integration (CT + VT +EFI) | 30 | 0 | 30 | PR Required | - | PR |  | SEP |  | JD01-Jeddah Central Warehouse | 2026-12-31 | 2026-12-17 | 0
safety-[ | none : 2L1T safety stock | RMU | HALB | 1W0011-R0004 | Wiring Integration (CT + VT +EFI) | 593 | 0 | 593 | PR Required | - | PR |  | SEP |  | JD01-Jeddah Central Warehouse | 2026-12-31 | 2026-12-17 | 0
safety-[ | none : 2L2T safety stock | RMU | ROH | 205040650 | M4 Hex Self-locking nuts Stainless steel | 540 | 540 | 0 | free_stock | PR-SEP-0023731-[26] | PR |  | Outer Enclosure |  | JD01-Jeddah Central Warehouse | 2026-12-31 | 2026-12-17 | 0
safety-[ | none : 2L1T safety stock | RMU | ROH | 205040650 | M4 Hex Self-locking nuts Stainless steel | 6554 | 6460 | 94 | free_stock | PR-SEP-0023731-[26] | PR |  | Outer Enclosure |  | JD01-Jeddah Central Warehouse | 2026-12-31 | 2026-12-17 | 0
safety-[ | none : 2L1T safety stock | RMU | ROH | 205040650 | M4 Hex Self-locking nuts Stainless steel | 94 | 0 | 94 | PR Required | - | PR |  | Outer Enclosure |  | JD01-Jeddah Central Warehouse | 2026-12-31 | 2026-12-17 | 0
safety-[ | none : 2L2T safety stock | RMU | HALB | 5DF.0818.1090(A) | CVVC RIGHT INSTRUMENT DOOR | 30 | 0 | 30 | PR Required | - | PR |  | SEP |  | JD01-Jeddah Central Warehouse | 2026-12-31 | 2026-12-17 | 0
safety-[ | none : 2L2T safety stock | RMU | HALB | 8BP.0818.0002 | Loop sign | 120 | 0 | 120 | PR Required | - | PR |  | SEP |  | JD01-Jeddah Central Warehouse | 2026-12-31 | 2026-12-17 | 0
safety-[ | none : 2L1T safety stock | RMU | HALB | 8BP.0818.0002 | Loop sign | 1779 | 0 | 1779 | PR Required | - | PR |  | SEP |  | JD01-Jeddah Central Warehouse | 2026-12-31 | 2026-12-17 | 0
safety-[ | none : 2L2T safety stock | RMU | HALB | 8BP.0818.0006 | BATTERY LABEL | 30 | 0 | 30 | PR Required | - | PR |  | SEP |  | JD01-Jeddah Central Warehouse | 2026-12-31 | 2026-12-17 | 0
safety-[ | none : 2L1T safety stock | RMU | HALB | 8BP.0818.0006 | BATTERY LABEL | 593 | 0 | 593 | PR Required | - | PR |  | SEP |  | JD01-Jeddah Central Warehouse | 2026-12-31 | 2026-12-17 | 0
safety-[ | none : 2L2T safety stock | RMU | HALB | 8BP.0818.0007 | INSTRUMENT DOOR LEFT PANEL LABEL | 30 | 0 | 30 | PR Required | - | PR |  | SEP |  | JD01-Jeddah Central Warehouse | 2026-12-31 | 2026-12-17 | 0
safety-[ | none : 2L1T safety stock | RMU | HALB | 8BP.0818.0007 | INSTRUMENT DOOR LEFT PANEL LABEL | 593 | 0 | 593 | PR Required | - | PR |  | SEP |  | JD01-Jeddah Central Warehouse | 2026-12-31 | 2026-12-17 | 0
safety-[ | none : 2L2T safety stock | RMU | HALB | 8BP.0818.0008 | INSTRUMENT ROOM COMPONENT LABEL(LARGE) | 30 | 0 | 30 | PR Required | - | PR |  | SEP |  | JD01-Jeddah Central Warehouse | 2026-12-31 | 2026-12-17 | 0
safety-[ | none : 2L1T safety stock | RMU | HALB | 8BP.0818.0008 | INSTRUMENT ROOM COMPONENT LABEL(LARGE) | 593 | 0 | 593 | PR Required | - | PR |  | SEP |  | JD01-Jeddah Central Warehouse | 2026-12-31 | 2026-12-17 | 0
safety-[ | none : 2L2T safety stock | RMU | HALB | 8BP.0818.0009 | INSTRUMENT INDOOR LABEL | 30 | 0 | 30 | PR Required | - | PR |  | SEP |  | JD01-Jeddah Central Warehouse | 2026-12-31 | 2026-12-17 | 0
safety-[ | none : 2L1T safety stock | RMU | HALB | 8BP.0818.0009 | INSTRUMENT INDOOR LABEL | 593 | 0 | 593 | PR Required | - | PR |  | SEP |  | JD01-Jeddah Central Warehouse | 2026-12-31 | 2026-12-17 | 0
safety-[ | none : 2L2T safety stock | RMU | HALB | 8BP.0818.0010 | INSTRUMENT ROOM COMPONENT LABEL(SMALL) | 30 | 0 | 30 | PR Required | - | PR |  | SEP |  | JD01-Jeddah Central Warehouse | 2026-12-31 | 2026-12-17 | 0
safety-[ | none : 2L1T safety stock | RMU | HALB | 8BP.0818.0010 | INSTRUMENT ROOM COMPONENT LABEL(SMALL) | 593 | 0 | 593 | PR Required | - | PR |  | SEP |  | JD01-Jeddah Central Warehouse | 2026-12-31 | 2026-12-17 | 0
safety-[ | none : 2L2T safety stock | RMU | HALB | 8DF-052-0055 | Grounding plate | 30 | 0 | 30 | PR Required | - | PR |  | SEP |  | JD01-Jeddah Central Warehouse | 2026-12-31 | 2026-12-17 | 0
safety-[ | none : 2L1T safety stock | RMU | HALB | 8DF-052-0055 | Grounding plate | 593 | 0 | 593 | PR Required | - | PR |  | SEP |  | JD01-Jeddah Central Warehouse | 2026-12-31 | 2026-12-17 | 0
safety-[ | none : 2L2T safety stock | RMU | HALB | 8DF-062-0014(A) | Transformer mounting plate 1 (CHUANGYIN) | 30 | 0 | 30 | PR Required | - | PR |  | SEP |  | JD01-Jeddah Central Warehouse | 2026-12-31 | 2026-12-17 | 0
safety-[ | none : 2L1T safety stock | RMU | HALB | 8DF-062-0014(A) | Transformer mounting plate 1 (CHUANGYIN) | 593 | 0 | 593 | PR Required | - | PR |  | SEP |  | JD01-Jeddah Central Warehouse | 2026-12-31 | 2026-12-17 | 0
safety-[ | none : 2L2T safety stock | RMU | HALB | 8DF-062-0015A | Transformer mounting plate 2 (CHUANGYIN) | 30 | 0 | 30 | PR Required | - | PR |  | SEP |  | JD01-Jeddah Central Warehouse | 2026-12-31 | 2026-12-17 | 0
safety-[ | none : 2L1T safety stock | RMU | HALB | 8DF-062-0015A | Transformer mounting plate 2 (CHUANGYIN) | 593 | 0 | 593 | PR Required | - | PR |  | SEP |  | JD01-Jeddah Central Warehouse | 2026-12-31 | 2026-12-17 | 0
safety-[ | none : 2L2T safety stock | RMU | HALB | 8DF-270-0007 | Grounding bar protection plate | 30 | 0 | 30 | PR Required | - | PR |  | SEP |  | JD01-Jeddah Central Warehouse | 2026-12-31 | 2026-12-17 | 0
safety-[ | none : 2L1T safety stock | RMU | HALB | 8DF-270-0007 | Grounding bar protection plate | 593 | 0 | 593 | PR Required | - | PR |  | SEP |  | JD01-Jeddah Central Warehouse | 2026-12-31 | 2026-12-17 | 0
safety-[ | none : 2L2T safety stock | RMU | HALB | 8DF.0815.1025 | Casing protection plate 1 | 30 | 0 | 30 | PR Required | - | PR |  | SEP |  | JD01-Jeddah Central Warehouse | 2026-12-31 | 2026-12-17 | 0
safety-[ | none : 2L1T safety stock | RMU | HALB | 8DF.0815.1025 | Casing protection plate 1 | 593 | 0 | 593 | PR Required | - | PR |  | SEP |  | JD01-Jeddah Central Warehouse | 2026-12-31 | 2026-12-17 | 0
safety-[ | none : 2L2T safety stock | RMU | HALB | 8DF.0815.1026 | Casing protection plate 2 | 60 | 0 | 60 | PR Required | - | PR |  | SEP |  | JD01-Jeddah Central Warehouse | 2026-12-31 | 2026-12-17 | 0
safety-[ | none : 2L1T safety stock | RMU | HALB | 8DF.0815.1026 | Casing protection plate 2 | 593 | 0 | 593 | PR Required | - | PR |  | SEP |  | JD01-Jeddah Central Warehouse | 2026-12-31 | 2026-12-17 | 0
safety-[ | none : 2L2T safety stock | RMU | HALB | 8DF.0815.1027 | Casing protection plate 3 | 30 | 0 | 30 | PR Required | - | PR |  | SEP |  | JD01-Jeddah Central Warehouse | 2026-12-31 | 2026-12-17 | 0
safety-[ | none : 2L1T safety stock | RMU | HALB | 8DF.0815.1027 | Casing protection plate 3 | 593 | 0 | 593 | PR Required | - | PR |  | SEP |  | JD01-Jeddah Central Warehouse | 2026-12-31 | 2026-12-17 | 0
safety-[ | none : 2L2T safety stock | RMU | HALB | 8DF.0815.1081 | Ground bar 1 | 30 | 0 | 30 | PR Required | - | PR |  | SEP |  | JD01-Jeddah Central Warehouse | 2026-12-31 | 2026-12-17 | 0
safety-[ | none : 2L1T safety stock | RMU | HALB | 8DF.0815.1081 | Ground bar 1 | 593 | 0 | 593 | PR Required | - | PR |  | SEP |  | JD01-Jeddah Central Warehouse | 2026-12-31 | 2026-12-17 | 0
safety-[ | none : 2L2T safety stock | RMU | HALB | 8DF.0815.1082 | Ground bar 2 | 30 | 0 | 30 | PR Required | - | PR |  | SEP |  | JD01-Jeddah Central Warehouse | 2026-12-31 | 2026-12-17 | 0
safety-[ | none : 2L1T safety stock | RMU | HALB | 8DF.0815.1082 | Ground bar 2 | 593 | 0 | 593 | PR Required | - | PR |  | SEP |  | JD01-Jeddah Central Warehouse | 2026-12-31 | 2026-12-17 | 0
safety-[ | none : 2L2T safety stock | RMU | HALB | 8DF.0815.1083 | Ground bar 3 | 30 | 0 | 30 | PR Required | - | PR |  | SEP |  | JD01-Jeddah Central Warehouse | 2026-12-31 | 2026-12-17 | 0
safety-[ | none : 2L1T safety stock | RMU | HALB | 8DF.0815.1083 | Ground bar 3 | 593 | 0 | 593 | PR Required | - | PR |  | SEP |  | JD01-Jeddah Central Warehouse | 2026-12-31 | 2026-12-17 | 0
safety-[ | none : 2L1T safety stock | RMU | HALB | 8DF.0815.1084 | Ground bar 4 | 593 | 0 | 593 | PR Required | - | PR |  | SEP |  | JD01-Jeddah Central Warehouse | 2026-12-31 | 2026-12-17 | 0
safety-[ | none : 2L2T safety stock | RMU | HALB | 8DF.0815.1086 | Ground bar 6 | 30 | 0 | 30 | PR Required | - | PR |  | SEP |  | JD01-Jeddah Central Warehouse | 2026-12-31 | 2026-12-17 | 0
safety-[ | none : 2L1T safety stock | RMU | HALB | 8DF.0815.1086 | Ground bar 6 | 593 | 0 | 593 | PR Required | - | PR |  | SEP |  | JD01-Jeddah Central Warehouse | 2026-12-31 | 2026-12-17 | 0
safety-[ | none : 2L2T safety stock | RMU | HALB | 8DF.0815.1087 | Ground bar 7 | 30 | 0 | 30 | PR Required | - | PR |  | SEP |  | JD01-Jeddah Central Warehouse | 2026-12-31 | 2026-12-17 | 0
safety-[ | none : 2L1T safety stock | RMU | HALB | 8DF.0815.1087 | Ground bar 7 | 593 | 0 | 593 | PR Required | - | PR |  | SEP |  | JD01-Jeddah Central Warehouse | 2026-12-31 | 2026-12-17 | 0
safety-[ | none : 2L2T safety stock | RMU | HALB | 8DF.0815.1105 | Interlocking Plate 3 | 60 | 0 | 60 | PR Required | - | PR |  | SEP |  | JD01-Jeddah Central Warehouse | 2026-12-31 | 2026-12-17 | 0
safety-[ | none : 2L1T safety stock | RMU | HALB | 8DF.0815.1105 | Interlocking Plate 3 | 670 | 0 | 670 | PR Required | - | PR |  | SEP |  | JD01-Jeddah Central Warehouse | 2026-12-31 | 2026-12-17 | 0
safety-[ | none : 2L2T safety stock | RMU | HALB | 8DF.0815.1242 | Cable room protection panel 4 | 60 | 0 | 60 | PR Required | - | PR |  | SEP |  | JD01-Jeddah Central Warehouse | 2026-12-31 | 2026-12-17 | 0
safety-[ | none : 2L1T safety stock | RMU | HALB | 8DF.0815.1242 | Cable room protection panel 4 | 1186 | 0 | 1186 | PR Required | - | PR |  | SEP |  | JD01-Jeddah Central Warehouse | 2026-12-31 | 2026-12-17 | 0
safety-[ | none : 2L2T safety stock | RMU | HALB | 8DF.0815.1260 | POWER MODULE MOUNTING PLATE | 30 | 0 | 30 | PR Required | - | PR |  | SEP |  | JD01-Jeddah Central Warehouse | 2026-12-31 | 2026-12-17 | 0
safety-[ | none : 2L1T safety stock | RMU | HALB | 8DF.0815.1260 | POWER MODULE MOUNTING PLATE | 593 | 0 | 593 | PR Required | - | PR |  | SEP |  | JD01-Jeddah Central Warehouse | 2026-12-31 | 2026-12-17 | 0
safety-[ | none : 2L2T safety stock | RMU | HALB | 8DF.0817.0607 | Cable binding clip | 150 | 0 | 150 | PR Required | - | PR |  | SEP |  | JD01-Jeddah Central Warehouse | 2026-12-31 | 2026-12-17 | 0
safety-[ | none : 2L1T safety stock | RMU | HALB | 8DF.0817.0607 | Cable binding clip | 2965 | 0 | 2965 | PR Required | - | PR |  | SEP |  | JD01-Jeddah Central Warehouse | 2026-12-31 | 2026-12-17 | 0
safety-[ | none : 2L2T safety stock | RMU | HALB | 8DF.0818.1001(A) | lower left side panel | 30 | 0 | 30 | PR Required | - | PR |  | SEP |  | JD01-Jeddah Central Warehouse | 2026-12-31 | 2026-12-17 | 0
safety-[ | none : 2L1T safety stock | RMU | HALB | 8DF.0818.1001(A) | lower left side panel | 593 | 0 | 593 | PR Required | - | PR |  | SEP |  | JD01-Jeddah Central Warehouse | 2026-12-31 | 2026-12-17 | 0
safety-[ | none : 2L2T safety stock | RMU | HALB | 8DF.0818.1002(A) | lower right side panel | 30 | 0 | 30 | PR Required | - | PR |  | SEP |  | JD01-Jeddah Central Warehouse | 2026-12-31 | 2026-12-17 | 0
safety-[ | none : 2L1T safety stock | RMU | HALB | 8DF.0818.1002(A) | lower right side panel | 593 | 0 | 593 | PR Required | - | PR |  | SEP |  | JD01-Jeddah Central Warehouse | 2026-12-31 | 2026-12-17 | 0
safety-[ | none : 2L1T safety stock | RMU | HALB | 8DF.0818.1006(A) | Front center cross member | 593 | 0 | 593 | PR Required | - | PR |  | SEP |  | JD01-Jeddah Central Warehouse | 2026-12-31 | 2026-12-17 | 0
safety-[ | none : 2L1T safety stock | RMU | HALB | 8DF.0818.1007 | Front bottom cross member | 593 | 0 | 593 | PR Required | - | PR |  | SEP |  | JD01-Jeddah Central Warehouse | 2026-12-31 | 2026-12-17 | 0
safety-[ | none : 2L1T safety stock | RMU | HALB | 8DF.0818.1008 | Rear bottom cross member | 593 | 0 | 593 | PR Required | - | PR |  | SEP |  | JD01-Jeddah Central Warehouse | 2026-12-31 | 2026-12-17 | 0
safety-[ | none : 2L1T safety stock | RMU | HALB | 8DF.0818.1009 | Rear center cross member | 593 | 0 | 593 | PR Required | - | PR |  | SEP |  | JD01-Jeddah Central Warehouse | 2026-12-31 | 2026-12-17 | 0
safety-[ | none : 2L1T safety stock | RMU | HALB | 8DF.0818.1010(A) | vertical partition | 593 | 0 | 593 | PR Required | - | PR |  | SEP |  | JD01-Jeddah Central Warehouse | 2026-12-31 | 2026-12-17 | 0
safety-[ | none : 2L2T safety stock | RMU | HALB | 8DF.0818.1011 | Partition door frame (Bend Up) | 60 | 0 | 60 | PR Required | - | PR |  | SEP |  | JD01-Jeddah Central Warehouse | 2026-12-31 | 2026-12-17 | 0
safety-[ | none : 2L1T safety stock | RMU | HALB | 8DF.0818.1011 | Partition door frame (Bend Up) | 593 | 0 | 593 | PR Required | - | PR |  | SEP |  | JD01-Jeddah Central Warehouse | 2026-12-31 | 2026-12-17 | 0
safety-[ | none : 2L2T safety stock | RMU | HALB | 8DF.0818.1011B | Partition door frame (Bend Down) | 30 | 0 | 30 | PR Required | - | PR |  | SEP |  | JD01-Jeddah Central Warehouse | 2026-12-31 | 2026-12-17 | 0
safety-[ | none : 2L1T safety stock | RMU | HALB | 8DF.0818.1011B | Partition door frame (Bend Down) | 593 | 0 | 593 | PR Required | - | PR |  | SEP |  | JD01-Jeddah Central Warehouse | 2026-12-31 | 2026-12-17 | 0
safety-[ | none : 2L2T safety stock | RMU | HALB | 8DF.0818.1012 | Bottom plate pressure relief piece | 120 | 0 | 120 | PR Required | - | PR |  | SEP |  | JD01-Jeddah Central Warehouse | 2026-12-31 | 2026-12-17 | 0
safety-[ | none : 2L1T safety stock | RMU | HALB | 8DF.0818.1012 | Bottom plate pressure relief piece | 1779 | 0 | 1779 | PR Required | - | PR |  | SEP |  | JD01-Jeddah Central Warehouse | 2026-12-31 | 2026-12-17 | 0
safety-[ | none : 2L2T safety stock | RMU | HALB | 8DF.0818.1015 | Cable room bottom plate 1 | 120 | 0 | 120 | PR Required | - | PR |  | SEP |  | JD01-Jeddah Central Warehouse | 2026-12-31 | 2026-12-17 | 0
safety-[ | none : 2L1T safety stock | RMU | HALB | 8DF.0818.1015 | Cable room bottom plate 1 | 1186 | 0 | 1186 | PR Required | - | PR |  | SEP |  | JD01-Jeddah Central Warehouse | 2026-12-31 | 2026-12-17 | 0
safety-[ | none : 2L2T safety stock | RMU | HALB | 8DF.0818.1016A | Cable room bottom plate 2 | 120 | 0 | 120 | PR Required | - | PR |  | SEP |  | JD01-Jeddah Central Warehouse | 2026-12-31 | 2026-12-17 | 0
safety-[ | none : 2L1T safety stock | RMU | HALB | 8DF.0818.1016A | Cable room bottom plate 2 | 2372 | 0 | 2372 | PR Required | - | PR |  | SEP |  | JD01-Jeddah Central Warehouse | 2026-12-31 | 2026-12-17 | 0
safety-[ | none : 2L2T safety stock | RMU | HALB | 8DF.0818.1018 | Cable clamp 1 | 120 | 0 | 120 | PR Required | - | PR |  | SEP |  | JD01-Jeddah Central Warehouse | 2026-12-31 | 2026-12-17 | 0
safety-[ | none : 2L1T safety stock | RMU | HALB | 8DF.0818.1018 | Cable clamp 1 | 1186 | 0 | 1186 | PR Required | - | PR |  | SEP |  | JD01-Jeddah Central Warehouse | 2026-12-31 | 2026-12-17 | 0
safety-[ | none : 2L2T safety stock | RMU | HALB | 8DF.0818.1019A | Cable clamp 2 | 120 | 0 | 120 | PR Required | - | PR |  | SEP |  | JD01-Jeddah Central Warehouse | 2026-12-31 | 2026-12-17 | 0
safety-[ | none : 2L1T safety stock | RMU | HALB | 8DF.0818.1019A | Cable clamp 2 | 2372 | 0 | 2372 | PR Required | - | PR |  | SEP |  | JD01-Jeddah Central Warehouse | 2026-12-31 | 2026-12-17 | 0
safety-[ | none : 2L2T safety stock | RMU | HALB | 8DF.0818.1020 | Cable room protection panel 1 | 180 | 0 | 180 | PR Required | - | PR |  | SEP |  | JD01-Jeddah Central Warehouse | 2026-12-31 | 2026-12-17 | 0
safety-[ | none : 2L1T safety stock | RMU | HALB | 8DF.0818.1020 | Cable room protection panel 1 | 2372 | 0 | 2372 | PR Required | - | PR |  | SEP |  | JD01-Jeddah Central Warehouse | 2026-12-31 | 2026-12-17 | 0
safety-[ | none : 2L2T safety stock | RMU | HALB | 8DF.0818.1021 | Cable room protection panel 2 | 120 | 0 | 120 | PR Required | - | PR |  | SEP |  | JD01-Jeddah Central Warehouse | 2026-12-31 | 2026-12-17 | 0
safety-[ | none : 2L1T safety stock | RMU | HALB | 8DF.0818.1021 | Cable room protection panel 2 | 1779 | 0 | 1779 | PR Required | - | PR |  | SEP |  | JD01-Jeddah Central Warehouse | 2026-12-31 | 2026-12-17 | 0
safety-[ | none : 2L2T safety stock | RMU | HALB | 8DF.0818.1022 | Cable room protection panel 3 | 120 | 0 | 120 | PR Required | - | PR |  | SEP |  | JD01-Jeddah Central Warehouse | 2026-12-31 | 2026-12-17 | 0
safety-[ | none : 2L1T safety stock | RMU | HALB | 8DF.0818.1022 | Cable room protection panel 3 | 1779 | 0 | 1779 | PR Required | - | PR |  | SEP |  | JD01-Jeddah Central Warehouse | 2026-12-31 | 2026-12-17 | 0
safety-[ | none : 2L2T safety stock | RMU | HALB | 8DF.0818.1026 | Cable room door upper handle | 120 | 0 | 120 | PR Required | - | PR |  | SEP |  | JD01-Jeddah Central Warehouse | 2026-12-31 | 2026-12-17 | 0
safety-[ | none : 2L1T safety stock | RMU | HALB | 8DF.0818.1026 | Cable room door upper handle | 1779 | 0 | 1779 | PR Required | - | PR |  | SEP |  | JD01-Jeddah Central Warehouse | 2026-12-31 | 2026-12-17 | 0
safety-[ | none : 2L2T safety stock | RMU | HALB | 8DF.0818.1027 | Cable room door inner handle | 120 | 0 | 120 | PR Required | - | PR |  | SEP |  | JD01-Jeddah Central Warehouse | 2026-12-31 | 2026-12-17 | 0
safety-[ | none : 2L1T safety stock | RMU | HALB | 8DF.0818.1027 | Cable room door inner handle | 1779 | 0 | 1779 | PR Required | - | PR |  | SEP |  | JD01-Jeddah Central Warehouse | 2026-12-31 | 2026-12-17 | 0
safety-[ | none : 2L2T safety stock | RMU | HALB | 8DF.0818.1031A | Left side cover | 30 | 0 | 30 | PR Required | - | PR |  | SEP |  | JD01-Jeddah Central Warehouse | 2026-12-31 | 2026-12-17 | 0
safety-[ | none : 2L1T safety stock | RMU | HALB | 8DF.0818.1031A | Left side cover | 593 | 0 | 593 | PR Required | - | PR |  | SEP |  | JD01-Jeddah Central Warehouse | 2026-12-31 | 2026-12-17 | 0
safety-[ | none : 2L2T safety stock | RMU | HALB | 8DF.0818.1032A | Right side cover | 30 | 0 | 30 | PR Required | - | PR |  | SEP |  | JD01-Jeddah Central Warehouse | 2026-12-31 | 2026-12-17 | 0
safety-[ | none : 2L1T safety stock | RMU | HALB | 8DF.0818.1032A | Right side cover | 593 | 0 | 593 | PR Required | - | PR |  | SEP |  | JD01-Jeddah Central Warehouse | 2026-12-31 | 2026-12-17 | 0
safety-[ | none : 2L1T safety stock | RMU | HALB | 8DF.0818.1033A | Upper sealing plate | 593 | 0 | 593 | PR Required | - | PR |  | SEP |  | JD01-Jeddah Central Warehouse | 2026-12-31 | 2026-12-17 | 0
safety-[ | none : 2L1T safety stock | RMU | HALB | 8DF.0818.1034A | Lower sealing plate | 593 | 0 | 593 | PR Required | - | PR |  | SEP |  | JD01-Jeddah Central Warehouse | 2026-12-31 | 2026-12-17 | 0
safety-[ | none : 2L2T safety stock | RMU | HALB | 8DF.0818.1035(A) | CB Agency Panel | 30 | 0 | 30 | PR Required | - | PR |  | SEP |  | JD01-Jeddah Central Warehouse | 2026-12-31 | 2026-12-17 | 0
safety-[ | none : 2L1T safety stock | RMU | HALB | 8DF.0818.1035(A) | CB Agency Panel | 593 | 0 | 593 | PR Required | - | PR |  | SEP |  | JD01-Jeddah Central Warehouse | 2026-12-31 | 2026-12-17 | 0
safety-[ | none : 2L2T safety stock | RMU | HALB | 8DF.0818.1036 | Cable Test Box | 60 | 0 | 60 | PR Required | - | PR |  | SEP |  | JD01-Jeddah Central Warehouse | 2026-12-31 | 2026-12-17 | 0
safety-[ | none : 2L1T safety stock | RMU | HALB | 8DF.0818.1036 | Cable Test Box | 1186 | 0 | 1186 | PR Required | - | PR |  | SEP |  | JD01-Jeddah Central Warehouse | 2026-12-31 | 2026-12-17 | 0
safety-[ | none : 2L2T safety stock | RMU | HALB | 8DF.0818.1039 | File Holder | 30 | 0 | 30 | PR Required | - | PR |  | SEP |  | JD01-Jeddah Central Warehouse | 2026-12-31 | 2026-12-17 | 0
safety-[ | none : 2L1T safety stock | RMU | HALB | 8DF.0818.1039 | File Holder | 593 | 0 | 593 | PR Required | - | PR |  | SEP |  | JD01-Jeddah Central Warehouse | 2026-12-31 | 2026-12-17 | 0
safety-[ | none : 2L2T safety stock | RMU | HALB | 8DF.0818.1041 | Mechanism room fixing block | 210 | 0 | 210 | PR Required | - | PR |  | SEP |  | JD01-Jeddah Central Warehouse | 2026-12-31 | 2026-12-17 | 0
safety-[ | none : 2L1T safety stock | RMU | HALB | 8DF.0818.1041 | Mechanism room fixing block | 2965 | 0 | 2965 | PR Required | - | PR |  | SEP |  | JD01-Jeddah Central Warehouse | 2026-12-31 | 2026-12-17 | 0
safety-[ | none : 2L1T safety stock | RMU | HALB | 8DF.0818.1042 | Mechanism room fixing plate | 593 | 0 | 593 | PR Required | - | PR |  | SEP |  | JD01-Jeddah Central Warehouse | 2026-12-31 | 2026-12-17 | 0
safety-[ | none : 2L2T safety stock | RMU | HALB | 8DF.0818.1043 | Mechanism room fixed plate 2 | 30 | 0 | 30 | PR Required | - | PR |  | SEP |  | JD01-Jeddah Central Warehouse | 2026-12-31 | 2026-12-17 | 0
safety-[ | none : 2L1T safety stock | RMU | HALB | 8DF.0818.1043 | Mechanism room fixed plate 2 | 593 | 0 | 593 | PR Required | - | PR |  | SEP |  | JD01-Jeddah Central Warehouse | 2026-12-31 | 2026-12-17 | 0
safety-[ | none : 2L2T safety stock | RMU | HALB | 8DF.0818.1044 | Mechanism room fixed block 2 | 210 | 0 | 210 | PR Required | - | PR |  | SEP |  | JD01-Jeddah Central Warehouse | 2026-12-31 | 2026-12-17 | 0
safety-[ | none : 2L1T safety stock | RMU | HALB | 8DF.0818.1044 | Mechanism room fixed block 2 | 2965 | 0 | 2965 | PR Required | - | PR |  | SEP |  | JD01-Jeddah Central Warehouse | 2026-12-31 | 2026-12-17 | 0
safety-[ | none : 2L2T safety stock | RMU | HALB | 8DF.0818.1045 | CCVCMechanism room fixing plate | 30 | 0 | 30 | PR Required | - | PR |  | SEP |  | JD01-Jeddah Central Warehouse | 2026-12-31 | 2026-12-17 | 0
safety-[ | none : 2L2T safety stock | RMU | HALB | 8DF.0818.1046 | Lock Tongue | 60 | 0 | 60 | PR Required | - | PR |  | SEP |  | JD01-Jeddah Central Warehouse | 2026-12-31 | 2026-12-17 | 0
safety-[ | none : 2L1T safety stock | RMU | HALB | 8DF.0818.1046 | Lock Tongue | 610 | 0 | 610 | PR Required | - | PR |  | SEP |  | JD01-Jeddah Central Warehouse | 2026-12-31 | 2026-12-17 | 0
safety-[ | none : 2L2T safety stock | RMU | HALB | 8DF.0818.1050 | Cable room door | 120 | 0 | 120 | PR Required | - | PR |  | SEP |  | JD01-Jeddah Central Warehouse | 2026-12-31 | 2026-12-17 | 0
safety-[ | none : 2L1T safety stock | RMU | HALB | 8DF.0818.1050 | Cable room door | 1779 | 0 | 1779 | PR Required | - | PR |  | SEP |  | JD01-Jeddah Central Warehouse | 2026-12-31 | 2026-12-17 | 0
safety-[ | none : 2L2T safety stock | RMU | HALB | 8DF.0818.1051 | Cable room partition | 120 | 0 | 120 | PR Required | - | PR |  | SEP |  | JD01-Jeddah Central Warehouse | 2026-12-31 | 2026-12-17 | 0
safety-[ | none : 2L1T safety stock | RMU | HALB | 8DF.0818.1051 | Cable room partition | 1779 | 0 | 1779 | PR Required | - | PR |  | SEP |  | JD01-Jeddah Central Warehouse | 2026-12-31 | 2026-12-17 | 0
safety-[ | none : 2L2T safety stock | RMU | HALB | 8DF.0818.1085 | CCVC Ground bar 4 | 30 | 0 | 30 | PR Required | - | PR |  | SEP |  | JD01-Jeddah Central Warehouse | 2026-12-31 | 2026-12-17 | 0
safety-[ | none : 2L2T safety stock | RMU | ROH | 8DF.0818.1115 | left support plate | 60 | 0 | 60 | PR Required | - | PR |  | Outer Enclosure |  | JD01-Jeddah Central Warehouse | 2026-12-31 | 2026-12-17 | 0
safety-[ | none : 2L1T safety stock | RMU | ROH | 8DF.0818.1115 | left support plate | 1186 | 0 | 1186 | PR Required | - | PR |  | Outer Enclosure |  | JD01-Jeddah Central Warehouse | 2026-12-31 | 2026-12-17 | 0
safety-[ | none : 2L2T safety stock | RMU | HALB | 8DF.0818.1209A | CABLE ROOM BOTTOM PLATE 3 | 60 | 0 | 60 | PR Required | - | PR |  | SEP |  | JD01-Jeddah Central Warehouse | 2026-12-31 | 2026-12-17 | 0
safety-[ | none : 2L1T safety stock | RMU | HALB | 8DF.0818.1209A | CABLE ROOM BOTTOM PLATE 3 | 593 | 0 | 593 | PR Required | - | PR |  | SEP |  | JD01-Jeddah Central Warehouse | 2026-12-31 | 2026-12-17 | 0
safety-[ | none : 2L2T safety stock | RMU | HALB | 8DF.0818.1209C | CABLE ROOM BOTTOM PLATE 3-1 | 60 | 0 | 60 | PR Required | - | PR |  | SEP |  | JD01-Jeddah Central Warehouse | 2026-12-31 | 2026-12-17 | 0
safety-[ | none : 2L1T safety stock | RMU | HALB | 8DF.0818.1209C | CABLE ROOM BOTTOM PLATE 3-1 | 1186 | 0 | 1186 | PR Required | - | PR |  | SEP |  | JD01-Jeddah Central Warehouse | 2026-12-31 | 2026-12-17 | 0
safety-[ | none : 2L2T safety stock | RMU | HALB | 8DF.0818.1220 | Instrument room left sealing panel | 30 | 0 | 30 | PR Required | - | PR |  | SEP |  | JD01-Jeddah Central Warehouse | 2026-12-31 | 2026-12-17 | 0
safety-[ | none : 2L1T safety stock | RMU | HALB | 8DF.0818.1220 | Instrument room left sealing panel | 593 | 0 | 593 | PR Required | - | PR |  | SEP |  | JD01-Jeddah Central Warehouse | 2026-12-31 | 2026-12-17 | 0
safety-[ | none : 2L1T safety stock | RMU | HALB | 8DF.0818.1221(A) | CVC Instrument Room Floor | 593 | 0 | 593 | PR Required | - | PR |  | SEP |  | JD01-Jeddah Central Warehouse | 2026-12-31 | 2026-12-17 | 0
safety-[ | none : 2L1T safety stock | RMU | HALB | 8DF.0818.1222 | Instrument room roof | 593 | 0 | 593 | PR Required | - | PR |  | SEP |  | JD01-Jeddah Central Warehouse | 2026-12-31 | 2026-12-17 | 0
safety-[ | none : 2L2T safety stock | RMU | HALB | 8DF.0818.1223(A) | Instrument box right side sealing plate | 30 | 0 | 30 | PR Required | - | PR |  | SEP |  | JD01-Jeddah Central Warehouse | 2026-12-31 | 2026-12-17 | 0
safety-[ | none : 2L1T safety stock | RMU | HALB | 8DF.0818.1223(A) | Instrument box right side sealing plate | 593 | 0 | 593 | PR Required | - | PR |  | SEP |  | JD01-Jeddah Central Warehouse | 2026-12-31 | 2026-12-17 | 0
safety-[ | none : 2L2T safety stock | RMU | HALB | 8DF.0818.1224 | Instrument room column | 30 | 0 | 30 | PR Required | - | PR |  | SEP |  | JD01-Jeddah Central Warehouse | 2026-12-31 | 2026-12-17 | 0
safety-[ | none : 2L1T safety stock | RMU | HALB | 8DF.0818.1224 | Instrument room column | 593 | 0 | 593 | PR Required | - | PR |  | SEP |  | JD01-Jeddah Central Warehouse | 2026-12-31 | 2026-12-17 | 0
safety-[ | none : 2L1T safety stock | RMU | HALB | 8DF.0818.1225 | Left instrument door | 593 | 0 | 593 | PR Required | - | PR |  | SEP |  | JD01-Jeddah Central Warehouse | 2026-12-31 | 2026-12-17 | 0
safety-[ | none : 2L1T safety stock | RMU | HALB | 8DF.0818.1226 | Right instrument door | 593 | 0 | 593 | PR Required | - | PR |  | SEP |  | JD01-Jeddah Central Warehouse | 2026-12-31 | 2026-12-17 | 0
safety-[ | none : 2L2T safety stock | RMU | HALB | 8DF.0818.1227 | Instrument room vertical panel | 30 | 0 | 30 | PR Required | - | PR |  | SEP |  | JD01-Jeddah Central Warehouse | 2026-12-31 | 2026-12-17 | 0
safety-[ | none : 2L1T safety stock | RMU | HALB | 8DF.0818.1227 | Instrument room vertical panel | 593 | 0 | 593 | PR Required | - | PR |  | SEP |  | JD01-Jeddah Central Warehouse | 2026-12-31 | 2026-12-17 | 0
safety-[ | none : 2L1T safety stock | RMU | HALB | 8DF.0818.1228 | LV terminal block bracket | 593 | 0 | 593 | PR Required | - | PR |  | SEP |  | JD01-Jeddah Central Warehouse | 2026-12-31 | 2026-12-17 | 0
safety-[ | none : 2L2T safety stock | RMU | HALB | 8DF.0818.1231 | Battery fixing plate | 30 | 0 | 30 | PR Required | - | PR |  | SEP |  | JD01-Jeddah Central Warehouse | 2026-12-31 | 2026-12-17 | 0
safety-[ | none : 2L1T safety stock | RMU | HALB | 8DF.0818.1231 | Battery fixing plate | 593 | 0 | 593 | PR Required | - | PR |  | SEP |  | JD01-Jeddah Central Warehouse | 2026-12-31 | 2026-12-17 | 0
safety-[ | none : 2L2T safety stock | RMU | HALB | 8DF.0818.1232 | V Cable clamp fixing plate | 60 | 0 | 60 | PR Required | - | PR |  | SEP |  | JD01-Jeddah Central Warehouse | 2026-12-31 | 2026-12-17 | 0
safety-[ | none : 2L1T safety stock | RMU | HALB | 8DF.0818.1232 | V Cable clamp fixing plate | 593 | 0 | 593 | PR Required | - | PR |  | SEP |  | JD01-Jeddah Central Warehouse | 2026-12-31 | 2026-12-17 | 0
safety-[ | none : 2L2T safety stock | RMU | HALB | 8DF.0818.1232A | C Cable clamp fixing plate | 60 | 0 | 60 | PR Required | - | PR |  | SEP |  | JD01-Jeddah Central Warehouse | 2026-12-31 | 2026-12-17 | 0
safety-[ | none : 2L1T safety stock | RMU | HALB | 8DF.0818.1232A | C Cable clamp fixing plate | 1186 | 0 | 1186 | PR Required | - | PR |  | SEP |  | JD01-Jeddah Central Warehouse | 2026-12-31 | 2026-12-17 | 0
safety-[ | none : 2L2T safety stock | RMU | HALB | 8DF.0818.1234 | Ground bar bracket | 240 | 0 | 240 | PR Required | - | PR |  | SEP |  | JD01-Jeddah Central Warehouse | 2026-12-31 | 2026-12-17 | 0
safety-[ | none : 2L1T safety stock | RMU | HALB | 8DF.0818.1234 | Ground bar bracket | 3558 | 0 | 3558 | PR Required | - | PR |  | SEP |  | JD01-Jeddah Central Warehouse | 2026-12-31 | 2026-12-17 | 0
safety-[ | none : 2L2T safety stock | RMU | HALB | 8DF.0818.1235(A) | Battery separator | 30 | 0 | 30 | PR Required | - | PR |  | SEP |  | JD01-Jeddah Central Warehouse | 2026-12-31 | 2026-12-17 | 0
safety-[ | none : 2L1T safety stock | RMU | HALB | 8DF.0818.1235(A) | Battery separator | 593 | 0 | 593 | PR Required | - | PR |  | SEP |  | JD01-Jeddah Central Warehouse | 2026-12-31 | 2026-12-17 | 0
safety-[ | none : 2L2T safety stock | RMU | HALB | 8DF.0818.1246(A) | LBS1 Agency Panel | 30 | 0 | 30 | PR Required | - | PR |  | SEP |  | JD01-Jeddah Central Warehouse | 2026-12-31 | 2026-12-17 | 0
safety-[ | none : 2L1T safety stock | RMU | HALB | 8DF.0818.1246(A) | LBS1 Agency Panel | 593 | 0 | 593 | PR Required | - | PR |  | SEP |  | JD01-Jeddah Central Warehouse | 2026-12-31 | 2026-12-17 | 0
safety-[ | none : 2L2T safety stock | RMU | HALB | 8DF.0818.1247(A) | LBS2 Agency Panel | 30 | 0 | 30 | PR Required | - | PR |  | SEP |  | JD01-Jeddah Central Warehouse | 2026-12-31 | 2026-12-17 | 0
safety-[ | none : 2L1T safety stock | RMU | HALB | 8DF.0818.1247(A) | LBS2 Agency Panel | 593 | 0 | 593 | PR Required | - | PR |  | SEP |  | JD01-Jeddah Central Warehouse | 2026-12-31 | 2026-12-17 | 0
safety-[ | none : 2L2T safety stock | RMU | HALB | 8DF.0818.1250A | Support plate 2 | 90 | 0 | 90 | PR Required | - | PR |  | SEP |  | JD01-Jeddah Central Warehouse | 2026-12-31 | 2026-12-17 | 0
safety-[ | none : 2L1T safety stock | RMU | HALB | 8DF.0818.1250A | Support plate 2 | 1186 | 0 | 1186 | PR Required | - | PR |  | SEP |  | JD01-Jeddah Central Warehouse | 2026-12-31 | 2026-12-17 | 0
safety-[ | none : 2L2T safety stock | RMU | HALB | 8DF.0818.1259 | Instrument door positioning plate | 60 | 0 | 60 | PR Required | - | PR |  | SEP |  | JD01-Jeddah Central Warehouse | 2026-12-31 | 2026-12-17 | 0
safety-[ | none : 2L1T safety stock | RMU | HALB | 8DF.0818.1259 | Instrument door positioning plate | 1186 | 0 | 1186 | PR Required | - | PR |  | SEP |  | JD01-Jeddah Central Warehouse | 2026-12-31 | 2026-12-17 | 0
safety-[ | none : 2L2T safety stock | RMU | HALB | 8DF.0818.1261 | Stroke bracket 2 | 60 | 0 | 60 | PR Required | - | PR |  | SEP |  | JD01-Jeddah Central Warehouse | 2026-12-31 | 2026-12-17 | 0
safety-[ | none : 2L1T safety stock | RMU | HALB | 8DF.0818.1261 | Stroke bracket 2 | 1186 | 0 | 1186 | PR Required | - | PR |  | SEP |  | JD01-Jeddah Central Warehouse | 2026-12-31 | 2026-12-17 | 0
safety-[ | none : 2L2T safety stock | RMU | HALB | 8DF.0818.1268 | Copper row hole protection plate | 30 | 0 | 30 | PR Required | - | PR |  | SEP |  | JD01-Jeddah Central Warehouse | 2026-12-31 | 2026-12-17 | 0
safety-[ | none : 2L1T safety stock | RMU | HALB | 8DF.0818.1268 | Copper row hole protection plate | 593 | 0 | 593 | PR Required | - | PR |  | SEP |  | JD01-Jeddah Central Warehouse | 2026-12-31 | 2026-12-17 | 0
safety-[ | none : 2L2T safety stock | RMU | HALB | 8DF.0818.1271A | Copper row hole protection plate (extended) | 30 | 0 | 30 | PR Required | - | PR |  | SEP |  | JD01-Jeddah Central Warehouse | 2026-12-31 | 2026-12-17 | 0
safety-[ | none : 2L1T safety stock | RMU | HALB | 8DF.0818.1271A | Copper row hole protection plate (extended) | 593 | 0 | 593 | PR Required | - | PR |  | SEP |  | JD01-Jeddah Central Warehouse | 2026-12-31 | 2026-12-17 | 0
safety-[ | none : 2L2T safety stock | RMU | HALB | 8DF.0818.1271B | Copper row hole protection plate (extended and fully sealed) | 30 | 0 | 30 | PR Required | - | PR |  | SEP |  | JD01-Jeddah Central Warehouse | 2026-12-31 | 2026-12-17 | 0
safety-[ | none : 2L1T safety stock | RMU | HALB | 8DF.0818.1271B | Copper row hole protection plate (extended and fully sealed) | 593 | 0 | 593 | PR Required | - | PR |  | SEP |  | JD01-Jeddah Central Warehouse | 2026-12-31 | 2026-12-17 | 0
safety-[ | none : 2L1T safety stock | RMU | HALB | 8DF.0818.1297 | Pressure relief chamber rear cover | 1186 | 0 | 1186 | PR Required | - | PR |  | SEP |  | JD01-Jeddah Central Warehouse | 2026-12-31 | 2026-12-17 | 0
safety-[ | none : 2L2T safety stock | RMU | HALB | 8DF.0818.1298 | Partition door frame 2 | 90 | 0 | 90 | PR Required | - | PR |  | SEP |  | JD01-Jeddah Central Warehouse | 2026-12-31 | 2026-12-17 | 0
safety-[ | none : 2L1T safety stock | RMU | HALB | 8DF.0818.1298 | Partition door frame 2 | 1186 | 0 | 1186 | PR Required | - | PR |  | SEP |  | JD01-Jeddah Central Warehouse | 2026-12-31 | 2026-12-17 | 0
safety-[ | none : 2L2T safety stock | RMU | HALB | 8DF.0818.1299 | Battery pressure plate | 30 | 0 | 30 | PR Required | - | PR |  | SEP |  | JD01-Jeddah Central Warehouse | 2026-12-31 | 2026-12-17 | 0
safety-[ | none : 2L1T safety stock | RMU | HALB | 8DF.0818.1299 | Battery pressure plate | 593 | 0 | 593 | PR Required | - | PR |  | SEP |  | JD01-Jeddah Central Warehouse | 2026-12-31 | 2026-12-17 | 0
safety-[ | none : 2L2T safety stock | RMU | HALB | 8DF.0818.1301 | Pressure relief chamber support beam | 30 | 0 | 30 | PR Required | - | PR |  | SEP |  | JD01-Jeddah Central Warehouse | 2026-12-31 | 2026-12-17 | 0
safety-[ | none : 2L1T safety stock | RMU | HALB | 8DF.0818.1301 | Pressure relief chamber support beam | 593 | 0 | 593 | PR Required | - | PR |  | SEP |  | JD01-Jeddah Central Warehouse | 2026-12-31 | 2026-12-17 | 0
safety-[ | none : 2L2T safety stock | RMU | HALB | 8DF.0818.1306(A) | CCVC Front center cross member | 30 | 0 | 30 | PR Required | - | PR |  | SEP |  | JD01-Jeddah Central Warehouse | 2026-12-31 | 2026-12-17 | 0
safety-[ | none : 2L2T safety stock | RMU | HALB | 8DF.0818.1307 | CCVC front bottom cross member | 30 | 0 | 30 | PR Required | - | PR |  | SEP |  | JD01-Jeddah Central Warehouse | 2026-12-31 | 2026-12-17 | 0
safety-[ | none : 2L2T safety stock | RMU | HALB | 8DF.0818.1308 | CCVC Rear bottom cross member | 30 | 0 | 30 | PR Required | - | PR |  | SEP |  | JD01-Jeddah Central Warehouse | 2026-12-31 | 2026-12-17 | 0
safety-[ | none : 2L2T safety stock | RMU | HALB | 8DF.0818.1309 | CCVC Rear center cross member | 30 | 0 | 30 | PR Required | - | PR |  | SEP |  | JD01-Jeddah Central Warehouse | 2026-12-31 | 2026-12-17 | 0
safety-[ | none : 2L2T safety stock | RMU | HALB | 8DF.0818.1310(A) | CCVC vertical partition | 30 | 0 | 30 | PR Required | - | PR |  | SEP |  | JD01-Jeddah Central Warehouse | 2026-12-31 | 2026-12-17 | 0
safety-[ | none : 2L2T safety stock | RMU | HALB | 8DF.0818.1313(A) | CCVC Instrument Room Floor | 30 | 0 | 30 | PR Required | - | PR |  | SEP |  | JD01-Jeddah Central Warehouse | 2026-12-31 | 2026-12-17 | 0
safety-[ | none : 2L2T safety stock | RMU | HALB | 8DF.0818.1314 | CCVC Instrument room roof | 30 | 0 | 30 | PR Required | - | PR |  | SEP |  | JD01-Jeddah Central Warehouse | 2026-12-31 | 2026-12-17 | 0
safety-[ | none : 2L2T safety stock | RMU | HALB | 8DF.0818.1315 | CVVC left instrument door | 30 | 0 | 30 | PR Required | - | PR |  | SEP |  | JD01-Jeddah Central Warehouse | 2026-12-31 | 2026-12-17 | 0
safety-[ | none : 2L2T safety stock | RMU | HALB | 8DF.0818.1317 | CCVC Pressure relief chamber rear cover | 60 | 0 | 60 | PR Required | - | PR |  | SEP |  | JD01-Jeddah Central Warehouse | 2026-12-31 | 2026-12-17 | 0
safety-[ | none : 2L2T safety stock | RMU | HALB | 8DF.0818.1318A | CVVC Lower sealing plate | 30 | 0 | 30 | PR Required | - | PR |  | SEP |  | JD01-Jeddah Central Warehouse | 2026-12-31 | 2026-12-17 | 0
safety-[ | none : 2L2T safety stock | RMU | HALB | 8DF.0818.1319A | CCVC Upper sealing plate | 30 | 0 | 30 | PR Required | - | PR |  | SEP |  | JD01-Jeddah Central Warehouse | 2026-12-31 | 2026-12-17 | 0
safety-[ | none : 2L2T safety stock | RMU | HALB | 8DF.0818.1362(A) | CB2 Agency Panel | 30 | 0 | 30 | PR Required | - | PR |  | SEP |  | JD01-Jeddah Central Warehouse | 2026-12-31 | 2026-12-17 | 0
safety-[ | none : 2L2T safety stock | RMU | ROH | DF240110376 | Operating Handle | 30 | 0 | 30 | PR Required | - | PR |  | Outer Enclosure |  | JD01-Jeddah Central Warehouse | 2026-12-31 | 2026-12-17 | 0
safety-[ | none : 2L1T safety stock | RMU | ROH | DF240110376 | Operating Handle | 593 | 0 | 593 | PR Required | - | PR |  | Outer Enclosure |  | JD01-Jeddah Central Warehouse | 2026-12-31 | 2026-12-17 | 0
safety-[ | none : 2L2T safety stock | RMU | ROH | DF240110385 | M24 Gran head nylon | 51 | 51 | 0 | 6100KDP02 | PO-SEP-6237-[27] | PO | 2025-11-15 | Outer Enclosure |  | JD01-Jeddah Central Warehouse | 2026-12-31 | 2026-12-17 | 0 | China Star (Dalian) Industry Co., Ltd. | 6100KDP02 // 3L1T & 2L2T SRMU Outer Enclosure (DFE Updated Design) M1 Material & Fastners for 677 Units | 531 | 24-06-2025 | 24-06-2025 |  |  | CSD25060201-SEA
safety-[ | none : 2L2T safety stock | RMU | ROH | DF240424022 | Threadlocker | 3 | 0 | 3 | PR Required | - | PR |  | SEP |  | JD01-Jeddah Central Warehouse | 2026-12-31 | 2026-12-17 | 0
safety-[ | none : 2L1T safety stock | RMU | ROH | DF240424022 | Threadlocker | 59.3 | 0 | 59.3 | PR Required | - | PR |  | SEP |  | JD01-Jeddah Central Warehouse | 2026-12-31 | 2026-12-17 | 0
safety-[ | none : 2L2T safety stock | RMU | ROH | DF240603043 | Glass glue | 1500 | 0 | 1500 | PR Required | - | PR |  | SEP |  | JD01-Jeddah Central Warehouse | 2026-12-31 | 2026-12-17 | 0
safety-[ | none : 2L1T safety stock | RMU | ROH | DF240603043 | Glass glue | 29650 | 0 | 29650 | PR Required | - | PR |  | SEP |  | JD01-Jeddah Central Warehouse | 2026-12-31 | 2026-12-17 | 0
safety-[ | none : 2L2T safety stock | RMU | ROH | DF240603044 | Varnish (Epoxy anti-corrosion clear topcoat) | 300 | 0 | 300 | PR Required | - | PR |  | SEP |  | JD01-Jeddah Central Warehouse | 2026-12-31 | 2026-12-17 | 0
safety-[ | none : 2L1T safety stock | RMU | ROH | DF240603044 | Varnish (Epoxy anti-corrosion clear topcoat) | 5930 | 0 | 5930 | PR Required | - | PR |  | SEP |  | JD01-Jeddah Central Warehouse | 2026-12-31 | 2026-12-17 | 0
safety-[ | none : 2L2T safety stock | RMU | ROH | DF240612026 | Styrofoam | 1500 | 0 | 1500 | PR Required | - | PR |  | SEP |  | JD01-Jeddah Central Warehouse | 2026-12-31 | 2026-12-17 | 0
safety-[ | none : 2L1T safety stock | RMU | ROH | DF240612026 | Styrofoam | 29650 | 0 | 29650 | PR Required | - | PR |  | SEP |  | JD01-Jeddah Central Warehouse | 2026-12-31 | 2026-12-17 | 0
safety-[ | none : 2L2T safety stock | RMU | ROH | DF241118007 | Unlock the locking knob | 120 | 0 | 120 | PR Required | - | PR |  | DFE-LV |  | JD01-Jeddah Central Warehouse | 2026-12-31 | 2026-12-17 | 0
safety-[ | none : 2L1T safety stock | RMU | ROH | DF241118007 | Unlock the locking knob | 351 | 0 | 351 | PR Required | - | PR |  | DFE-LV |  | JD01-Jeddah Central Warehouse | 2026-12-31 | 2026-12-17 | 0
safety-[ | none : 2L2T safety stock | RMU | ROH | DF241118008 | Transfer switch | 30 | 0 | 30 | PR Required | - | PR |  | DFE-LV |  | JD01-Jeddah Central Warehouse | 2026-12-31 | 2026-12-17 | 0
safety-[ | none : 2L1T safety stock | RMU | ROH | DF241118008 | Transfer switch | 162 | 0 | 162 | PR Required | - | PR |  | DFE-LV |  | JD01-Jeddah Central Warehouse | 2026-12-31 | 2026-12-17 | 0
safety-[ | none : 2L2T safety stock | RMU | ROH | DF250318010 | Cross groove large pan head screw Stainless steel | 180 | 0 | 180 | PR Required | - | PR |  | Outer Enclosure |  | JD01-Jeddah Central Warehouse | 2026-12-31 | 2026-12-17 | 0
safety-[ | none : 2L1T safety stock | RMU | ROH | DF250318010 | Cross groove large pan head screw Stainless steel | 4744 | 0 | 4744 | PR Required | - | PR |  | Outer Enclosure |  | JD01-Jeddah Central Warehouse | 2026-12-31 | 2026-12-17 | 0
safety-[ | none : 2L2T safety stock | RMU | ROH | DF250319002 | Nameplate-3L1T Stainless Steel | 30 | 0 | 30 | PR Required | - | PR |  | Outer Enclosure |  | JD01-Jeddah Central Warehouse | 2026-12-31 | 2026-12-17 | 0
safety-[ | none : 2L2T safety stock | RMU | ROH | NO CODE | 2L2T SRMU Operating CB2Mechanism Plate UV Screening | 30 | 0 | 30 | PR Required | - | PR |  | SEP |  | JD01-Jeddah Central Warehouse | 2026-12-31 | 2026-12-17 | 0
safety-[ | none : 2L2T safety stock | RMU | ROH | RMU0000000006 | 2L1T SRMU Cable Door UV Screening | 120 | 0 | 120 | PR Required | - | PR |  | SEP |  | JD01-Jeddah Central Warehouse | 2026-12-31 | 2026-12-17 | 0
safety-[ | none : 2L1T safety stock | RMU | ROH | RMU0000000006 | 2L1T SRMU Cable Door UV Screening | 1779 | 0 | 1779 | PR Required | - | PR |  | SEP |  | JD01-Jeddah Central Warehouse | 2026-12-31 | 2026-12-17 | 0
safety-[ | none : 2L2T safety stock | RMU | ROH | RMU0000000007 | 2L1T SRMU Operating LBS1 Mechanism Plate UV Screening | 30 | 0 | 30 | PR Required | - | PR |  | SEP |  | JD01-Jeddah Central Warehouse | 2026-12-31 | 2026-12-17 | 0
safety-[ | none : 2L1T safety stock | RMU | ROH | RMU0000000007 | 2L1T SRMU Operating LBS1 Mechanism Plate UV Screening | 593 | 0 | 593 | PR Required | - | PR |  | SEP |  | JD01-Jeddah Central Warehouse | 2026-12-31 | 2026-12-17 | 0
safety-[ | none : 2L2T safety stock | RMU | ROH | RMU0000000008 | 2L1T SRMU Operating CB1 Mechanism Plate UV Screening | 30 | 0 | 30 | PR Required | - | PR |  | SEP |  | JD01-Jeddah Central Warehouse | 2026-12-31 | 2026-12-17 | 0
safety-[ | none : 2L1T safety stock | RMU | ROH | RMU0000000008 | 2L1T SRMU Operating CB Mechanism Plate UV Screening | 593 | 0 | 593 | PR Required | - | PR |  | SEP |  | JD01-Jeddah Central Warehouse | 2026-12-31 | 2026-12-17 | 0
safety-[ | none : 2L2T safety stock | RMU | ROH | RMU0000000009 | 2LT SRMU Operating LBS2 Mechanism Plate UV Screening | 30 | 0 | 30 | PR Required | - | PR |  | SEP |  | JD01-Jeddah Central Warehouse | 2026-12-31 | 2026-12-17 | 0
safety-[ | none : 2L1T safety stock | RMU | ROH | RMU0000000009 | 2L1T SRMU Operating LBS2 Mechanism Plate UV Screening | 593 | 0 | 593 | PR Required | - | PR |  | SEP |  | JD01-Jeddah Central Warehouse | 2026-12-31 | 2026-12-17 | 0
safety-[ | none : 2L2T safety stock | RMU | ROH | RMU0000000010 | 2L1T SRMU Cable test door UV Screening | 60 | 0 | 60 | PR Required | - | PR |  | SEP |  | JD01-Jeddah Central Warehouse | 2026-12-31 | 2026-12-17 | 0
safety-[ | none : 2L1T safety stock | RMU | ROH | RMU0000000010 | 2L1T SRMU Cable test door UV Screening | 1186 | 0 | 1186 | PR Required | - | PR |  | SEP |  | JD01-Jeddah Central Warehouse | 2026-12-31 | 2026-12-17 | 0
safety-[ | none : 2L2T safety stock | RMU | ROH | SEP10160 | TRAFFOLYTE, BLACK/WHITE/WHITE - BLACK/TRAFFOLYTE | 15 | 0 | 15 | PR Required | - | PR |  | SEP |  | JD01-Jeddah Central Warehouse | 2026-12-31 | 2026-12-17 | 0
safety-[ | none : 2L1T safety stock | RMU | ROH | SEP10160 | TRAFFOLYTE, BLACK/WHITE/WHITE - BLACK/TRAFFOLYTE | 296.5 | 0 | 296.5 | PR Required | - | PR |  | SEP |  | JD01-Jeddah Central Warehouse | 2026-12-31 | 2026-12-17 | 0
safety-[ | none : 2L2T safety stock | RMU | ROH | SEP30124 | WIREMESH(30X1X20) gauze Stainless steel | 2.1 | 2.1 | 0 | free_stock | PO-SEP-8599-[7] | PO | 2026-03-30 | Outer Enclosure |  | JD01-Jeddah Central Warehouse | 2026-12-31 | 2026-12-17 | 0 | Dalian Jinda Industry Co.,Ltd | REPLACEMENT ORDER FOR PO-SEP-8120
safety-[ | none : 2L1T safety stock | RMU | ROH | SEP30124 | WIREMESH(30X1X20) gauze Stainless steel | 41.51 | 41.51 | 0 | free_stock | PO-SEP-8599-[7] | PO | 2026-03-30 | Outer Enclosure |  | JD01-Jeddah Central Warehouse | 2026-12-31 | 2026-12-17 | 0 | Dalian Jinda Industry Co.,Ltd | REPLACEMENT ORDER FOR PO-SEP-8120
safety-[ | none : 2L2T safety stock | RMU | ROH | SEP60001 | He Gas consumption | 4.2 | 0 | 4.2 | PR Required | - | PR |  | SEP |  | JD01-Jeddah Central Warehouse | 2026-12-31 | 2026-12-17 | 0
safety-[ | none : 2L1T safety stock | RMU | ROH | SEP60001 | He Gas consumption | 62.265 | 0 | 62.265 | PR Required | - | PR |  | SEP |  | JD01-Jeddah Central Warehouse | 2026-12-31 | 2026-12-17 | 0
safety-[ | none : 2L2T safety stock | RMU | ROH | SEP60002 | SF6 Gas consumption - 3 Way | 240 | 0 | 240 | PR Required | - | PR |  | SEP |  | JD01-Jeddah Central Warehouse | 2026-12-31 | 2026-12-17 | 0
safety-[ | none : 2L1T safety stock | RMU | ROH | SEP60002 | SF6 Gas consumption - 3 Way | 3558 | 0 | 3558 | PR Required | - | PR |  | SEP |  | JD01-Jeddah Central Warehouse | 2026-12-31 | 2026-12-17 | 0
safety-[ | none : 2L2T safety stock | RMU | ROH | SEP60003 | N2 Gas consumption | 2.4 | 0 | 2.4 | PR Required | - | PR |  | SEP |  | JD01-Jeddah Central Warehouse | 2026-12-31 | 2026-12-17 | 0
safety-[ | none : 2L1T safety stock | RMU | ROH | SEP60003 | N2 Gas consumption | 35.58 | 0 | 35.58 | PR Required | - | PR |  | SEP |  | JD01-Jeddah Central Warehouse | 2026-12-31 | 2026-12-17 | 0
safety-[ | none : 2L2T safety stock | RMU | ROH | SEP60004 | Robot mixed gas | 60 | 0 | 60 | PR Required | - | PR |  | SEP |  | JD01-Jeddah Central Warehouse | 2026-12-31 | 2026-12-17 | 0
safety-[ | none : 2L1T safety stock | RMU | ROH | SEP60004 | Robot mixed gas | 889.5 | 0 | 889.5 | PR Required | - | PR |  | SEP |  | JD01-Jeddah Central Warehouse | 2026-12-31 | 2026-12-17 | 0
safety-[ | none : 2L2T safety stock | RMU | ROH | SEP60005 | Argon gas | 42 | 0 | 42 | PR Required | - | PR |  | SEP |  | JD01-Jeddah Central Warehouse | 2026-12-31 | 2026-12-17 | 0
safety-[ | none : 2L1T safety stock | RMU | ROH | SEP60005 | Argon gas | 622.65 | 0 | 622.65 | PR Required | - | PR |  | SEP |  | JD01-Jeddah Central Warehouse | 2026-12-31 | 2026-12-17 | 0
safety-[ | none : 2L2T safety stock | RMU | ROH | SEP60006 | Stud Bolt welding - Mixed Gas | 24 | 0 | 24 | PR Required | - | PR |  | SEP |  | JD01-Jeddah Central Warehouse | 2026-12-31 | 2026-12-17 | 0
safety-[ | none : 2L1T safety stock | RMU | ROH | SEP60006 | Stud Bolt welding - Mixed Gas | 355.8 | 0 | 355.8 | PR Required | - | PR |  | SEP |  | JD01-Jeddah Central Warehouse | 2026-12-31 | 2026-12-17 | 0
safety-[ | none : 2L2T safety stock | RMU | ROH | SEP10853 | Washer, Flat, M10 | 220 | 0 | 220 | PR Required | - | PR |  | DFE-Gas Tank | Automated: Replaced 205041917 by SEP10853. Automated: Replaced 205041917 by SEP10853. | JD01-Jeddah Central Warehouse | 2026-12-31 | 2026-12-17 | 0
safety-[ | none : 2L2T safety stock | RMU | ROH | SEP10853 | Washer, Flat, M10 | 1200 | 0 | 1200 | PR Required | - | PR |  | SEP | Automated: Replaced 205041917 by SEP10853. Automated: Replaced 205041917 by SEP10853. | JD01-Jeddah Central Warehouse | 2026-12-31 | 2026-12-17 | 0
safety-[ | none : 2L1T safety stock | RMU | ROH | SEP10853 | Washer, Flat, M10 | 9488 | 0 | 9488 | PR Required | - | PR |  | DFE-Gas Tank | Automated: Replaced 205041917 by SEP10853. Automated: Replaced 205041917 by SEP10853. | JD01-Jeddah Central Warehouse | 2026-12-31 | 2026-12-17 | 0
safety-[ | none : 2L1T safety stock | RMU | ROH | SEP10853 | Washer, Flat, M10 | 16604 | 0 | 16604 | PR Required | - | PR |  | SEP | Automated: Replaced 205041917 by SEP10853. Automated: Replaced 205041917 by SEP10853. | JD01-Jeddah Central Warehouse | 2026-12-31 | 2026-12-17 | 0
safety-[ | none : 2L2T safety stock | RMU | ROH | 211002074 | Nut, Hexagonal Head, M8, Stainless Steel | 30 | 30 | 0 | 6100KDP02 | PO-SEP-6130-[47] | PO | 2025-10-30 | SEP | Automated: Replaced 211002074 by SEP10897. | JD01-Jeddah Central Warehouse | 2026-12-31 | 2026-12-17 | 0 | China Star (Dalian) Industry Co., Ltd. | 6100KDP02 (1300 QTY // SRMU 2L1T Cable Comp./Operating Mechanism Compartment M1 Internal Parts)
safety-[ | none : 2L2T safety stock | RMU | ROH | 211002074 | Nut, Hexagonal Head, M8, Stainless Steel | 60 | 60 | 0 | 6100KDP02 | PO-SEP-6130-[47] | PO | 2025-10-30 | Outer Enclosure | Automated: Replaced 211002074 by SEP10897. | JD01-Jeddah Central Warehouse | 2026-12-31 | 2026-12-17 | 0 | China Star (Dalian) Industry Co., Ltd. | 6100KDP02 (1300 QTY // SRMU 2L1T Cable Comp./Operating Mechanism Compartment M1 Internal Parts)
safety-[ | none : 2L1T safety stock | RMU | ROH | 211002074 | Nut, Hexagonal Head, M8, Stainless Steel | 705 | 705 | 0 | 6100KDP02 | PO-SEP-6130-[47] | PO | 2025-10-30 | Outer Enclosure | Automated: Replaced 211002074 by SEP10897. | JD01-Jeddah Central Warehouse | 2026-12-31 | 2026-12-17 | 0 | China Star (Dalian) Industry Co., Ltd. | 6100KDP02 (1300 QTY // SRMU 2L1T Cable Comp./Operating Mechanism Compartment M1 Internal Parts)
safety-[ | none : 2L2T safety stock | RMU | ROH | 211002077 | Nut, G.I, M6 | 240 | 39 | 201 | 6100K006 | PO-SEP-6784-[4] | PO | 2025-08-31 | DFE-LV | Automated: Replaced 211002077 by SEP30698. Automated: Replaced SEP30698 by SEP10851. Automated: Replaced SEP10851 by SEP30183. | JD01-Jeddah Central Warehouse | 2026-12-31 | 2026-12-17 | 0 | ALAM AL NIMA TRADING EST
safety-[ | none : 2L2T safety stock | RMU | ROH | 211002077 | Nut, G.I, M6 | 201 | 60 | 141 | 6100KDP02 | PO-SEP-6055-[51] | PO | 2025-11-10 | DFE-LV | Automated: Replaced 211002077 by SEP30698. Automated: Replaced SEP30698 by SEP10851. Automated: Replaced SEP10851 by SEP30183. | JD01-Jeddah Central Warehouse | 2026-12-31 | 2026-12-17 | 0 | Dongfang Electronics International Engineering Co. Ltd | 6100KDP02 // 2L2T SRMU LV Compartment Purchase Parts from DFE for 30 Units
safety-[ | none : 2L2T safety stock | RMU | ROH | 211002077 | Nut, G.I, M6 | 141 | 141 | 0 | 6100K005 | PO-SEP-4102-[126] | PO | 2025-11-30 | DFE-LV | Automated: Replaced 211002077 by SEP30698. Automated: Replaced SEP30698 by SEP10851. Automated: Replaced SEP10851 by SEP30183. | JD01-Jeddah Central Warehouse | 2026-12-31 | 2026-12-17 | 0 | Dongfang Electronics International Engineering Co. Ltd | 6100K005
safety-[ | none : 2L1T safety stock | RMU | ROH | 211002077 | Nut, G.I, M6 | 309 | 39 | 270 | 6100K005 | PO-SEP-4102-[126] | PO | 2025-11-30 | DFE-LV | Automated: Replaced 211002077 by SEP30698. Automated: Replaced SEP30698 by SEP10851. Automated: Replaced SEP10851 by SEP30183. | JD01-Jeddah Central Warehouse | 2026-12-31 | 2026-12-17 | 0 | Dongfang Electronics International Engineering Co. Ltd | 6100K005
safety-[ | none : 2L1T safety stock | RMU | ROH | SEP10851 | Nut, Hexagonal Head, M6, Stainless Steel | 270 | 270 | 0 | 6100KDP02 | PO-SEP-7697-[11] | PO | 2025-11-30 | DFE-LV | Automated: Replaced 211002077 by SEP30698. Automated: Replaced SEP30698 by SEP10851. Automated: Replaced SEP10851 by SEP30183. Automated: Replaced 211002077 by SEP30698. Automated: Replaced SEP30698 by SEP10851. | JD01-Jeddah Central Warehouse | 2026-12-31 | 2026-12-17 | 0 | China Star (Dalian) Industry Co., Ltd. | 6100KDP02 // 3L (310 Unit LV compartment Fasteners)
safety-[ | none : 2L2T safety stock | RMU | ROH | SEP10851 | Nut, Hexagonal Head, M6, Stainless Steel | 960 | 960 | 0 | 6100KDP02 | PO-SEP-7697-[11] | PO | 2025-11-30 | SEP | Automated: Replaced 211002077 by SEP30698. Automated: Replaced SEP30698 by SEP10851. Automated: Replaced SEP10851 by SEP30183. Automated: Replaced 211002077 by SEP30698. Automated: Replaced SEP30698 by SEP10851. | JD01-Jeddah Central Warehouse | 2026-12-31 | 2026-12-17 | 0 | China Star (Dalian) Industry Co., Ltd. | 6100KDP02 // 3L (310 Unit LV compartment Fasteners)
safety-[ | none : 2L1T safety stock | RMU | ROH | SEP10851 | Nut, Hexagonal Head, M6, Stainless Steel | 8867 | 4350 | 4517 | 6100KDP02 | PO-SEP-7697-[11] | PO | 2025-11-30 | SEP | Automated: Replaced 211002077 by SEP30698. Automated: Replaced SEP30698 by SEP10851. Automated: Replaced SEP10851 by SEP30183. Automated: Replaced 211002077 by SEP30698. Automated: Replaced SEP30698 by SEP10851. | JD01-Jeddah Central Warehouse | 2026-12-31 | 2026-12-17 | 0 | China Star (Dalian) Industry Co., Ltd. | 6100KDP02 // 3L (310 Unit LV compartment Fasteners)
safety-[ | none : 2L1T safety stock | RMU | ROH | SEP10851 | Nut, Hexagonal Head, M6, Stainless Steel | 4517 | 1400 | 3117 | free_stock | PR-SEP-0023731-[34] | PR |  | SEP | Automated: Replaced 211002077 by SEP30698. Automated: Replaced SEP30698 by SEP10851. Automated: Replaced SEP10851 by SEP30183. Automated: Replaced 211002077 by SEP30698. Automated: Replaced SEP30698 by SEP10851. | JD01-Jeddah Central Warehouse | 2026-12-31 | 2026-12-17 | 0
safety-[ | none : 2L1T safety stock | RMU | ROH | SEP30183 | Nut, G.I, M6 | 3117 | 3117 | 0 | free_stock | PO-SEP-7717-[39] | PO | 2025-10-20 | SEP | Automated: Replaced 211002077 by SEP30698. Automated: Replaced SEP30698 by SEP10851. Automated: Replaced SEP10851 by SEP30183. Automated: Replaced 211002077 by SEP30698. Automated: Replaced SEP30698 by SEP10851. Automated: Replaced SEP10851 by SEP30183. | JD01-Jeddah Central Warehouse | 2026-12-31 | 2026-12-17 | 0 | ALAM AL NIMA TRADING EST | LV BULK MATERIALS
safety-[ | none : 2L2T safety stock | RMU | ROH | RMU000000173 | Plate, Bottom, Cable Room, 3-2 | 60 | 0 | 60 | PR Required | - | PR |  | SEP | Automated: Replaced 8DF.0818.1209D by RMU000000173. Automated: Replaced 8DF.0818.1209D by RMU000000173. | JD01-Jeddah Central Warehouse | 2026-12-31 | 2026-12-17 | 0
safety-[ | none : 2L1T safety stock | RMU | HALB | RMU000000173 | Plate, Bottom, Cable Room, 3-2 | 1186 | 0 | 1186 | PR Required | - | PR |  | SEP | Automated: Replaced 8DF.0818.1209D by RMU000000173. Automated: Replaced 8DF.0818.1209D by RMU000000173. | JD01-Jeddah Central Warehouse | 2026-12-31 | 2026-12-17 | 0
safety-[ | none : 2L2T safety stock | RMU | ROH | DF205040961 | Buckle, Plastic, M4.5 x 10 mm | 360 | 360 | 0 | 6100KDP02 | PO-SEP-6244-[17] | PO | 2025-11-15 | Outer Enclosure | Automated: Replaced DF205040961 by SEP10876. | JD01-Jeddah Central Warehouse | 2026-12-31 | 2026-12-17 | 0 | China Star (Dalian) Industry Co., Ltd. | 6100KDP02 // 2L1T SRMU Outer Enclosure (DFE Updated Design) M1 Material & Fastners for 3100 Units | 4500 | 26-05-2025 | 26-05-2025 |  |  | 6237/6244/6270/CSD25052202-AIR
safety-[ | none : 2L2T safety stock | RMU | ROH | DF205040961 | Buckle, Plastic, M4.5 x 10 mm | 360 | 360 | 0 | 6100KDP02 | PO-SEP-6244-[17] | PO | 2025-11-15 | SEP | Automated: Replaced DF205040961 by SEP10876. | JD01-Jeddah Central Warehouse | 2026-12-31 | 2026-12-17 | 0 | China Star (Dalian) Industry Co., Ltd. | 6100KDP02 // 2L1T SRMU Outer Enclosure (DFE Updated Design) M1 Material & Fastners for 3100 Units | 4500 | 26-05-2025 | 26-05-2025 |  |  | 6237/6244/6270/CSD25052202-AIR
safety-[ | none : 2L1T safety stock | RMU | ROH | DF205040961 | Buckle, Plastic, M4.5 x 10 mm | 5337 | 5337 | 0 | 6100KDP02 | PO-SEP-6244-[17] | PO | 2025-11-15 | Outer Enclosure | Automated: Replaced DF205040961 by SEP10876. | JD01-Jeddah Central Warehouse | 2026-12-31 | 2026-12-17 | 0 | China Star (Dalian) Industry Co., Ltd. | 6100KDP02 // 2L1T SRMU Outer Enclosure (DFE Updated Design) M1 Material & Fastners for 3100 Units | 4500 | 26-05-2025 | 26-05-2025 |  |  | 6237/6244/6270/CSD25052202-AIR
safety-[ | none : 2L1T safety stock | RMU | ROH | DF205040961 | Buckle, Plastic, M4.5 x 10 mm | 5337 | 5337 | 0 | 6100KDP02 | PO-SEP-6244-[17] | PO | 2025-11-15 | SEP | Automated: Replaced DF205040961 by SEP10876. | JD01-Jeddah Central Warehouse | 2026-12-31 | 2026-12-17 | 0 | China Star (Dalian) Industry Co., Ltd. | 6100KDP02 // 2L1T SRMU Outer Enclosure (DFE Updated Design) M1 Material & Fastners for 3100 Units | 4500 | 26-05-2025 | 26-05-2025 |  |  | 6237/6244/6270/CSD25052202-AIR
safety-[ | none : 2L2T safety stock | RMU | ROH | SEP10934 | Sealing strip (2018EVA) | 543 | 543 | 0 | free_stock | PO-SEP-8850-[3] | PO | 2025-10-27 | Outer Enclosure | Automated: Replaced DF205041496 by SEP10934. Automated: Replaced DF205041496 by SEP10934. | JD01-Jeddah Central Warehouse | 2026-12-31 | 2026-12-17 | 0 | Raja Procuremnet Local Purchases | Sealing strip (2018EVA)
safety-[ | none : 2L2T safety stock | RMU | ROH | SEP10934 | Sealing strip (2018EVA) | 798 | 798 | 0 | free_stock | PO-SEP-8850-[3] | PO | 2025-10-27 | SEP | Automated: Replaced DF205041496 by SEP10934. Automated: Replaced DF205041496 by SEP10934. | JD01-Jeddah Central Warehouse | 2026-12-31 | 2026-12-17 | 0 | Raja Procuremnet Local Purchases | Sealing strip (2018EVA)
safety-[ | none : 2L1T safety stock | RMU | ROH | SEP10934 | Sealing strip (2018EVA) | 7886.9 | 1609 | 6277.9 | free_stock | PO-SEP-8850-[3] | PO | 2025-10-27 | Outer Enclosure | Automated: Replaced DF205041496 by SEP10934. Automated: Replaced DF205041496 by SEP10934. | JD01-Jeddah Central Warehouse | 2026-12-31 | 2026-12-17 | 0 | Raja Procuremnet Local Purchases | Sealing strip (2018EVA)
safety-[ | none : 2L1T safety stock | RMU | ROH | SEP10934 | Sealing strip (2018EVA) | 6277.9 | 4655 | 1622.9 | free_stock | PR-SEP-0023731-[17] | PR |  | Outer Enclosure | Automated: Replaced DF205041496 by SEP10934. Automated: Replaced DF205041496 by SEP10934. | JD01-Jeddah Central Warehouse | 2026-12-31 | 2026-12-17 | 0
safety-[ | none : 2L1T safety stock | RMU | ROH | SEP10934 | Sealing strip (2018EVA) | 1622.9 | 0 | 1622.9 | PR Required | - | PR |  | Outer Enclosure | Automated: Replaced DF205041496 by SEP10934. Automated: Replaced DF205041496 by SEP10934. | JD01-Jeddah Central Warehouse | 2026-12-31 | 2026-12-17 | 0
safety-[ | none : 2L1T safety stock | RMU | ROH | SEP10934 | Sealing strip (2018EVA) | 12808.8 | 4655 | 8153.8 | free_stock | PR-SEP-0023731-[17] | PR |  | SEP | Automated: Replaced DF205041496 by SEP10934. Automated: Replaced DF205041496 by SEP10934. | JD01-Jeddah Central Warehouse | 2026-12-31 | 2026-12-17 | 0
safety-[ | none : 2L1T safety stock | RMU | ROH | SEP10934 | Sealing strip (2018EVA) | 8153.8 | 0 | 8153.8 | PR Required | - | PR |  | SEP | Automated: Replaced DF205041496 by SEP10934. Automated: Replaced DF205041496 by SEP10934. | JD01-Jeddah Central Warehouse | 2026-12-31 | 2026-12-17 | 0
safety-[ | none : 2L2T safety stock | RMU | ROH | RMU000000273 | Waterproof Adhesive Tape (Large) UC-15 EPDM | 258.3 | 258.3 | 0 | free_stock | PO-SEP-8850-[4] | PO | 2025-10-27 | Outer Enclosure | Automated: Replaced DF205041497 by RMU000000273. Automated: Replaced DF205041497 by RMU000000273. | JD01-Jeddah Central Warehouse | 2026-12-31 | 2026-12-17 | 0 | Raja Procuremnet Local Purchases | Sealing strip (2018EVA)
safety-[ | none : 2L1T safety stock | RMU | ROH | RMU000000273 | Waterproof Adhesive Tape (Large) UC-15 EPDM | 4328.9 | 1300 | 3028.9 | free_stock | PO-SEP-8850-[5] | PO | 2025-10-27 | Outer Enclosure | Automated: Replaced DF205041497 by RMU000000273. Automated: Replaced DF205041497 by RMU000000273. | JD01-Jeddah Central Warehouse | 2026-12-31 | 2026-12-17 | 0 | Raja Procuremnet Local Purchases | Sealing strip (2018EVA)
safety-[ | none : 2L1T safety stock | RMU | ROH | RMU000000273 | Waterproof Adhesive Tape (Large) UC-15 EPDM | 3028.9 | 1041.7 | 1987.2 | free_stock | PO-SEP-8850-[4] | PO | 2025-10-27 | Outer Enclosure | Automated: Replaced DF205041497 by RMU000000273. Automated: Replaced DF205041497 by RMU000000273. | JD01-Jeddah Central Warehouse | 2026-12-31 | 2026-12-17 | 0 | Raja Procuremnet Local Purchases | Sealing strip (2018EVA)
safety-[ | none : 2L1T safety stock | RMU | ROH | RMU000000273 | Waterproof Adhesive Tape (Large) UC-15 EPDM | 1987.2 | 1987.2 | 0 | free_stock | PR-SEP-0023731-[10] | PR |  | Outer Enclosure | Automated: Replaced DF205041497 by RMU000000273. Automated: Replaced DF205041497 by RMU000000273. | JD01-Jeddah Central Warehouse | 2026-12-31 | 2026-12-17 | 0
safety-[ | none : 2L1T safety stock | RMU | ROH | RMU000000258 | Name Plate, Stainless Steel | 28 | 28 | 0 | 6100KDP02 | PO-SEP-6359-[3] | PO | 2025-10-25 | Outer Enclosure | Automated: Replaced DF205041560 by RMU000000258. Automated: Replaced DF205041560 by RMU000000258. | JD01-Jeddah Central Warehouse | 2026-12-31 | 2026-12-17 | 0 | Al Rish Al Khaleeji Trading Co | 6100KDP02 // 2L1T SRMU Outer Enclosure (DFE Updated Design) M1 Material & Fastners for 3100 Units | 550 | 03-09-2025
safety-[ | none : 2L1T safety stock | RMU | ROH | RMU000000194 | RTU ¦ DF1725IED-3L1T | 593 | 0 | 593 | PR Required | - | PR |  | SEP | Automated: Replaced DF240324001 by RMU000000193. Automated: Replaced RMU000000193 by RMU000000194. Automated: Replaced DF240324001 by RMU000000193. Automated: Replaced RMU000000193 by RMU000000194. | JD01-Jeddah Central Warehouse | 2026-12-31 | 2026-12-17 | 0
safety-[ | none : 2L2T safety stock | RMU | ROH | RMU000000194 | RTU ¦ DF1725IED-3L1T | 30 | 0 | 30 | PR Required | - | PR |  | SEP | Automated: Replaced DF240324001(2L2T) by DF240324001. Automated: Replaced DF240324001 by RMU000000193. Automated: Replaced RMU000000193 by RMU000000194. Automated: Replaced DF240324001(2L2T) by DF240324001. Automated: Replaced DF240324001 by RMU000000193. Automated: Replaced RMU000000193 by RMU000000194. | JD01-Jeddah Central Warehouse | 2026-12-31 | 2026-12-17 | 0
safety-[ | none : 2L2T safety stock | RMU | ROH | SEP10919 | Screw, Cross Groove Pan Head, M4 x 10 mm, Combination | 60 | 60 | 0 | 6100KDP02 | PO-SEP-7352-[51] | PO | 2025-11-15 | DFE-Gas Tank | Automated: Replaced DF240424010 by SEP10919. Automated: Replaced DF240424010 by SEP10919. | JD01-Jeddah Central Warehouse | 2026-12-31 | 2026-12-17 | 0 | Dongfang Electronics International Engineering Co. Ltd | 6100KDP02//3L SRMU Loose Gas Tank (QTY 155)
safety-[ | none : 2L2T safety stock | RMU | ROH | SEP10919 | Screw, Cross Groove Pan Head, M4 x 10 mm, Combination | 120 | 120 | 0 | 6100KDP02 | PO-SEP-7352-[51] | PO | 2025-11-15 | SEP | Automated: Replaced DF240424010 by SEP10919. Automated: Replaced DF240424010 by SEP10919. | JD01-Jeddah Central Warehouse | 2026-12-31 | 2026-12-17 | 0 | Dongfang Electronics International Engineering Co. Ltd | 6100KDP02//3L SRMU Loose Gas Tank (QTY 155)
safety-[ | none : 2L1T safety stock | RMU | ROH | SEP10919 | Screw, Cross Groove Pan Head, M4 x 10 mm, Combination | 2372 | 332 | 2040 | 6100KDP02 | PO-SEP-7352-[51] | PO | 2025-11-15 | SEP | Automated: Replaced DF240424010 by SEP10919. Automated: Replaced DF240424010 by SEP10919. | JD01-Jeddah Central Warehouse | 2026-12-31 | 2026-12-17 | 0 | Dongfang Electronics International Engineering Co. Ltd | 6100KDP02//3L SRMU Loose Gas Tank (QTY 155)
safety-[ | none : 2L1T safety stock | RMU | ROH | SEP10919 | Screw, Cross Groove Pan Head, M4 x 10 mm, Combination | 2040 | 0 | 2040 | PR Required | - | PR |  | SEP | Automated: Replaced DF240424010 by SEP10919. Automated: Replaced DF240424010 by SEP10919. | JD01-Jeddah Central Warehouse | 2026-12-31 | 2026-12-17 | 0
safety-[ | none : 2L1T safety stock | RMU | ROH | SEP10919 | Screw, Cross Groove Pan Head, M4 x 10 mm, Combination | 3558 | 0 | 3558 | PR Required | - | PR |  | DFE-Gas Tank | Automated: Replaced DF240424010 by SEP10919. Automated: Replaced DF240424010 by SEP10919. | JD01-Jeddah Central Warehouse | 2026-12-31 | 2026-12-17 | 0
safety-[ | none : 2L2T safety stock | RMU | ROH | SEP11245 | Wire, Grounding, Yellow/Green, 1.5 Sq.mm, BVR, 450/750V, 105°C | 12 | 0 | 12 | PR Required | - | PR |  | DFE-Gas Tank | Automated: Replaced DF240424019 by SEP11245. Automated: Replaced DF240424019 by SEP11245. | JD01-Jeddah Central Warehouse | 2026-12-31 | 2026-12-17 | 0
safety-[ | none : 2L1T safety stock | RMU | ROH | SEP11245 | Wire, Grounding, Yellow/Green, 1.5 Sq.mm, BVR, 450/750V, 105°C | 711.6 | 0 | 711.6 | PR Required | - | PR |  | DFE-Gas Tank | Automated: Replaced DF240424019 by SEP11245. Automated: Replaced DF240424019 by SEP11245. | JD01-Jeddah Central Warehouse | 2026-12-31 | 2026-12-17 | 0
safety-[ | none : 2L2T safety stock | RMU | ROH | CM0000001949 | Sprit, Cleaning | 15 | 0 | 15 | PR Required | - | PR |  | SEP | Automated: Replaced DF240424024 by CM0000001949. Automated: Replaced DF240424024 by CM0000001949. | JD01-Jeddah Central Warehouse | 2026-12-31 | 2026-12-17 | 0
safety-[ | none : 2L1T safety stock | RMU | ROH | CM0000001949 | Sprit, Cleaning | 296.5 | 0 | 296.5 | PR Required | - | PR |  | SEP | Automated: Replaced DF240424024 by CM0000001949. Automated: Replaced DF240424024 by CM0000001949. | JD01-Jeddah Central Warehouse | 2026-12-31 | 2026-12-17 | 0
safety-[ | none : 2L2T safety stock | RMU | ROH | SEP10848 | Screw, Cross Recessed M4 x 12 mm, Locking, Self Tapping | 686 | 0 | 686 | PR Required | - | PR |  | DFE-LV | Automated: Replaced DF240510001 by SEP10848. Automated: Replaced DF240510001 by SEP10848. | JD01-Jeddah Central Warehouse | 2026-12-31 | 2026-12-17 | 0
safety-[ | none : 2L2T safety stock | RMU | ROH | DF240510002 | Screw, Cross Recessed Pan Head, M4 x 12 mm | 240 | 240 | 0 | 6100KDP02 | PO-SEP-6055-[44] | PO | 2025-11-10 | SEP | Automated: Replaced DF240510002 by SEP10923. | JD01-Jeddah Central Warehouse | 2026-12-31 | 2026-12-17 | 0 | Dongfang Electronics International Engineering Co. Ltd | 6100KDP02 // 2L2T SRMU LV Compartment Purchase Parts from DFE for 30 Units
safety-[ | none : 2L2T safety stock | RMU | ROH | DF240510002 | Screw, Cross Recessed Pan Head, M4 x 12 mm | 360 | 120 | 240 | 6100KDP02 | PO-SEP-6055-[44] | PO | 2025-11-10 | DFE-LV | Automated: Replaced DF240510002 by SEP10923. | JD01-Jeddah Central Warehouse | 2026-12-31 | 2026-12-17 | 0 | Dongfang Electronics International Engineering Co. Ltd | 6100KDP02 // 2L2T SRMU LV Compartment Purchase Parts from DFE for 30 Units
safety-[ | none : 2L2T safety stock | RMU | ROH | SEP10923 | Screw, Cross Recessed Pan Head, M4 x 12 mm | 240 | 240 | 0 | 6100KDP02 | PO-SEP-7697-[24] | PO | 2025-11-30 | DFE-LV | Automated: Replaced DF240510002 by SEP10923. Automated: Replaced DF240510002 by SEP10923. | JD01-Jeddah Central Warehouse | 2026-12-31 | 2026-12-17 | 0 | China Star (Dalian) Industry Co., Ltd. | 6100KDP02 // 3L (310 Unit LV compartment Fasteners)
safety-[ | none : 2L1T safety stock | RMU | ROH | SEP10923 | Screw, Cross Recessed Pan Head, M4 x 12 mm | 2208 | 1000 | 1208 | 6100KDP02 | PO-SEP-7697-[24] | PO | 2025-11-30 | SEP | Automated: Replaced DF240510002 by SEP10923. Automated: Replaced DF240510002 by SEP10923. | JD01-Jeddah Central Warehouse | 2026-12-31 | 2026-12-17 | 0 | China Star (Dalian) Industry Co., Ltd. | 6100KDP02 // 3L (310 Unit LV compartment Fasteners)
safety-[ | none : 2L1T safety stock | RMU | ROH | SEP10923 | Screw, Cross Recessed Pan Head, M4 x 12 mm | 1208 | 0 | 1208 | PR Required | - | PR |  | SEP | Automated: Replaced DF240510002 by SEP10923. Automated: Replaced DF240510002 by SEP10923. | JD01-Jeddah Central Warehouse | 2026-12-31 | 2026-12-17 | 0
safety-[ | none : 2L2T safety stock | RMU | ROH | DF240510004 | Screw, Cross Recessed Pan Head, M4 x 16 mm | 180 | 60 | 120 | 6100KDP02 | PO-SEP-6055-[52] | PO | 2025-11-10 | DFE-LV | Automated: Replaced DF240510004 by SEP10924. | JD01-Jeddah Central Warehouse | 2026-12-31 | 2026-12-17 | 0 | Dongfang Electronics International Engineering Co. Ltd | 6100KDP02 // 2L2T SRMU LV Compartment Purchase Parts from DFE for 30 Units
safety-[ | none : 2L2T safety stock | RMU | ROH | SEP10924 | Screw, Cross Recessed Pan Head, M4 x 16 mm | 120 | 120 | 0 | 6100KDP02 | PO-SEP-7697-[1] | PO | 2025-11-30 | DFE-LV | Automated: Replaced DF240510004 by SEP10924. Automated: Replaced DF240510004 by SEP10924. | JD01-Jeddah Central Warehouse | 2026-12-31 | 2026-12-17 | 0 | China Star (Dalian) Industry Co., Ltd. | 6100KDP02 // 3L (310 Unit LV compartment Fasteners)
safety-[ | none : 2L1T safety stock | RMU | ROH | SEP10924 | Screw, Cross Recessed Pan Head, M4 x 16 mm | 981 | 981 | 0 | 6100KDP02 | PO-SEP-7697-[1] | PO | 2025-11-30 | DFE-LV | Automated: Replaced DF240510004 by SEP10924. Automated: Replaced DF240510004 by SEP10924. | JD01-Jeddah Central Warehouse | 2026-12-31 | 2026-12-17 | 0 | China Star (Dalian) Industry Co., Ltd. | 6100KDP02 // 3L (310 Unit LV compartment Fasteners)
safety-[ | none : 2L2T safety stock | RMU | ROH | SEP10925 | Screw, Cross Recessed Pan Head, M4 x 30 mm | 120 | 120 | 0 | 6100KDP02 | PO-SEP-7697-[2] | PO | 2025-11-30 | DFE-LV | Automated: Replaced DF240510005 by SEP10925. Automated: Replaced DF240510005 by SEP10925. | JD01-Jeddah Central Warehouse | 2026-12-31 | 2026-12-17 | 0 | China Star (Dalian) Industry Co., Ltd. | 6100KDP02 // 3L (310 Unit LV compartment Fasteners)
safety-[ | none : 2L1T safety stock | RMU | ROH | SEP10925 | Screw, Cross Recessed Pan Head, M4 x 30 mm | 128 | 128 | 0 | 6100KDP02 | PO-SEP-7697-[2] | PO | 2025-11-30 | DFE-LV | Automated: Replaced DF240510005 by SEP10925. Automated: Replaced DF240510005 by SEP10925. | JD01-Jeddah Central Warehouse | 2026-12-31 | 2026-12-17 | 0 | China Star (Dalian) Industry Co., Ltd. | 6100KDP02 // 3L (310 Unit LV compartment Fasteners)
safety-[ | none : 2L2T safety stock | RMU | ROH | DF240510007 | Stud Weld, M6 x 16 mm | 78 | 78 | 0 | 6100K005 | PO-SEP-4102-[5] | PO | 2025-11-30 | DFE-LV | Automated: Replaced DF240510007 by SEP10936. | JD01-Jeddah Central Warehouse | 2026-12-31 | 2026-12-17 | 0 | Dongfang Electronics International Engineering Co. Ltd | 6100K005 | 640 | 31-10-2024 | 30-09-2024 |  |  | DF240923SEP/DF240924SEP
safety-[ | none : 2L2T safety stock | RMU | ROH | DF240510011 | Nut, M6, Self Locking | 120 | 90 | 30 | 6100KDP02 | PO-SEP-6055-[42] | PO | 2025-11-10 | SEP | Automated: Replaced DF240510011 by SEP10901. | JD01-Jeddah Central Warehouse | 2026-12-31 | 2026-12-17 | 0 | Dongfang Electronics International Engineering Co. Ltd | 6100KDP02 // 2L2T SRMU LV Compartment Purchase Parts from DFE for 30 Units
safety-[ | none : 2L2T safety stock | RMU | ROH | SEP10901 | Nut, M6, Self Locking | 30 | 30 | 0 | 6100KDP02 | PO-SEP-7697-[23] | PO | 2025-11-30 | SEP | Automated: Replaced DF240510011 by SEP10901. Automated: Replaced DF240510011 by SEP10901. | JD01-Jeddah Central Warehouse | 2026-12-31 | 2026-12-17 | 0 | China Star (Dalian) Industry Co., Ltd. | 6100KDP02 // 3L (310 Unit LV compartment Fasteners)
safety-[ | none : 2L2T safety stock | RMU | ROH | SEP10901 | Nut, M6, Self Locking | 180 | 180 | 0 | 6100KDP02 | PO-SEP-7697-[23] | PO | 2025-11-30 | DFE-LV | Automated: Replaced DF240510011 by SEP10901. Automated: Replaced DF240510011 by SEP10901. | JD01-Jeddah Central Warehouse | 2026-12-31 | 2026-12-17 | 0 | China Star (Dalian) Industry Co., Ltd. | 6100KDP02 // 3L (310 Unit LV compartment Fasteners)
safety-[ | none : 2L2T safety stock | RMU | ROH | SEP10901 | Nut, M6, Self Locking | 600 | 600 | 0 | 6100KDP02 | PO-SEP-7697-[23] | PO | 2025-11-30 | Outer Enclosure | Automated: Replaced DF240510011 by SEP10901. Automated: Replaced DF240510011 by SEP10901. | JD01-Jeddah Central Warehouse | 2026-12-31 | 2026-12-17 | 0 | China Star (Dalian) Industry Co., Ltd. | 6100KDP02 // 3L (310 Unit LV compartment Fasteners)
safety-[ | none : 2L1T safety stock | RMU | ROH | SEP10901 | Nut, M6, Self Locking | 1216 | 120 | 1096 | 6100KDP02 | PO-SEP-7697-[23] | PO | 2025-11-30 | Outer Enclosure | Automated: Replaced DF240510011 by SEP10901. Automated: Replaced DF240510011 by SEP10901. | JD01-Jeddah Central Warehouse | 2026-12-31 | 2026-12-17 | 0 | China Star (Dalian) Industry Co., Ltd. | 6100KDP02 // 3L (310 Unit LV compartment Fasteners)
safety-[ | none : 2L1T safety stock | RMU | ROH | SEP10901 | Nut, M6, Self Locking | 1096 | 1096 | 0 | free_stock | PR-SEP-0023731-[39] | PR |  | Outer Enclosure | Automated: Replaced DF240510011 by SEP10901. Automated: Replaced DF240510011 by SEP10901. | JD01-Jeddah Central Warehouse | 2026-12-31 | 2026-12-17 | 0
safety-[ | none : 2L2T safety stock | RMU | ROH | DF240510026 | Channel, Wiring, 80 x 40 mm, 2 Mtr | 129 | 120 | 9 | 6100KDP02 | PO-SEP-6055-[98] | PO | 2025-11-10 | DFE-LV | Automated: Replaced DF240510026 by RMU000000216. | JD01-Jeddah Central Warehouse | 2026-12-31 | 2026-12-17 | 0 | Dongfang Electronics International Engineering Co. Ltd | 6100KDP02 // 2L2T SRMU LV Compartment Purchase Parts from DFE for 30 Units
safety-[ | none : 2L2T safety stock | RMU | ROH | RMU000000216 | Channel, Wiring, 80 x 40 mm, 2 Mtr | 9 | 0 | 9 | PR Required | - | PR |  | DFE-LV | Automated: Replaced DF240510026 by RMU000000216. Automated: Replaced DF240510026 by RMU000000216. | JD01-Jeddah Central Warehouse | 2026-12-31 | 2026-12-17 | 0
safety-[ | none : 2L1T safety stock | RMU | ROH | RMU000000216 | Channel, Wiring, 80 x 40 mm, 2 Mtr | 479.2 | 0 | 479.2 | PR Required | - | PR |  | DFE-LV | Automated: Replaced DF240510026 by RMU000000216. Automated: Replaced DF240510026 by RMU000000216. | JD01-Jeddah Central Warehouse | 2026-12-31 | 2026-12-17 | 0
safety-[ | none : 2L2T safety stock | RMU | ROH | RMU000000278 | Terminal, Voltage, UK-2.5B ¦ 3001035 ¦ PHOENIX | 990 | 990 | 0 | 6100K013 | PO-SEP-8571-[1] | PO | 2025-11-30 | DFE-LV | Automated: Replaced DF240510028 by RMU000000278. Automated: Replaced DF240510028 by RMU000000278. | JD01-Jeddah Central Warehouse | 2026-12-31 | 2026-12-17 | 0 | Phoenix Contact Trading LLC | RMU PHOENIX ITEMS-NOT UNDER SECRECY AGREEMENT
safety-[ | none : 2L1T safety stock | RMU | ROH | RMU000000278 | Terminal, Voltage, UK-2.5B ¦ 3001035 ¦ PHOENIX | 3869 | 3869 | 0 | 6100K013 | PO-SEP-8571-[1] | PO | 2025-11-30 | DFE-LV | Automated: Replaced DF240510028 by RMU000000278. Automated: Replaced DF240510028 by RMU000000278. | JD01-Jeddah Central Warehouse | 2026-12-31 | 2026-12-17 | 0 | Phoenix Contact Trading LLC | RMU PHOENIX ITEMS-NOT UNDER SECRECY AGREEMENT
safety-[ | none : 2L2T safety stock | RMU | ROH | RMU000000259 | Parition, Terminal Voltage, D-UK-2.5B ¦ 3001022 ¦ PHOENIX | 270 | 270 | 0 | 6100K013 | PO-SEP-8571-[2] | PO | 2025-11-30 | DFE-LV | Automated: Replaced DF240510029 by RMU000000259. Automated: Replaced DF240510029 by RMU000000259. | JD01-Jeddah Central Warehouse | 2026-12-31 | 2026-12-17 | 0 | Phoenix Contact Trading LLC | RMU PHOENIX ITEMS-NOT UNDER SECRECY AGREEMENT
safety-[ | none : 2L1T safety stock | RMU | ROH | RMU000000259 | Parition, Terminal Voltage, D-UK-2.5B ¦ 3001022 ¦ PHOENIX | 901 | 901 | 0 | 6100K013 | PO-SEP-8571-[2] | PO | 2025-11-30 | DFE-LV | Automated: Replaced DF240510029 by RMU000000259. Automated: Replaced DF240510029 by RMU000000259. | JD01-Jeddah Central Warehouse | 2026-12-31 | 2026-12-17 | 0 | Phoenix Contact Trading LLC | RMU PHOENIX ITEMS-NOT UNDER SECRECY AGREEMENT
safety-[ | none : 2L2T safety stock | RMU | ROH | RMU000000232 | Label, Terminal Strip ¦ 1050017 | 210 | 0 | 210 | PR Required | - | PR |  | DFE-LV | Automated: Replaced DF240510034 by RMU000000232. Automated: Replaced DF240510034 by RMU000000232. | JD01-Jeddah Central Warehouse | 2026-12-31 | 2026-12-17 | 0
safety-[ | none : 2L1T safety stock | RMU | ROH | RMU000000232 | Label, Terminal Strip ¦ 1050017 | 268 | 0 | 268 | PR Required | - | PR |  | DFE-LV | Automated: Replaced DF240510034 by RMU000000232. Automated: Replaced DF240510034 by RMU000000232. | JD01-Jeddah Central Warehouse | 2026-12-31 | 2026-12-17 | 0
safety-[ | none : 2L2T safety stock | RMU | ROH | RMU000000218 | Door Lock ¦ MS705 GH-18 | 60 | 60 | 0 | 6100KDP02 | PO-SEP-7697-[19] | PO | 2025-11-30 | DFE-LV | Automated: Replaced DF240510036 by RMU000000218. Automated: Replaced DF240510036 by RMU000000218. | JD01-Jeddah Central Warehouse | 2026-12-31 | 2026-12-17 | 0 | China Star (Dalian) Industry Co., Ltd. | 6100KDP02 // 3L (310 Unit LV compartment Fasteners)
safety-[ | none : 2L1T safety stock | RMU | ROH | RMU000000218 | Door Lock ¦ MS705 GH-18 | 64 | 64 | 0 | 6100KDP02 | PO-SEP-7697-[19] | PO | 2025-11-30 | DFE-LV | Automated: Replaced DF240510036 by RMU000000218. Automated: Replaced DF240510036 by RMU000000218. | JD01-Jeddah Central Warehouse | 2026-12-31 | 2026-12-17 | 0 | China Star (Dalian) Industry Co., Ltd. | 6100KDP02 // 3L (310 Unit LV compartment Fasteners)
safety-[ | none : 2L2T safety stock | RMU | ROH | RMU000000223 | Hinge ¦ CL230-HL017 | 120 | 120 | 0 | 6100KDP02 | PO-SEP-7697-[20] | PO | 2025-11-30 | DFE-LV | Automated: Replaced DF240510037 by RMU000000223. Automated: Replaced DF240510037 by RMU000000223. | JD01-Jeddah Central Warehouse | 2026-12-31 | 2026-12-17 | 0 | China Star (Dalian) Industry Co., Ltd. | 6100KDP02 // 3L (310 Unit LV compartment Fasteners)
safety-[ | none : 2L1T safety stock | RMU | ROH | RMU000000223 | Hinge ¦ CL230-HL017 | 128 | 128 | 0 | 6100KDP02 | PO-SEP-7697-[20] | PO | 2025-11-30 | DFE-LV | Automated: Replaced DF240510037 by RMU000000223. Automated: Replaced DF240510037 by RMU000000223. | JD01-Jeddah Central Warehouse | 2026-12-31 | 2026-12-17 | 0 | China Star (Dalian) Industry Co., Ltd. | 6100KDP02 // 3L (310 Unit LV compartment Fasteners)
safety-[ | none : 2L2T safety stock | RMU | ROH | RMU000000219 | Electronic Current Transducer, ECT, 400A, 225mV | 90 | 90 | 0 | 6100KDP02 | PO-SEP-8114-[3] | PO | 2025-11-30 | SEP | Automated: Replaced DF240510038 by RMU000000219. Automated: Replaced DF240510038 by RMU000000219. | JD01-Jeddah Central Warehouse | 2026-12-31 | 2026-12-17 | 0 | AMMARTECH Contracting & Smart Solutions | 6100KDP02 // 3L 355 Units Amar tech Scope Items
safety-[ | none : 2L1T safety stock | RMU | ROH | RMU000000219 | Electronic Current Transducer, ECT, 400A, 225mV | 172 | 172 | 0 | 6100KDP02 | PO-SEP-8114-[3] | PO | 2025-11-30 | SEP | Automated: Replaced DF240510038 by RMU000000219. Automated: Replaced DF240510038 by RMU000000219. | JD01-Jeddah Central Warehouse | 2026-12-31 | 2026-12-17 | 0 | AMMARTECH Contracting & Smart Solutions | 6100KDP02 // 3L 355 Units Amar tech Scope Items
safety-[ | none : 2L2T safety stock | RMU | ROH | RMU000000283 | Transformer, Voltage, 13800, 13800/√3/3.25/√3 | 90 | 90 | 0 | 6100KDP02 | PO-SEP-8114-[4] | PO | 2025-11-30 | SEP | Automated: Replaced DF240510040 by RMU000000283. Automated: Replaced DF240510040 by RMU000000283. | JD01-Jeddah Central Warehouse | 2026-12-31 | 2026-12-17 | 0 | AMMARTECH Contracting & Smart Solutions | 6100KDP02 // 3L 355 Units Amar tech Scope Items
safety-[ | none : 2L1T safety stock | RMU | ROH | RMU000000283 | Transformer, Voltage, 13800, 13800/√3/3.25/√3 | 487 | 487 | 0 | 6100KDP02 | PO-SEP-8114-[4] | PO | 2025-11-30 | SEP | Automated: Replaced DF240510040 by RMU000000283. Automated: Replaced DF240510040 by RMU000000283. | JD01-Jeddah Central Warehouse | 2026-12-31 | 2026-12-17 | 0 | AMMARTECH Contracting & Smart Solutions | 6100KDP02 // 3L 355 Units Amar tech Scope Items
safety-[ | none : 2L2T safety stock | RMU | ROH | RMU000000234 | Limit Switch ¦ YBLX-ME/8112 | 60 | 60 | 0 | 6100K013 | PO-SEP-8253-[1] | PO | 2025-12-30 | DFE-LV | Automated: Replaced DF240510045 by RMU000000234. Automated: Replaced DF240510045 by RMU000000234. | JD01-Jeddah Central Warehouse | 2026-12-31 | 2026-12-17 | 0 | CHINT ELECTRIC SAUDI ARABIA CO LTD
safety-[ | none : 2L1T safety stock | RMU | ROH | RMU000000234 | Limit Switch ¦ YBLX-ME/8112 | 324 | 324 | 0 | 6100K013 | PO-SEP-8253-[1] | PO | 2025-12-30 | DFE-LV | Automated: Replaced DF240510045 by RMU000000234. Automated: Replaced DF240510045 by RMU000000234. | JD01-Jeddah Central Warehouse | 2026-12-31 | 2026-12-17 | 0 | CHINT ELECTRIC SAUDI ARABIA CO LTD
safety-[ | none : 2L1T safety stock | RMU | ROH | RMU000000221 | Flashlight, LED T5 | 27 | 27 | 0 | 6100K013 | PO-SEP-8335-[1] | PO | 2025-10-22 | DFE-LV | Automated: Replaced DF240510046 by RMU000000221. Automated: Replaced DF240510046 by RMU000000221. | JD01-Jeddah Central Warehouse | 2026-12-31 | 2026-12-17 | 0 | Saeed Aziz Alsomali Trading Est | SRMU 3L (350) & 2L1T (200) units (LED lamps)
safety-[ | none : 2L2T safety stock | RMU | ROH | RMU000000221 | Flashlight, LED T5 | 60 | 60 | 0 | 6100K013 | PO-SEP-8335-[1] | PO | 2025-10-22 | DFE-LV | Automated: Replaced DF240510046 by RMU000000221. Automated: Replaced DF240510046 by RMU000000221. | JD01-Jeddah Central Warehouse | 2026-12-31 | 2026-12-17 | 0 | Saeed Aziz Alsomali Trading Est | SRMU 3L (350) & 2L1T (200) units (LED lamps)
safety-[ | none : 2L2T safety stock | RMU | ROH | RMU000000205 | Battery, Lead Crystal ¦ 6-CNFJ-24 | 60 | 60 | 0 | 6100KDP02 | PO-SEP-8114-[1] | PO | 2025-11-30 | DFE-LV | Automated: Replaced DF240510050 by RMU000000205. Automated: Replaced DF240510050 by RMU000000205. | JD01-Jeddah Central Warehouse | 2026-12-31 | 2026-12-17 | 0 | AMMARTECH Contracting & Smart Solutions | 6100KDP02 // 3L 355 Units Amar tech Scope Items
safety-[ | none : 2L1T safety stock | RMU | ROH | RMU000000205 | Battery, Lead Crystal ¦ 6-CNFJ-24 | 324 | 324 | 0 | 6100KDP02 | PO-SEP-8114-[1] | PO | 2025-11-30 | DFE-LV | Automated: Replaced DF240510050 by RMU000000205. Automated: Replaced DF240510050 by RMU000000205. | JD01-Jeddah Central Warehouse | 2026-12-31 | 2026-12-17 | 0 | AMMARTECH Contracting & Smart Solutions | 6100KDP02 // 3L 355 Units Amar tech Scope Items
safety-[ | none : 2L2T safety stock | RMU | ROH | DF240510054 | Sensor, Temperature ¦ JWB/PT-100-03 | 30 | 30 | 0 | 6100KDP02 | PO-SEP-8114-[7] | PO | 2025-11-30 | DFE-LV | Automated: Replaced DF240510054 by RMU000000266. | JD01-Jeddah Central Warehouse | 2026-12-31 | 2026-12-17 | 0 | AMMARTECH Contracting & Smart Solutions | 6100KDP02 // 3L 355 Units Amar tech Scope Items
safety-[ | none : 2L1T safety stock | RMU | ROH | DF240510054 | Sensor, Temperature ¦ JWB/PT-100-03 | 162 | 162 | 0 | 6100KDP02 | PO-SEP-8114-[7] | PO | 2025-11-30 | DFE-LV | Automated: Replaced DF240510054 by RMU000000266. | JD01-Jeddah Central Warehouse | 2026-12-31 | 2026-12-17 | 0 | AMMARTECH Contracting & Smart Solutions | 6100KDP02 // 3L 355 Units Amar tech Scope Items
safety-[ | none : 2L2T safety stock | RMU | ROH | LV0000000493 | Relay, Miniature, Plug-in, RXM, 4C/O, 24V, DC, Without LED ¦ RXM4AB2BD | 30 | 0 | 30 | PR Required | - | PR |  | DFE-LV | Automated: Replaced DF240510060 by LV0000000493. Automated: Replaced DF240510060 by LV0000000493. | JD01-Jeddah Central Warehouse | 2026-12-31 | 2026-12-17 | 0
safety-[ | none : 2L1T safety stock | RMU | ROH | LV0000000493 | Relay, Miniature, Plug-in, RXM, 4C/O, 24V, DC, Without LED ¦ RXM4AB2BD | 162 | 0 | 162 | PR Required | - | PR |  | DFE-LV | Automated: Replaced DF240510060 by LV0000000493. Automated: Replaced DF240510060 by LV0000000493. | JD01-Jeddah Central Warehouse | 2026-12-31 | 2026-12-17 | 0
safety-[ | none : 2L2T safety stock | RMU | ROH | DF240603008 | Screw, Cross Recessed Counter Sunk Head, M6 x 20 mm | 750 | 750 | 0 | 6100KDP02 | PO-SEP-5936-[48] | PO | 2025-12-30 | SEP | Automated: Replaced DF240603008 by SEP10921. | JD01-Jeddah Central Warehouse | 2026-12-31 | 2026-12-17 | 0 | China Star (Dalian) Industry Co., Ltd. | 6100KDP02 // Internal 3L1T SRMU Purchase Parts for 355 Units
safety-[ | none : 2L2T safety stock | RMU | ROH | SEP10895 | Nut, Flange, M8 | 240 | 0 | 240 | PR Required | - | PR |  | SEP | Automated: Replaced DF240603024 by SEP10895. Automated: Replaced DF240603024 by SEP10895. | JD01-Jeddah Central Warehouse | 2026-12-31 | 2026-12-17 | 0
safety-[ | none : 2L1T safety stock | RMU | ROH | SEP10895 | Nut, Flange, M8 | 3558 | 0 | 3558 | PR Required | - | PR |  | SEP | Automated: Replaced DF240603024 by SEP10895. Automated: Replaced DF240603024 by SEP10895. | JD01-Jeddah Central Warehouse | 2026-12-31 | 2026-12-17 | 0
safety-[ | none : 2L2T safety stock | RMU | ROH | DF240603032 | Washer, White, Bylon, M6-12, 1.3 mm | 960 | 960 | 0 | 6100KDP02 | PO-SEP-5936-[52] | PO | 2025-12-30 | SEP | Automated: Replaced DF240603032 by SEP10948. | JD01-Jeddah Central Warehouse | 2026-12-31 | 2026-12-17 | 0 | China Star (Dalian) Industry Co., Ltd. | 6100KDP02 // Internal 3L1T SRMU Purchase Parts for 355 Units
safety-[ | none : 2L1T safety stock | RMU | ROH | DF240603032 | Washer, White, Bylon, M6-12, 1.3 mm | 13730 | 1170 | 12560 | 6100KDP02 | PO-SEP-5936-[52] | PO | 2025-12-30 | SEP | Automated: Replaced DF240603032 by SEP10948. | JD01-Jeddah Central Warehouse | 2026-12-31 | 2026-12-17 | 0 | China Star (Dalian) Industry Co., Ltd. | 6100KDP02 // Internal 3L1T SRMU Purchase Parts for 355 Units
safety-[ | none : 2L1T safety stock | RMU | ROH | SEP10948 | Washer, White, Bylon, M6-12, 1.3 mm | 12560 | 0 | 12560 | PR Required | - | PR |  | SEP | Automated: Replaced DF240603032 by SEP10948. Automated: Replaced DF240603032 by SEP10948. | JD01-Jeddah Central Warehouse | 2026-12-31 | 2026-12-17 | 0
safety-[ | none : 2L2T safety stock | RMU | ROH | SEP11229 | Wire, Grounding, Yellow/Green, 6.0 Sq.mm, BVR, 450/750V, 105 °C | 99 | 0 | 99 | PR Required | - | PR |  | DFE-LV | Automated: Replaced DF240612002 by SEP11229. Automated: Replaced DF240612002 by SEP11229. | JD01-Jeddah Central Warehouse | 2026-12-31 | 2026-12-17 | 0
safety-[ | none : 2L1T safety stock | RMU | ROH | SEP11229 | Wire, Grounding, Yellow/Green, 6.0 Sq.mm, BVR, 450/750V, 105 °C | 1956.9 | 0 | 1956.9 | PR Required | - | PR |  | DFE-LV | Automated: Replaced DF240612002 by SEP11229. Automated: Replaced DF240612002 by SEP11229. | JD01-Jeddah Central Warehouse | 2026-12-31 | 2026-12-17 | 0
safety-[ | none : 2L2T safety stock | RMU | ROH | SEP10956 | Wire Sleeve, Expandable, 25 mm | 210 | 0 | 210 | PR Required | - | PR |  | DFE-LV | Automated: Replaced DF240612004 by SEP10956. Automated: Replaced DF240612004 by SEP10956. | JD01-Jeddah Central Warehouse | 2026-12-31 | 2026-12-17 | 0
safety-[ | none : 2L1T safety stock | RMU | ROH | SEP10956 | Wire Sleeve, Expandable, 25 mm | 2965 | 0 | 2965 | PR Required | - | PR |  | DFE-LV | Automated: Replaced DF240612004 by SEP10956. Automated: Replaced DF240612004 by SEP10956. | JD01-Jeddah Central Warehouse | 2026-12-31 | 2026-12-17 | 0
safety-[ | none : 2L2T safety stock | RMU | ROH | SEP10526 | Spiral Wrapping Band, 8 mm ¦ KS-8 | 540 | 0 | 540 | PR Required | - | PR |  | DFE-LV | Automated: Replaced DF240612006 by SEP10526. Automated: Replaced DF240612006 by SEP10526. | JD01-Jeddah Central Warehouse | 2026-12-31 | 2026-12-17 | 0
safety-[ | none : 2L1T safety stock | RMU | ROH | SEP10526 | Spiral Wrapping Band, 8 mm ¦ KS-8 | 8895 | 0 | 8895 | PR Required | - | PR |  | DFE-LV | Automated: Replaced DF240612006 by SEP10526. Automated: Replaced DF240612006 by SEP10526. | JD01-Jeddah Central Warehouse | 2026-12-31 | 2026-12-17 | 0
safety-[ | none : 2L1T safety stock | RMU | ROH | RMU000000240 | Marking Strip, 1-5, UK-2.5B ¦ 1051016:0001 | 14 | 0 | 14 | PR Required | - | PR |  | DFE-LV | Automated: Replaced DF240612009 by RMU000000240. Automated: Replaced DF240612009 by RMU000000240. | JD01-Jeddah Central Warehouse | 2026-12-31 | 2026-12-17 | 0
safety-[ | none : 2L2T safety stock | RMU | ROH | RMU000000240 | Marking Strip, 1-5, UK-2.5B ¦ 1051016:0001 | 120 | 0 | 120 | PR Required | - | PR |  | DFE-LV | Automated: Replaced DF240612009 by RMU000000240. Automated: Replaced DF240612009 by RMU000000240. | JD01-Jeddah Central Warehouse | 2026-12-31 | 2026-12-17 | 0
safety-[ | none : 2L2T safety stock | RMU | ROH | RMU000000236 | Marking Strip, 1-10, UK-2.5B ¦ 1051016:0001 | 180 | 0 | 180 | PR Required | - | PR |  | DFE-LV | Automated: Replaced DF240612011 by RMU000000236. Automated: Replaced DF240612011 by RMU000000236. | JD01-Jeddah Central Warehouse | 2026-12-31 | 2026-12-17 | 0
safety-[ | none : 2L1T safety stock | RMU | ROH | RMU000000236 | Marking Strip, 1-10, UK-2.5B ¦ 1051016:0001 | 1012 | 0 | 1012 | PR Required | - | PR |  | DFE-LV | Automated: Replaced DF240612011 by RMU000000236. Automated: Replaced DF240612011 by RMU000000236. | JD01-Jeddah Central Warehouse | 2026-12-31 | 2026-12-17 | 0
safety-[ | none : 2L2T safety stock | RMU | ROH | SEP12199 | Lugs, Pre Insulated Terminal, O-Type, Blue ¦ HRV2-6 | 270 | 0 | 270 | PR Required | - | PR |  | DFE-LV | Automated: Replaced DF240612103 by SEP12199. Automated: Replaced DF240612103 by SEP12199. | JD01-Jeddah Central Warehouse | 2026-12-31 | 2026-12-17 | 0
safety-[ | none : 2L1T safety stock | RMU | ROH | SEP12199 | Lugs, Pre Insulated Terminal, O-Type, Blue ¦ HRV2-6 | 3558 | 0 | 3558 | PR Required | - | PR |  | DFE-LV | Automated: Replaced DF240612103 by SEP12199. Automated: Replaced DF240612103 by SEP12199. | JD01-Jeddah Central Warehouse | 2026-12-31 | 2026-12-17 | 0
safety-[ | none : 2L1T safety stock | RMU | ROH | SEP12196 | Lugs, Pre Insulated Terminal, O-Type, Blue ¦ HRV2-10 | 48 | 0 | 48 | PR Required | - | PR |  | DFE-LV | Automated: Replaced DF240612104 by SEP12196. Automated: Replaced DF240612104 by SEP12196. | JD01-Jeddah Central Warehouse | 2026-12-31 | 2026-12-17 | 0
safety-[ | none : 2L2T safety stock | RMU | ROH | SEP12196 | Lugs, Pre Insulated Terminal, O-Type, Blue ¦ HRV2-10 | 270 | 0 | 270 | PR Required | - | PR |  | DFE-LV | Automated: Replaced DF240612104 by SEP12196. Automated: Replaced DF240612104 by SEP12196. | JD01-Jeddah Central Warehouse | 2026-12-31 | 2026-12-17 | 0
safety-[ | none : 2L1T safety stock | RMU | ROH | DF240612105 | Lugs, Pre Insulated Terminal, O-Type, Yellow ¦ HRV5.5-6 | 20 | 20 | 0 | 6100KDP02 | PO-SEP-6055-[76] | PO | 2025-11-10 | DFE-LV | Automated: Replaced DF240612105 by SEP12203. | JD01-Jeddah Central Warehouse | 2026-12-31 | 2026-12-17 | 0 | Dongfang Electronics International Engineering Co. Ltd | 6100KDP02 // 2L2T SRMU LV Compartment Purchase Parts from DFE for 30 Units
safety-[ | none : 2L2T safety stock | RMU | ROH | DF240612105 | Lugs, Pre Insulated Terminal, O-Type, Yellow ¦ HRV5.5-6 | 240 | 220 | 20 | 6100KDP02 | PO-SEP-6055-[76] | PO | 2025-11-10 | DFE-LV | Automated: Replaced DF240612105 by SEP12203. | JD01-Jeddah Central Warehouse | 2026-12-31 | 2026-12-17 | 0 | Dongfang Electronics International Engineering Co. Ltd | 6100KDP02 // 2L2T SRMU LV Compartment Purchase Parts from DFE for 30 Units
safety-[ | none : 2L2T safety stock | RMU | ROH | SEP12203 | Lugs, Pre Insulated Terminal, O-Type, Yellow ¦ HRV5.5-6 | 20 | 0 | 20 | PR Required | - | PR |  | DFE-LV | Automated: Replaced DF240612105 by SEP12203. Automated: Replaced DF240612105 by SEP12203. | JD01-Jeddah Central Warehouse | 2026-12-31 | 2026-12-17 | 0
safety-[ | none : 2L2T safety stock | RMU | ROH | SEP12210 | Lugs, Pre Insulated Terminal, U-Type, Blue ¦ HSV2-4S | 930 | 0 | 930 | PR Required | - | PR |  | DFE-LV | Automated: Replaced DF240612110 by SEP12210. Automated: Replaced DF240612110 by SEP12210. | JD01-Jeddah Central Warehouse | 2026-12-31 | 2026-12-17 | 0
safety-[ | none : 2L1T safety stock | RMU | ROH | SEP12210 | Lugs, Pre Insulated Terminal, U-Type, Blue ¦ HSV2-4S | 4100 | 0 | 4100 | PR Required | - | PR |  | DFE-LV | Automated: Replaced DF240612110 by SEP12210. Automated: Replaced DF240612110 by SEP12210. | JD01-Jeddah Central Warehouse | 2026-12-31 | 2026-12-17 | 0
safety-[ | none : 2L2T safety stock | RMU | ROH | SEP12217 | Lugs, Double Line Nasal Canal Type, Blue ¦ HTE2510 | 60 | 0 | 60 | PR Required | - | PR |  | DFE-LV | Automated: Replaced DF240612113 by SEP12217. Automated: Replaced DF240612113 by SEP12217. | JD01-Jeddah Central Warehouse | 2026-12-31 | 2026-12-17 | 0
safety-[ | none : 2L2T safety stock | RMU | ROH | SEP12207 | Lugs, Pre Insulated Terminal, Tube Type, Blue ¦ HE2510 | 900 | 0 | 900 | PR Required | - | PR |  | DFE-LV | Automated: Replaced DF240612116 by SEP12207. Automated: Replaced DF240612116 by SEP12207. | JD01-Jeddah Central Warehouse | 2026-12-31 | 2026-12-17 | 0
safety-[ | none : 2L1T safety stock | RMU | ROH | SEP12207 | Lugs, Pre Insulated Terminal, Tube Type, Blue ¦ HE2510 | 2159 | 0 | 2159 | PR Required | - | PR |  | DFE-LV | Automated: Replaced DF240612116 by SEP12207. Automated: Replaced DF240612116 by SEP12207. | JD01-Jeddah Central Warehouse | 2026-12-31 | 2026-12-17 | 0
safety-[ | none : 2L2T safety stock | RMU | ROH | SEP10915 | Rivet, Seahorse, M6.4 x 16.5 mm | 510 | 0 | 510 | PR Required | - | PR |  | SEP | Automated: Replaced DF240907001 by SEP10915. Automated: Replaced DF240907001 by SEP10915. | JD01-Jeddah Central Warehouse | 2026-12-31 | 2026-12-17 | 0
safety-[ | none : 2L1T safety stock | RMU | ROH | SEP10915 | Rivet, Seahorse, M6.4 x 16.5 mm | 7116 | 0 | 7116 | PR Required | - | PR |  | SEP | Automated: Replaced DF240907001 by SEP10915. Automated: Replaced DF240907001 by SEP10915. | JD01-Jeddah Central Warehouse | 2026-12-31 | 2026-12-17 | 0
safety-[ | none : 2L2T safety stock | RMU | ROH | SEP10914 | Rivet, Seahorse, M6.4 x 12.5 mm | 510 | 510 | 0 | free_stock | PO-SEP-8851-[17] | PO | 2025-10-21 | SEP | Automated: Replaced DF240907002 by SEP10914. Automated: Replaced DF240907002 by SEP10914. | JD01-Jeddah Central Warehouse | 2026-12-31 | 2026-12-17 | 0 | Raja Procuremnet Local Purchases
safety-[ | none : 2L1T safety stock | RMU | ROH | SEP10914 | Rivet, Seahorse, M6.4 x 12.5 mm | 2874 | 2874 | 0 | free_stock | PO-SEP-8851-[17] | PO | 2025-10-21 | SEP | Automated: Replaced DF240907002 by SEP10914. Automated: Replaced DF240907002 by SEP10914. | JD01-Jeddah Central Warehouse | 2026-12-31 | 2026-12-17 | 0 | Raja Procuremnet Local Purchases
safety-[ | none : 2L2T safety stock | RMU | ROH | DF241118001 | Module, Data Acquisition ¦ LP-204 | 30 | 30 | 0 | 6100KDP02 | PO-SEP-8114-[6] | PO | 2025-11-30 | DFE-LV | Automated: Replaced DF241118001 by RMU000000256. | JD01-Jeddah Central Warehouse | 2026-12-31 | 2026-12-17 | 0 | AMMARTECH Contracting & Smart Solutions | 6100KDP02 // 3L 355 Units Amar tech Scope Items
safety-[ | none : 2L1T safety stock | RMU | ROH | DF241118001 | Module, Data Acquisition ¦ LP-204 | 162 | 162 | 0 | 6100KDP02 | PO-SEP-8114-[6] | PO | 2025-11-30 | DFE-LV | Automated: Replaced DF241118001 by RMU000000256. | JD01-Jeddah Central Warehouse | 2026-12-31 | 2026-12-17 | 0 | AMMARTECH Contracting & Smart Solutions | 6100KDP02 // 3L 355 Units Amar tech Scope Items
safety-[ | none : 2L2T safety stock | RMU | ROH | RMU000000224 | Indicator Light, Close Button | 120 | 0 | 120 | PR Required | - | PR |  | DFE-LV | Automated: Replaced DF241118002 by RMU000000224. Automated: Replaced DF241118002 by RMU000000224. | JD01-Jeddah Central Warehouse | 2026-12-31 | 2026-12-17 | 0
safety-[ | none : 2L1T safety stock | RMU | ROH | RMU000000224 | Indicator Light, Close Button | 351 | 0 | 351 | PR Required | - | PR |  | DFE-LV | Automated: Replaced DF241118002 by RMU000000224. Automated: Replaced DF241118002 by RMU000000224. | JD01-Jeddah Central Warehouse | 2026-12-31 | 2026-12-17 | 0
safety-[ | none : 2L2T safety stock | RMU | ROH | RMU000000227 | Indicator Light, Open Button | 120 | 0 | 120 | PR Required | - | PR |  | DFE-LV | Automated: Replaced DF241118003 by RMU000000227. Automated: Replaced DF241118003 by RMU000000227. | JD01-Jeddah Central Warehouse | 2026-12-31 | 2026-12-17 | 0
safety-[ | none : 2L1T safety stock | RMU | ROH | RMU000000227 | Indicator Light, Open Button | 351 | 0 | 351 | PR Required | - | PR |  | DFE-LV | Automated: Replaced DF241118003 by RMU000000227. Automated: Replaced DF241118003 by RMU000000227. | JD01-Jeddah Central Warehouse | 2026-12-31 | 2026-12-17 | 0
safety-[ | none : 2L2T safety stock | RMU | ROH | RMU000000226 | Indicator Light, Low Pressure Warning, Yellow | 30 | 0 | 30 | PR Required | - | PR |  | DFE-LV | Automated: Replaced DF241118004 by RMU000000226. Automated: Replaced DF241118004 by RMU000000226. | JD01-Jeddah Central Warehouse | 2026-12-31 | 2026-12-17 | 0
safety-[ | none : 2L1T safety stock | RMU | ROH | RMU000000226 | Indicator Light, Low Pressure Warning, Yellow | 593 | 0 | 593 | PR Required | - | PR |  | DFE-LV | Automated: Replaced DF241118004 by RMU000000226. Automated: Replaced DF241118004 by RMU000000226. | JD01-Jeddah Central Warehouse | 2026-12-31 | 2026-12-17 | 0
safety-[ | none : 2L2T safety stock | RMU | ROH | RMU000000225 | Indicator Light, Low Pressure Lockout, Red | 30 | 0 | 30 | PR Required | - | PR |  | DFE-LV | Automated: Replaced DF241118005 by RMU000000225. Automated: Replaced DF241118005 by RMU000000225. | JD01-Jeddah Central Warehouse | 2026-12-31 | 2026-12-17 | 0
safety-[ | none : 2L1T safety stock | RMU | ROH | RMU000000225 | Indicator Light, Low Pressure Lockout, Red | 162 | 0 | 162 | PR Required | - | PR |  | DFE-LV | Automated: Replaced DF241118005 by RMU000000225. Automated: Replaced DF241118005 by RMU000000225. | JD01-Jeddah Central Warehouse | 2026-12-31 | 2026-12-17 | 0
safety-[ | none : 2L2T safety stock | RMU | ROH | RMU000000279 | Test Socket, 250V ¦ NTC1-332AS6h | 30 | 30 | 0 | 6100K013 | PO-SEP-8102-[1] | PO | 2025-11-27 | DFE-LV | Automated: Replaced DF241118009 by RMU000000279. Automated: Replaced DF241118009 by RMU000000279. | JD01-Jeddah Central Warehouse | 2026-12-31 | 2026-12-17 | 0 | CHINT ELECTRIC SAUDI ARABIA CO LTD
safety-[ | none : 2L1T safety stock | RMU | ROH | RMU000000279 | Test Socket, 250V ¦ NTC1-332AS6h | 162 | 162 | 0 | 6100K013 | PO-SEP-8102-[1] | PO | 2025-11-27 | DFE-LV | Automated: Replaced DF241118009 by RMU000000279. Automated: Replaced DF241118009 by RMU000000279. | JD01-Jeddah Central Warehouse | 2026-12-31 | 2026-12-17 | 0 | CHINT ELECTRIC SAUDI ARABIA CO LTD
safety-[ | none : 2L2T safety stock | RMU | ROH | SEP10922 | Screw, Cross Recessed Counter Sunk Head, Stainless Steel, M3 x 12 mm | 240 | 0 | 240 | PR Required | - | PR |  | SEP | Automated: Replaced DF241124005 by SEP10922. Automated: Replaced DF241124005 by SEP10922. | JD01-Jeddah Central Warehouse | 2026-12-31 | 2026-12-17 | 0
safety-[ | none : 2L2T safety stock | RMU | ROH | SEP10922 | Screw, Cross Recessed Counter Sunk Head, Stainless Steel, M3 x 12 mm | 300 | 0 | 300 | PR Required | - | PR |  | DFE-LV | Automated: Replaced DF241124005 by SEP10922. Automated: Replaced DF241124005 by SEP10922. | JD01-Jeddah Central Warehouse | 2026-12-31 | 2026-12-17 | 0
safety-[ | none : 2L1T safety stock | RMU | ROH | SEP10922 | Screw, Cross Recessed Counter Sunk Head, Stainless Steel, M3 x 12 mm | 3558 | 0 | 3558 | PR Required | - | PR |  | SEP | Automated: Replaced DF241124005 by SEP10922. Automated: Replaced DF241124005 by SEP10922. | JD01-Jeddah Central Warehouse | 2026-12-31 | 2026-12-17 | 0
safety-[ | none : 2L1T safety stock | RMU | ROH | SEP10922 | Screw, Cross Recessed Counter Sunk Head, Stainless Steel, M3 x 12 mm | 4744 | 0 | 4744 | PR Required | - | PR |  | DFE-LV | Automated: Replaced DF241124005 by SEP10922. Automated: Replaced DF241124005 by SEP10922. | JD01-Jeddah Central Warehouse | 2026-12-31 | 2026-12-17 | 0
safety-[ | none : 2L2T safety stock | RMU | ROH | SEP10870 | Bolt, Hexagonal Head, M6 x 16 mm, Stainless Steel | 120 | 0 | 120 | PR Required | - | PR |  | DFE-LV | Automated: Replaced DF241125002 by SEP10870. Automated: Replaced DF241125002 by SEP10870. | JD01-Jeddah Central Warehouse | 2026-12-31 | 2026-12-17 | 0
safety-[ | none : 2L2T safety stock | RMU | ROH | SEP10870 | Bolt, Hexagonal Head, M6 x 16 mm, Stainless Steel | 720 | 0 | 720 | PR Required | - | PR |  | SEP | Automated: Replaced DF241125002 by SEP10870. Automated: Replaced DF241125002 by SEP10870. | JD01-Jeddah Central Warehouse | 2026-12-31 | 2026-12-17 | 0
safety-[ | none : 2L1T safety stock | RMU | ROH | SEP10870 | Bolt, Hexagonal Head, M6 x 16 mm, Stainless Steel | 2372 | 0 | 2372 | PR Required | - | PR |  | DFE-LV | Automated: Replaced DF241125002 by SEP10870. Automated: Replaced DF241125002 by SEP10870. | JD01-Jeddah Central Warehouse | 2026-12-31 | 2026-12-17 | 0
safety-[ | none : 2L1T safety stock | RMU | ROH | SEP10870 | Bolt, Hexagonal Head, M6 x 16 mm, Stainless Steel | 11860 | 0 | 11860 | PR Required | - | PR |  | SEP | Automated: Replaced DF241125002 by SEP10870. Automated: Replaced DF241125002 by SEP10870. | JD01-Jeddah Central Warehouse | 2026-12-31 | 2026-12-17 | 0
safety-[ | none : 2L2T safety stock | RMU | ROH | DF241126013 | Tie Strap, Black, M5 x 200 mm | 900 | 900 | 0 | 6100K011A | PO-SEP-6166-[10] | PO | 2025-11-30 | DFE-LV | Automated: Replaced DF241126013 by RMU000000281. | JD01-Jeddah Central Warehouse | 2026-12-31 | 2026-12-17 | 0 | Sana For Electric And Telephone Co | 6100K011A // OVR // ELECTRICAL COMPONENTS (96 SETS)
safety-[ | none : 2L1T safety stock | RMU | ROH | DF241126013 | Tie Strap, Black, M5 x 200 mm | 4725 | 600 | 4125 | 6100K011A | PO-SEP-6166-[10] | PO | 2025-11-30 | DFE-LV | Automated: Replaced DF241126013 by RMU000000281. | JD01-Jeddah Central Warehouse | 2026-12-31 | 2026-12-17 | 0 | Sana For Electric And Telephone Co | 6100K011A // OVR // ELECTRICAL COMPONENTS (96 SETS)
safety-[ | none : 2L1T safety stock | RMU | ROH | RMU000000281 | Tie Strap, Black, M5 x 200 mm | 4125 | 0 | 4125 | PR Required | - | PR |  | DFE-LV | Automated: Replaced DF241126013 by RMU000000281. Automated: Replaced DF241126013 by RMU000000281. | JD01-Jeddah Central Warehouse | 2026-12-31 | 2026-12-17 | 0
safety-[ | none : 2L2T safety stock | RMU | ROH | RMU000000201 | Bar, Center Connection, 5 Connection, 0203250 ¦ UK2.5B, FBI 10-5 ¦ PHOENIX | 30 | 0 | 30 | PR Required | - | PR |  | DFE-LV | Automated: Replaced DF241126017 by RMU000000201. Automated: Replaced DF241126017 by RMU000000201. | JD01-Jeddah Central Warehouse | 2026-12-31 | 2026-12-17 | 0
safety-[ | none : 2L1T safety stock | RMU | ROH | RMU000000201 | Bar, Center Connection, 5 Connection, 0203250 ¦ UK2.5B, FBI 10-5 ¦ PHOENIX | 162 | 0 | 162 | PR Required | - | PR |  | DFE-LV | Automated: Replaced DF241126017 by RMU000000201. Automated: Replaced DF241126017 by RMU000000201. | JD01-Jeddah Central Warehouse | 2026-12-31 | 2026-12-17 | 0
safety-[ | none : 2L2T safety stock | RMU | ROH | SEP10298 | 4.0 Red Wire Gauge Tube 4.0mm² | 3 | 0 | 3 | PR Required | - | PR |  | DFE-LV | Automated: Replaced DF241126025 by SEP10298. Automated: Replaced DF241126025 by SEP10298. | JD01-Jeddah Central Warehouse | 2026-12-31 | 2026-12-17 | 0
safety-[ | none : 2L1T safety stock | RMU | ROH | SEP10298 | 4.0 Red Wire Gauge Tube 4.0mm² | 59.3 | 0 | 59.3 | PR Required | - | PR |  | DFE-LV | Automated: Replaced DF241126025 by SEP10298. Automated: Replaced DF241126025 by SEP10298. | JD01-Jeddah Central Warehouse | 2026-12-31 | 2026-12-17 | 0
safety-[ | none : 2L2T safety stock | RMU | ROH | RMU000000254 | Miniature Circuit Breaker, MCB ¦ NDB1Z-63 C6/2+FS1(DFST) | 30 | 30 | 0 | 6100K013 | PO-SEP-8099-[2] | PO | 2025-10-30 | DFE-LV | Automated: Replaced DF250227002 by RMU000000254. Automated: Replaced DF250227002 by RMU000000254. | JD01-Jeddah Central Warehouse | 2026-12-31 | 2026-12-17 | 0 | Shanghai Quisure Info-Tech Co. Ltd
safety-[ | none : 2L1T safety stock | RMU | ROH | RMU000000254 | Miniature Circuit Breaker, MCB ¦ NDB1Z-63 C6/2+FS1(DFST) | 162 | 162 | 0 | 6100K013 | PO-SEP-8099-[2] | PO | 2025-10-30 | DFE-LV | Automated: Replaced DF250227002 by RMU000000254. Automated: Replaced DF250227002 by RMU000000254. | JD01-Jeddah Central Warehouse | 2026-12-31 | 2026-12-17 | 0 | Shanghai Quisure Info-Tech Co. Ltd
safety-[ | none : 2L2T safety stock | RMU | ROH | RMU000000253 | Miniature Circuit Breaker, MCB ¦ NDB1Z-63 C6/2(DFST) | 90 | 90 | 0 | 6100K013 | PO-SEP-8099-[3] | PO | 2025-10-30 | DFE-LV | Automated: Replaced DF250227003 by RMU000000253. Automated: Replaced DF250227003 by RMU000000253. | JD01-Jeddah Central Warehouse | 2026-12-31 | 2026-12-17 | 0 | Shanghai Quisure Info-Tech Co. Ltd
safety-[ | none : 2L1T safety stock | RMU | ROH | RMU000000253 | Miniature Circuit Breaker, MCB ¦ NDB1Z-63 C6/2(DFST) | 179 | 179 | 0 | 6100K013 | PO-SEP-8099-[3] | PO | 2025-10-30 | DFE-LV | Automated: Replaced DF250227003 by RMU000000253. Automated: Replaced DF250227003 by RMU000000253. | JD01-Jeddah Central Warehouse | 2026-12-31 | 2026-12-17 | 0 | Shanghai Quisure Info-Tech Co. Ltd
safety-[ | none : 2L2T safety stock | RMU | ROH | RMU000000252 | Miniature Circuit Breaker, MCB ¦ NDB1Z-63 C16/2+OF1(DFST) | 30 | 30 | 0 | 6100K013 | PO-SEP-8099-[4] | PO | 2025-10-30 | DFE-LV | Automated: Replaced DF250227004 by RMU000000252. Automated: Replaced DF250227004 by RMU000000252. | JD01-Jeddah Central Warehouse | 2026-12-31 | 2026-12-17 | 0 | Shanghai Quisure Info-Tech Co. Ltd
safety-[ | none : 2L1T safety stock | RMU | ROH | RMU000000252 | Miniature Circuit Breaker, MCB ¦ NDB1Z-63 C16/2+OF1(DFST) | 162 | 162 | 0 | 6100K013 | PO-SEP-8099-[4] | PO | 2025-10-30 | DFE-LV | Automated: Replaced DF250227004 by RMU000000252. Automated: Replaced DF250227004 by RMU000000252. | JD01-Jeddah Central Warehouse | 2026-12-31 | 2026-12-17 | 0 | Shanghai Quisure Info-Tech Co. Ltd
safety-[ | none : 2L2T safety stock | RMU | ROH | DF250227007 | Bar, Center Connection, 10 Connection, 0203250 ¦ UK2.5B, FBI 10-10 ¦ PHOENIX | 30 | 30 | 0 | 6100KDP02 | PO-SEP-6055-[124] | PO | 2025-11-10 | DFE-LV | Automated: Replaced DF250227007 by RMU000000197. | JD01-Jeddah Central Warehouse | 2026-12-31 | 2026-12-17 | 0 | Dongfang Electronics International Engineering Co. Ltd | 6100KDP02 // 2L2T SRMU LV Compartment Purchase Parts from DFE for 30 Units
safety-[ | none : 2L2T safety stock | RMU |  | SEP11242 | Wire,Control, Black, 6.0 Sq.mm, BVR | 180 | 0 | 180 | PR Required | - | PR |  | DFE-LV | Automated: Replaced DF250318001 by RMU000000138. Automated: Replaced RMU000000138 by SEP11242. Automated: Replaced DF250318001 by RMU000000138. Automated: Replaced RMU000000138 by SEP11242. | JD01-Jeddah Central Warehouse | 2026-12-31 | 2026-12-17 | 0
safety-[ | none : 2L1T safety stock | RMU | ROH | SEP11242 | Wire,Control, Black, 6.0 Sq.mm, BVR | 3558 | 0 | 3558 | PR Required | - | PR |  | DFE-LV | Automated: Replaced DF250318001 by RMU000000138. Automated: Replaced RMU000000138 by SEP11242. Automated: Replaced DF250318001 by RMU000000138. Automated: Replaced RMU000000138 by SEP11242. | JD01-Jeddah Central Warehouse | 2026-12-31 | 2026-12-17 | 0
safety-[ | none : 2L2T safety stock | RMU | ROH | SEP12187 | Lugs, Terminal O-Type, Pre Insulated, Blue ¦ HRV5.5-10 | 30 | 0 | 30 | PR Required | - | PR |  | DFE-LV | Automated: Replaced DF250318002 by RMU000000139. Automated: Replaced RMU000000139 by SEP12187. Automated: Replaced DF250318002 by RMU000000139. Automated: Replaced RMU000000139 by SEP12187. | JD01-Jeddah Central Warehouse | 2026-12-31 | 2026-12-17 | 0
safety-[ | none : 2L1T safety stock | RMU |  | SEP12187 | Lugs, Terminal O-Type, Pre Insulated, Blue ¦ HRV5.5-10 | 593 | 0 | 593 | PR Required | - | PR |  | DFE-LV | Automated: Replaced DF250318002 by RMU000000139. Automated: Replaced RMU000000139 by SEP12187. Automated: Replaced DF250318002 by RMU000000139. Automated: Replaced RMU000000139 by SEP12187. | JD01-Jeddah Central Warehouse | 2026-12-31 | 2026-12-17 | 0
safety-[ | none : 2L2T safety stock | RMU | ROH | RMU000000175 | Protection Process Diagram | 30 | 0 | 30 | PR Required | - | PR |  | SEP | Automated: Replaced DF250418001 by RMU000000175. Automated: Replaced DF250418001 by RMU000000175. | JD01-Jeddah Central Warehouse | 2026-12-31 | 2026-12-17 | 0
safety-[ | none : 2L1T safety stock | RMU | ROH | RMU000000175 | Protection Process Diagram | 593 | 0 | 593 | PR Required | - | PR |  | SEP | Automated: Replaced DF250418001 by RMU000000175. Automated: Replaced DF250418001 by RMU000000175. | JD01-Jeddah Central Warehouse | 2026-12-31 | 2026-12-17 | 0
safety-[ | none : 2L2T safety stock | RMU | ROH | SEP12213 | Lugs, Double Line Nasal Canal Type, Red ¦ HTE0510 | 60 | 0 | 60 | PR Required | - | PR |  | DFE-LV | Automated: Replaced DF250419001 by SEP12213. Automated: Replaced DF250419001 by SEP12213. | JD01-Jeddah Central Warehouse | 2026-12-31 | 2026-12-17 | 0
safety-[ | none : 3L1T safety stock | RMU | HALB | 1W0011-R0001 | Pre Wiring Ladies Section | 105 | 0 | 105 | PR Required | - | PR |  | SEP |  | RY01-Riyadh Central Warehouse | 2026-12-31 | 2026-12-17 | 0
safety-[ | none : 3L1T safety stock | RMU | HALB | 1W0011-R0003 | LV Box Wiring termination (All Electrical Components) | 105 | 0 | 105 | PR Required | - | PR |  | SEP |  | RY01-Riyadh Central Warehouse | 2026-12-31 | 2026-12-17 | 0
safety-[ | none : 3L1T safety stock | RMU | HALB | 1W0011-R0004 | Wiring Integration (CT + VT +EFI) | 105 | 0 | 105 | PR Required | - | PR |  | SEP |  | RY01-Riyadh Central Warehouse | 2026-12-31 | 2026-12-17 | 0
safety-[ | none : 3L1T safety stock | RMU | ROH | 205040650 | M4 Hex Self-locking nuts Stainless steel | 1890 | 0 | 1890 | PR Required | - | PR |  | Outer Enclosure |  | RY01-Riyadh Central Warehouse | 2026-12-31 | 2026-12-17 | 0
safety-[ | none : 3L1T safety stock | RMU | HALB | 8BP.0818.0002 | Loop sign | 420 | 0 | 420 | PR Required | - | PR |  | SEP |  | RY01-Riyadh Central Warehouse | 2026-12-31 | 2026-12-17 | 0
safety-[ | none : 3L1T safety stock | RMU | HALB | 8BP.0818.0006 | BATTERY LABEL | 105 | 0 | 105 | PR Required | - | PR |  | SEP |  | RY01-Riyadh Central Warehouse | 2026-12-31 | 2026-12-17 | 0
safety-[ | none : 3L1T safety stock | RMU | HALB | 8BP.0818.0007 | INSTRUMENT DOOR LEFT PANEL LABEL | 105 | 0 | 105 | PR Required | - | PR |  | SEP |  | RY01-Riyadh Central Warehouse | 2026-12-31 | 2026-12-17 | 0
safety-[ | none : 3L1T safety stock | RMU | HALB | 8BP.0818.0008 | INSTRUMENT ROOM COMPONENT LABEL(LARGE) | 105 | 0 | 105 | PR Required | - | PR |  | SEP |  | RY01-Riyadh Central Warehouse | 2026-12-31 | 2026-12-17 | 0
safety-[ | none : 3L1T safety stock | RMU | HALB | 8BP.0818.0009 | INSTRUMENT INDOOR LABEL | 105 | 0 | 105 | PR Required | - | PR |  | SEP |  | RY01-Riyadh Central Warehouse | 2026-12-31 | 2026-12-17 | 0
safety-[ | none : 3L1T safety stock | RMU | HALB | 8BP.0818.0010 | INSTRUMENT ROOM COMPONENT LABEL(SMALL) | 105 | 0 | 105 | PR Required | - | PR |  | SEP |  | RY01-Riyadh Central Warehouse | 2026-12-31 | 2026-12-17 | 0
safety-[ | none : 3L1T safety stock | RMU | HALB | 8DF-052-0055 | Grounding plate | 105 | 0 | 105 | PR Required | - | PR |  | SEP |  | RY01-Riyadh Central Warehouse | 2026-12-31 | 2026-12-17 | 0
safety-[ | none : 3L1T safety stock | RMU | HALB | 8DF-062-0014(A) | Transformer mounting plate 1 (CHUANGYIN) | 105 | 0 | 105 | PR Required | - | PR |  | SEP |  | RY01-Riyadh Central Warehouse | 2026-12-31 | 2026-12-17 | 0
safety-[ | none : 3L1T safety stock | RMU | HALB | 8DF-062-0015A | Transformer mounting plate 2 (CHUANGYIN) | 105 | 0 | 105 | PR Required | - | PR |  | SEP |  | RY01-Riyadh Central Warehouse | 2026-12-31 | 2026-12-17 | 0
safety-[ | none : 3L1T safety stock | RMU | HALB | 8DF-270-0007 | Grounding bar protection plate | 105 | 0 | 105 | PR Required | - | PR |  | SEP |  | RY01-Riyadh Central Warehouse | 2026-12-31 | 2026-12-17 | 0
safety-[ | none : 3L1T safety stock | RMU | HALB | 8DF.0815.1025 | Casing protection plate 1 | 105 | 0 | 105 | PR Required | - | PR |  | SEP |  | RY01-Riyadh Central Warehouse | 2026-12-31 | 2026-12-17 | 0
safety-[ | none : 3L1T safety stock | RMU | HALB | 8DF.0815.1026 | Casing protection plate 2 | 105 | 0 | 105 | PR Required | - | PR |  | SEP |  | RY01-Riyadh Central Warehouse | 2026-12-31 | 2026-12-17 | 0
safety-[ | none : 3L1T safety stock | RMU | HALB | 8DF.0815.1027 | Casing protection plate 3 | 210 | 0 | 210 | PR Required | - | PR |  | SEP |  | RY01-Riyadh Central Warehouse | 2026-12-31 | 2026-12-17 | 0
safety-[ | none : 3L1T safety stock | RMU | HALB | 8DF.0815.1081 | Ground bar 1 | 105 | 0 | 105 | PR Required | - | PR |  | SEP |  | RY01-Riyadh Central Warehouse | 2026-12-31 | 2026-12-17 | 0
safety-[ | none : 3L1T safety stock | RMU | HALB | 8DF.0815.1082 | Ground bar 2 | 105 | 0 | 105 | PR Required | - | PR |  | SEP |  | RY01-Riyadh Central Warehouse | 2026-12-31 | 2026-12-17 | 0
safety-[ | none : 3L1T safety stock | RMU | HALB | 8DF.0815.1083 | Ground bar 3 | 105 | 0 | 105 | PR Required | - | PR |  | SEP |  | RY01-Riyadh Central Warehouse | 2026-12-31 | 2026-12-17 | 0
safety-[ | none : 3L1T safety stock | RMU | HALB | 8DF.0815.1086 | Ground bar 6 | 105 | 0 | 105 | PR Required | - | PR |  | SEP |  | RY01-Riyadh Central Warehouse | 2026-12-31 | 2026-12-17 | 0
safety-[ | none : 3L1T safety stock | RMU | HALB | 8DF.0815.1087 | Ground bar 7 | 105 | 0 | 105 | PR Required | - | PR |  | SEP |  | RY01-Riyadh Central Warehouse | 2026-12-31 | 2026-12-17 | 0
safety-[ | none : 3L1T safety stock | RMU | HALB | 8DF.0815.1105 | Interlocking Plate 3 | 315 | 0 | 315 | PR Required | - | PR |  | SEP |  | RY01-Riyadh Central Warehouse | 2026-12-31 | 2026-12-17 | 0
safety-[ | none : 3L1T safety stock | RMU | HALB | 8DF.0815.1242 | Cable room protection panel 4 | 210 | 0 | 210 | PR Required | - | PR |  | SEP |  | RY01-Riyadh Central Warehouse | 2026-12-31 | 2026-12-17 | 0
safety-[ | none : 3L1T safety stock | RMU | HALB | 8DF.0815.1260 | POWER MODULE MOUNTING PLATE | 105 | 0 | 105 | PR Required | - | PR |  | SEP |  | RY01-Riyadh Central Warehouse | 2026-12-31 | 2026-12-17 | 0
safety-[ | none : 3L1T safety stock | RMU | HALB | 8DF.0817.0607 | Cable binding clip | 525 | 0 | 525 | PR Required | - | PR |  | SEP |  | RY01-Riyadh Central Warehouse | 2026-12-31 | 2026-12-17 | 0
safety-[ | none : 3L1T safety stock | RMU | HALB | 8DF.0818.1001(A) | lower left side panel | 105 | 0 | 105 | PR Required | - | PR |  | SEP |  | RY01-Riyadh Central Warehouse | 2026-12-31 | 2026-12-17 | 0
safety-[ | none : 3L1T safety stock | RMU | HALB | 8DF.0818.1002(A) | lower right side panel | 105 | 0 | 105 | PR Required | - | PR |  | SEP |  | RY01-Riyadh Central Warehouse | 2026-12-31 | 2026-12-17 | 0
safety-[ | none : 3L1T safety stock | RMU | HALB | 8DF.0818.1011 | Partition door frame (Bend Up) | 210 | 0 | 210 | PR Required | - | PR |  | SEP |  | RY01-Riyadh Central Warehouse | 2026-12-31 | 2026-12-17 | 0
safety-[ | none : 3L1T safety stock | RMU | HALB | 8DF.0818.1011B | Partition door frame (Bend Down) | 105 | 0 | 105 | PR Required | - | PR |  | SEP |  | RY01-Riyadh Central Warehouse | 2026-12-31 | 2026-12-17 | 0
safety-[ | none : 3L1T safety stock | RMU | HALB | 8DF.0818.1012 | Bottom plate pressure relief piece | 420 | 0 | 420 | PR Required | - | PR |  | SEP |  | RY01-Riyadh Central Warehouse | 2026-12-31 | 2026-12-17 | 0
safety-[ | none : 3L1T safety stock | RMU | HALB | 8DF.0818.1015 | Cable room bottom plate 1 | 210 | 0 | 210 | PR Required | - | PR |  | SEP |  | RY01-Riyadh Central Warehouse | 2026-12-31 | 2026-12-17 | 0
safety-[ | none : 3L1T safety stock | RMU | HALB | 8DF.0818.1016A | Cable room bottom plate 2 | 630 | 0 | 630 | PR Required | - | PR |  | SEP |  | RY01-Riyadh Central Warehouse | 2026-12-31 | 2026-12-17 | 0
safety-[ | none : 3L1T safety stock | RMU | HALB | 8DF.0818.1018 | Cable clamp 1 | 210 | 0 | 210 | PR Required | - | PR |  | SEP |  | RY01-Riyadh Central Warehouse | 2026-12-31 | 2026-12-17 | 0
safety-[ | none : 3L1T safety stock | RMU | HALB | 8DF.0818.1019A | Cable clamp 2 | 630 | 0 | 630 | PR Required | - | PR |  | SEP |  | RY01-Riyadh Central Warehouse | 2026-12-31 | 2026-12-17 | 0
safety-[ | none : 3L1T safety stock | RMU | HALB | 8DF.0818.1020 | Cable room protection panel 1 | 630 | 0 | 630 | PR Required | - | PR |  | SEP |  | RY01-Riyadh Central Warehouse | 2026-12-31 | 2026-12-17 | 0
safety-[ | none : 3L1T safety stock | RMU | HALB | 8DF.0818.1021 | Cable room protection panel 2 | 420 | 0 | 420 | PR Required | - | PR |  | SEP |  | RY01-Riyadh Central Warehouse | 2026-12-31 | 2026-12-17 | 0
safety-[ | none : 3L1T safety stock | RMU | HALB | 8DF.0818.1022 | Cable room protection panel 3 | 420 | 0 | 420 | PR Required | - | PR |  | SEP |  | RY01-Riyadh Central Warehouse | 2026-12-31 | 2026-12-17 | 0
safety-[ | none : 3L1T safety stock | RMU | HALB | 8DF.0818.1026 | Cable room door upper handle | 420 | 0 | 420 | PR Required | - | PR |  | SEP |  | RY01-Riyadh Central Warehouse | 2026-12-31 | 2026-12-17 | 0
safety-[ | none : 3L1T safety stock | RMU | HALB | 8DF.0818.1027 | Cable room door inner handle | 420 | 0 | 420 | PR Required | - | PR |  | SEP |  | RY01-Riyadh Central Warehouse | 2026-12-31 | 2026-12-17 | 0
safety-[ | none : 3L1T safety stock | RMU | HALB | 8DF.0818.1031A | Left side cover | 105 | 0 | 105 | PR Required | - | PR |  | SEP |  | RY01-Riyadh Central Warehouse | 2026-12-31 | 2026-12-17 | 0
safety-[ | none : 3L1T safety stock | RMU | HALB | 8DF.0818.1032A | Right side cover | 105 | 0 | 105 | PR Required | - | PR |  | SEP |  | RY01-Riyadh Central Warehouse | 2026-12-31 | 2026-12-17 | 0
safety-[ | none : 3L1T safety stock | RMU | HALB | 8DF.0818.1035(A) | CB Agency Panel | 105 | 0 | 105 | PR Required | - | PR |  | SEP |  | RY01-Riyadh Central Warehouse | 2026-12-31 | 2026-12-17 | 0
safety-[ | none : 3L1T safety stock | RMU | HALB | 8DF.0818.1036 | Cable Test Box | 315 | 0 | 315 | PR Required | - | PR |  | SEP |  | RY01-Riyadh Central Warehouse | 2026-12-31 | 2026-12-17 | 0
safety-[ | none : 3L1T safety stock | RMU | HALB | 8DF.0818.1039 | File Holder | 105 | 0 | 105 | PR Required | - | PR |  | SEP |  | RY01-Riyadh Central Warehouse | 2026-12-31 | 2026-12-17 | 0
safety-[ | none : 3L1T safety stock | RMU | HALB | 8DF.0818.1041 | Mechanism room fixing block | 735 | 0 | 735 | PR Required | - | PR |  | SEP |  | RY01-Riyadh Central Warehouse | 2026-12-31 | 2026-12-17 | 0
safety-[ | none : 3L1T safety stock | RMU | HALB | 8DF.0818.1043 | Mechanism room fixed plate 2 | 105 | 0 | 105 | PR Required | - | PR |  | SEP |  | RY01-Riyadh Central Warehouse | 2026-12-31 | 2026-12-17 | 0
safety-[ | none : 3L1T safety stock | RMU | HALB | 8DF.0818.1044 | Mechanism room fixed block 2 | 735 | 0 | 735 | PR Required | - | PR |  | SEP |  | RY01-Riyadh Central Warehouse | 2026-12-31 | 2026-12-17 | 0
safety-[ | none : 3L1T safety stock | RMU | HALB | 8DF.0818.1045 | CCVCMechanism room fixing plate | 105 | 0 | 105 | PR Required | - | PR |  | SEP |  | RY01-Riyadh Central Warehouse | 2026-12-31 | 2026-12-17 | 0
safety-[ | none : 3L1T safety stock | RMU | HALB | 8DF.0818.1046 | Lock Tongue | 315 | 0 | 315 | PR Required | - | PR |  | SEP |  | RY01-Riyadh Central Warehouse | 2026-12-31 | 2026-12-17 | 0
safety-[ | none : 3L1T safety stock | RMU | HALB | 8DF.0818.1050 | Cable room door | 420 | 0 | 420 | PR Required | - | PR |  | SEP |  | RY01-Riyadh Central Warehouse | 2026-12-31 | 2026-12-17 | 0
safety-[ | none : 3L1T safety stock | RMU | HALB | 8DF.0818.1051 | Cable room partition | 420 | 0 | 420 | PR Required | - | PR |  | SEP |  | RY01-Riyadh Central Warehouse | 2026-12-31 | 2026-12-17 | 0
safety-[ | none : 3L1T safety stock | RMU | HALB | 8DF.0818.1085 | CCVC Ground bar 4 | 105 | 0 | 105 | PR Required | - | PR |  | SEP |  | RY01-Riyadh Central Warehouse | 2026-12-31 | 2026-12-17 | 0
safety-[ | none : 3L1T safety stock | RMU | ROH | 8DF.0818.1115 | left support plate | 210 | 0 | 210 | PR Required | - | PR |  | Outer Enclosure |  | RY01-Riyadh Central Warehouse | 2026-12-31 | 2026-12-17 | 0
safety-[ | none : 3L1T safety stock | RMU | HALB | 8DF.0818.1209A | CABLE ROOM BOTTOM PLATE 3 | 105 | 0 | 105 | PR Required | - | PR |  | SEP |  | RY01-Riyadh Central Warehouse | 2026-12-31 | 2026-12-17 | 0
safety-[ | none : 3L1T safety stock | RMU | HALB | 8DF.0818.1209C | CABLE ROOM BOTTOM PLATE 3-1 | 315 | 0 | 315 | PR Required | - | PR |  | SEP |  | RY01-Riyadh Central Warehouse | 2026-12-31 | 2026-12-17 | 0
safety-[ | none : 3L1T safety stock | RMU | HALB | 8DF.0818.1220 | Instrument room left sealing panel | 105 | 0 | 105 | PR Required | - | PR |  | SEP |  | RY01-Riyadh Central Warehouse | 2026-12-31 | 2026-12-17 | 0
safety-[ | none : 3L1T safety stock | RMU | HALB | 8DF.0818.1223(A) | Instrument box right side sealing plate | 105 | 0 | 105 | PR Required | - | PR |  | SEP |  | RY01-Riyadh Central Warehouse | 2026-12-31 | 2026-12-17 | 0
safety-[ | none : 3L1T safety stock | RMU | HALB | 8DF.0818.1224 | Instrument room column | 105 | 0 | 105 | PR Required | - | PR |  | SEP |  | RY01-Riyadh Central Warehouse | 2026-12-31 | 2026-12-17 | 0
safety-[ | none : 3L1T safety stock | RMU | HALB | 8DF.0818.1227 | Instrument room vertical panel | 105 | 0 | 105 | PR Required | - | PR |  | SEP |  | RY01-Riyadh Central Warehouse | 2026-12-31 | 2026-12-17 | 0
safety-[ | none : 3L1T safety stock | RMU | HALB | 8DF.0818.1231 | Battery fixing plate | 105 | 0 | 105 | PR Required | - | PR |  | SEP |  | RY01-Riyadh Central Warehouse | 2026-12-31 | 2026-12-17 | 0
safety-[ | none : 3L1T safety stock | RMU | HALB | 8DF.0818.1232 | V Cable clamp fixing plate | 105 | 0 | 105 | PR Required | - | PR |  | SEP |  | RY01-Riyadh Central Warehouse | 2026-12-31 | 2026-12-17 | 0
safety-[ | none : 3L1T safety stock | RMU | HALB | 8DF.0818.1232A | C Cable clamp fixing plate | 315 | 0 | 315 | PR Required | - | PR |  | SEP |  | RY01-Riyadh Central Warehouse | 2026-12-31 | 2026-12-17 | 0
safety-[ | none : 3L1T safety stock | RMU | HALB | 8DF.0818.1234 | Ground bar bracket | 840 | 0 | 840 | PR Required | - | PR |  | SEP |  | RY01-Riyadh Central Warehouse | 2026-12-31 | 2026-12-17 | 0
safety-[ | none : 3L1T safety stock | RMU | HALB | 8DF.0818.1235(A) | Battery separator | 105 | 0 | 105 | PR Required | - | PR |  | SEP |  | RY01-Riyadh Central Warehouse | 2026-12-31 | 2026-12-17 | 0
safety-[ | none : 3L1T safety stock | RMU | HALB | 8DF.0818.1246(A) | LBS1 Agency Panel | 105 | 0 | 105 | PR Required | - | PR |  | SEP |  | RY01-Riyadh Central Warehouse | 2026-12-31 | 2026-12-17 | 0
safety-[ | none : 3L1T safety stock | RMU | HALB | 8DF.0818.1247(A) | LBS2 Agency Panel | 105 | 0 | 105 | PR Required | - | PR |  | SEP |  | RY01-Riyadh Central Warehouse | 2026-12-31 | 2026-12-17 | 0
safety-[ | none : 3L1T safety stock | RMU | HALB | 8DF.0818.1248(A) | LBS2 Agency Panel(3L1T) | 105 | 0 | 105 | PR Required | - | PR |  | SEP |  | RY01-Riyadh Central Warehouse | 2026-12-31 | 2026-12-17 | 0
safety-[ | none : 3L1T safety stock | RMU | HALB | 8DF.0818.1249A | Support plate 1 assembly | 105 | 0 | 105 | PR Required | - | PR |  | SEP |  | RY01-Riyadh Central Warehouse | 2026-12-31 | 2026-12-17 | 0
safety-[ | none : 3L1T safety stock | RMU | HALB | 8DF.0818.1250A | Support plate 2 | 210 | 0 | 210 | PR Required | - | PR |  | SEP |  | RY01-Riyadh Central Warehouse | 2026-12-31 | 2026-12-17 | 0
safety-[ | none : 3L1T safety stock | RMU | HALB | 8DF.0818.1259 | Instrument door positioning plate | 210 | 0 | 210 | PR Required | - | PR |  | SEP |  | RY01-Riyadh Central Warehouse | 2026-12-31 | 2026-12-17 | 0
safety-[ | none : 3L1T safety stock | RMU | HALB | 8DF.0818.1261 | Stroke bracket 2 | 210 | 0 | 210 | PR Required | - | PR |  | SEP |  | RY01-Riyadh Central Warehouse | 2026-12-31 | 2026-12-17 | 0
safety-[ | none : 3L1T safety stock | RMU | HALB | 8DF.0818.1268 | Copper row hole protection plate | 105 | 0 | 105 | PR Required | - | PR |  | SEP |  | RY01-Riyadh Central Warehouse | 2026-12-31 | 2026-12-17 | 0
safety-[ | none : 3L1T safety stock | RMU | HALB | 8DF.0818.1271A | Copper row hole protection plate (extended) | 105 | 0 | 105 | PR Required | - | PR |  | SEP |  | RY01-Riyadh Central Warehouse | 2026-12-31 | 2026-12-17 | 0
safety-[ | none : 3L1T safety stock | RMU | HALB | 8DF.0818.1271B | Copper row hole protection plate (extended and fully sealed) | 105 | 0 | 105 | PR Required | - | PR |  | SEP |  | RY01-Riyadh Central Warehouse | 2026-12-31 | 2026-12-17 | 0
safety-[ | none : 3L1T safety stock | RMU | HALB | 8DF.0818.1298 | Partition door frame 2 | 315 | 0 | 315 | PR Required | - | PR |  | SEP |  | RY01-Riyadh Central Warehouse | 2026-12-31 | 2026-12-17 | 0
safety-[ | none : 3L1T safety stock | RMU | HALB | 8DF.0818.1299 | Battery pressure plate | 105 | 0 | 105 | PR Required | - | PR |  | SEP |  | RY01-Riyadh Central Warehouse | 2026-12-31 | 2026-12-17 | 0
safety-[ | none : 3L1T safety stock | RMU | HALB | 8DF.0818.1301 | Pressure relief chamber support beam | 105 | 0 | 105 | PR Required | - | PR |  | SEP |  | RY01-Riyadh Central Warehouse | 2026-12-31 | 2026-12-17 | 0
safety-[ | none : 3L1T safety stock | RMU | HALB | 8DF.0818.1306(A) | CCVC Front center cross member | 105 | 0 | 105 | PR Required | - | PR |  | SEP |  | RY01-Riyadh Central Warehouse | 2026-12-31 | 2026-12-17 | 0
safety-[ | none : 3L1T safety stock | RMU | HALB | 8DF.0818.1307 | CCVC front bottom cross member | 105 | 0 | 105 | PR Required | - | PR |  | SEP |  | RY01-Riyadh Central Warehouse | 2026-12-31 | 2026-12-17 | 0
safety-[ | none : 3L1T safety stock | RMU | HALB | 8DF.0818.1308 | CCVC Rear bottom cross member | 105 | 0 | 105 | PR Required | - | PR |  | SEP |  | RY01-Riyadh Central Warehouse | 2026-12-31 | 2026-12-17 | 0
safety-[ | none : 3L1T safety stock | RMU | HALB | 8DF.0818.1309 | CCVC Rear center cross member | 105 | 0 | 105 | PR Required | - | PR |  | SEP |  | RY01-Riyadh Central Warehouse | 2026-12-31 | 2026-12-17 | 0
safety-[ | none : 3L1T safety stock | RMU | HALB | 8DF.0818.1310(A) | CCVC vertical partition | 105 | 0 | 105 | PR Required | - | PR |  | SEP |  | RY01-Riyadh Central Warehouse | 2026-12-31 | 2026-12-17 | 0
safety-[ | none : 3L1T safety stock | RMU | HALB | 8DF.0818.1311A | CCVC Upper sealing plate | 105 | 0 | 105 | PR Required | - | PR |  | SEP |  | RY01-Riyadh Central Warehouse | 2026-12-31 | 2026-12-17 | 0
safety-[ | none : 3L1T safety stock | RMU | HALB | 8DF.0818.1312A | CCVC Lower sealing plate | 105 | 0 | 105 | PR Required | - | PR |  | SEP |  | RY01-Riyadh Central Warehouse | 2026-12-31 | 2026-12-17 | 0
safety-[ | none : 3L1T safety stock | RMU | HALB | 8DF.0818.1313(A) | CCVC Instrument Room Floor | 105 | 0 | 105 | PR Required | - | PR |  | SEP |  | RY01-Riyadh Central Warehouse | 2026-12-31 | 2026-12-17 | 0
safety-[ | none : 3L1T safety stock | RMU | HALB | 8DF.0818.1314 | CCVC Instrument room roof | 105 | 0 | 105 | PR Required | - | PR |  | SEP |  | RY01-Riyadh Central Warehouse | 2026-12-31 | 2026-12-17 | 0
safety-[ | none : 3L1T safety stock | RMU | HALB | 8DF.0818.1315 | CVVC left instrument door | 105 | 0 | 105 | PR Required | - | PR |  | SEP |  | RY01-Riyadh Central Warehouse | 2026-12-31 | 2026-12-17 | 0
safety-[ | none : 3L1T safety stock | RMU | HALB | 8DF.0818.1316 | CVVC RIGHT INSTRUMENT DOOR | 105 | 0 | 105 | PR Required | - | PR |  | SEP |  | RY01-Riyadh Central Warehouse | 2026-12-31 | 2026-12-17 | 0
safety-[ | none : 3L1T safety stock | RMU | HALB | 8DF.0818.1317 | CCVC Pressure relief chamber rear cover | 210 | 0 | 210 | PR Required | - | PR |  | SEP |  | RY01-Riyadh Central Warehouse | 2026-12-31 | 2026-12-17 | 0
safety-[ | none : 3L1T safety stock | RMU | ROH | DF240110376 | Operating Handle | 105 | 0 | 105 | PR Required | - | PR |  | Outer Enclosure |  | RY01-Riyadh Central Warehouse | 2026-12-31 | 2026-12-17 | 0
safety-[ | none : 3L1T safety stock | RMU | ROH | DF240110385 | M24 Gran head nylon | 315 | 315 | 0 | 6100KDP02 | PO-SEP-6237-[27] | PO | 2025-11-15 | Outer Enclosure |  | RY01-Riyadh Central Warehouse | 2026-12-31 | 2026-12-17 | 0 | China Star (Dalian) Industry Co., Ltd. | 6100KDP02 // 3L1T & 2L2T SRMU Outer Enclosure (DFE Updated Design) M1 Material & Fastners for 677 Units | 531 | 24-06-2025 | 24-06-2025 |  |  | CSD25060201-SEA
safety-[ | none : 3L1T safety stock | RMU | ROH | DF240424022 | Threadlocker | 10.5 | 0 | 10.5 | PR Required | - | PR |  | SEP |  | RY01-Riyadh Central Warehouse | 2026-12-31 | 2026-12-17 | 0
safety-[ | none : 3L1T safety stock | RMU | ROH | DF240510061 | Relay (RXM2LB2BD) Including base and buckle | 277 | 0 | 277 | PR Required | - | PR |  | DFE-LV |  | RY01-Riyadh Central Warehouse | 2026-12-31 | 2026-12-17 | 0
safety-[ | none : 3L1T safety stock | RMU | ROH | DF240603043 | Glass glue | 5250 | 0 | 5250 | PR Required | - | PR |  | SEP |  | RY01-Riyadh Central Warehouse | 2026-12-31 | 2026-12-17 | 0
safety-[ | none : 3L1T safety stock | RMU | ROH | DF240603044 | Varnish (Epoxy anti-corrosion clear topcoat) | 1050 | 0 | 1050 | PR Required | - | PR |  | SEP |  | RY01-Riyadh Central Warehouse | 2026-12-31 | 2026-12-17 | 0
safety-[ | none : 3L1T safety stock | RMU | ROH | DF240612026 | Styrofoam | 5250 | 0 | 5250 | PR Required | - | PR |  | SEP |  | RY01-Riyadh Central Warehouse | 2026-12-31 | 2026-12-17 | 0
safety-[ | none : 3L1T safety stock | RMU | ROH | DF241118007 | Unlock the locking knob | 420 | 0 | 420 | PR Required | - | PR |  | DFE-LV |  | RY01-Riyadh Central Warehouse | 2026-12-31 | 2026-12-17 | 0
safety-[ | none : 3L1T safety stock | RMU | ROH | DF241118008 | Transfer switch | 105 | 0 | 105 | PR Required | - | PR |  | DFE-LV |  | RY01-Riyadh Central Warehouse | 2026-12-31 | 2026-12-17 | 0
safety-[ | none : 3L1T safety stock | RMU | ROH | DF241126020 | 1.5 White Wire Gauge Tube 1.5mm² | 984.5 | 0 | 984.5 | PR Required | - | PR |  | DFE-LV |  | RY01-Riyadh Central Warehouse | 2026-12-31 | 2026-12-17 | 0
safety-[ | none : 3L1T safety stock | RMU | ROH | DF250318010 | Cross groove large pan head screw Stainless steel | 630 | 0 | 630 | PR Required | - | PR |  | Outer Enclosure |  | RY01-Riyadh Central Warehouse | 2026-12-31 | 2026-12-17 | 0
safety-[ | none : 3L1T safety stock | RMU | ROH | DF250319002 | Nameplate-3L1T Stainless Steel | 105 | 0 | 105 | PR Required | - | PR |  | Outer Enclosure |  | RY01-Riyadh Central Warehouse | 2026-12-31 | 2026-12-17 | 0
safety-[ | none : 3L1T safety stock | RMU | ROH | NO CODE | 3L1T SRMU Operating LBS3 Mechanism Plate UV Screening | 105 | 0 | 105 | PR Required | - | PR |  | SEP |  | RY01-Riyadh Central Warehouse | 2026-12-31 | 2026-12-17 | 0
safety-[ | none : 3L1T safety stock | RMU | ROH | RMU0000000006 | 2L1T SRMU Cable Door UV Screening | 420 | 0 | 420 | PR Required | - | PR |  | SEP |  | RY01-Riyadh Central Warehouse | 2026-12-31 | 2026-12-17 | 0
safety-[ | none : 3L1T safety stock | RMU | ROH | RMU0000000007 | 2L1T SRMU Operating LBS1 Mechanism Plate UV Screening | 105 | 0 | 105 | PR Required | - | PR |  | SEP |  | RY01-Riyadh Central Warehouse | 2026-12-31 | 2026-12-17 | 0
safety-[ | none : 3L1T safety stock | RMU | ROH | RMU0000000008 | 2L1T SRMU Operating CB Mechanism Plate UV Screening | 105 | 0 | 105 | PR Required | - | PR |  | SEP |  | RY01-Riyadh Central Warehouse | 2026-12-31 | 2026-12-17 | 0
safety-[ | none : 3L1T safety stock | RMU | ROH | RMU0000000009 | 2L1T SRMU Operating LBS2 Mechanism Plate UV Screening | 105 | 0 | 105 | PR Required | - | PR |  | SEP |  | RY01-Riyadh Central Warehouse | 2026-12-31 | 2026-12-17 | 0
safety-[ | none : 3L1T safety stock | RMU | ROH | RMU0000000010 | 2L1T SRMU Cable test door UV Screening | 315 | 0 | 315 | PR Required | - | PR |  | SEP |  | RY01-Riyadh Central Warehouse | 2026-12-31 | 2026-12-17 | 0
safety-[ | none : 3L1T safety stock | RMU | ROH | SEP10160 | TRAFFOLYTE, BLACK/WHITE/WHITE - BLACK/TRAFFOLYTE | 52.5 | 0 | 52.5 | PR Required | - | PR |  | SEP |  | RY01-Riyadh Central Warehouse | 2026-12-31 | 2026-12-17 | 0
safety-[ | none : 3L1T safety stock | RMU | ROH | SEP30124 | WIREMESH(30X1X20) gauze Stainless steel | 7.35 | 7.35 | 0 | free_stock | PO-SEP-8599-[7] | PO | 2026-03-30 | Outer Enclosure |  | RY01-Riyadh Central Warehouse | 2026-12-31 | 2026-12-17 | 0 | Dalian Jinda Industry Co.,Ltd | REPLACEMENT ORDER FOR PO-SEP-8120
safety-[ | none : 3L1T safety stock | RMU | ROH | SEP60001 | He Gas consumption | 14.7 | 0 | 14.7 | PR Required | - | PR |  | SEP |  | RY01-Riyadh Central Warehouse | 2026-12-31 | 2026-12-17 | 0
safety-[ | none : 3L1T safety stock | RMU | ROH | SEP60002 | SF6 Gas consumption - 3 Way | 840 | 0 | 840 | PR Required | - | PR |  | SEP |  | RY01-Riyadh Central Warehouse | 2026-12-31 | 2026-12-17 | 0
safety-[ | none : 3L1T safety stock | RMU | ROH | SEP60003 | N2 Gas consumption | 8.4 | 0 | 8.4 | PR Required | - | PR |  | SEP |  | RY01-Riyadh Central Warehouse | 2026-12-31 | 2026-12-17 | 0
safety-[ | none : 3L1T safety stock | RMU | ROH | SEP60004 | Robot mixed gas | 210 | 0 | 210 | PR Required | - | PR |  | SEP |  | RY01-Riyadh Central Warehouse | 2026-12-31 | 2026-12-17 | 0
safety-[ | none : 3L1T safety stock | RMU | ROH | SEP60005 | Argon gas | 147 | 0 | 147 | PR Required | - | PR |  | SEP |  | RY01-Riyadh Central Warehouse | 2026-12-31 | 2026-12-17 | 0
safety-[ | none : 3L1T safety stock | RMU | ROH | SEP60006 | Stud Bolt welding - Mixed Gas | 84 | 0 | 84 | PR Required | - | PR |  | SEP |  | RY01-Riyadh Central Warehouse | 2026-12-31 | 2026-12-17 | 0
safety-[ | none : 3L1T safety stock | RMU | ROH | 205036416 | Washer, Flat, M4 | 1298 | 360 | 938 | 6100KDP02 | PO-SEP-6055-[45] | PO | 2025-11-10 | DFE-LV | Automated: Replaced 205036416 by SEP10943. | RY01-Riyadh Central Warehouse | 2026-12-31 | 2026-12-17 | 0 | Dongfang Electronics International Engineering Co. Ltd | 6100KDP02 // 2L2T SRMU LV Compartment Purchase Parts from DFE for 30 Units
safety-[ | none : 3L1T safety stock | RMU | ROH | 205036416 | Washer, Flat, M4 | 938 | 60 | 878 | 6100KDP02 | PO-SEP-6055-[53] | PO | 2025-11-10 | DFE-LV | Automated: Replaced 205036416 by SEP10943. | RY01-Riyadh Central Warehouse | 2026-12-31 | 2026-12-17 | 0 | Dongfang Electronics International Engineering Co. Ltd | 6100KDP02 // 2L2T SRMU LV Compartment Purchase Parts from DFE for 30 Units
safety-[ | none : 3L1T safety stock | RMU | ROH | SEP10943 | Washer, Flat, M4 | 878 | 878 | 0 | 6100KDP02 | PO-SEP-7697-[3] | PO | 2025-11-30 | DFE-LV | Automated: Replaced 205036416 by SEP10943. Automated: Replaced 205036416 by SEP10943. | RY01-Riyadh Central Warehouse | 2026-12-31 | 2026-12-17 | 0 | China Star (Dalian) Industry Co., Ltd. | 6100KDP02 // 3L (310 Unit LV compartment Fasteners)
safety-[ | none : 3L1T safety stock | RMU | ROH | SEP10855 | Washer, Flat, M8 | 185 | 185 | 0 | 6100KDP02 | PO-SEP-7352-[4] | PO | 2025-11-15 | SEP | Automated: Replaced 205036418 by SEP10855. Automated: Replaced 205036418 by SEP10855. | RY01-Riyadh Central Warehouse | 2026-12-31 | 2026-12-17 | 0 | Dongfang Electronics International Engineering Co. Ltd | 6100KDP02//3L SRMU Loose Gas Tank (QTY 155)
safety-[ | none : 3L1T safety stock | RMU | ROH | SEP10853 | Washer, Flat, M10 | 2205 | 0 | 2205 | PR Required | - | PR |  | DFE-Gas Tank | Automated: Replaced 205041917 by SEP10853. Automated: Replaced 205041917 by SEP10853. | RY01-Riyadh Central Warehouse | 2026-12-31 | 2026-12-17 | 0
safety-[ | none : 3L1T safety stock | RMU | ROH | SEP10853 | Washer, Flat, M10 | 3780 | 0 | 3780 | PR Required | - | PR |  | SEP | Automated: Replaced 205041917 by SEP10853. Automated: Replaced 205041917 by SEP10853. | RY01-Riyadh Central Warehouse | 2026-12-31 | 2026-12-17 | 0
safety-[ | none : 3L1T safety stock | RMU | ROH | 211002074 | Nut, Hexagonal Head, M8, Stainless Steel | 105 | 105 | 0 | 6100KDP02 | PO-SEP-6130-[47] | PO | 2025-10-30 | SEP | Automated: Replaced 211002074 by SEP10897. | RY01-Riyadh Central Warehouse | 2026-12-31 | 2026-12-17 | 0 | China Star (Dalian) Industry Co., Ltd. | 6100KDP02 (1300 QTY // SRMU 2L1T Cable Comp./Operating Mechanism Compartment M1 Internal Parts)
safety-[ | none : 3L1T safety stock | RMU | ROH | 211002074 | Nut, Hexagonal Head, M8, Stainless Steel | 210 | 210 | 0 | 6100KDP02 | PO-SEP-6130-[47] | PO | 2025-10-30 | Outer Enclosure | Automated: Replaced 211002074 by SEP10897. | RY01-Riyadh Central Warehouse | 2026-12-31 | 2026-12-17 | 0 | China Star (Dalian) Industry Co., Ltd. | 6100KDP02 (1300 QTY // SRMU 2L1T Cable Comp./Operating Mechanism Compartment M1 Internal Parts)
safety-[ | none : 3L1T safety stock | RMU | ROH | SEP10851 | Nut, Hexagonal Head, M6, Stainless Steel | 420 | 420 | 0 | free_stock | PR-SEP-0023731-[34] | PR |  | Outer Enclosure | Automated: Replaced 211002077 by SEP30698. Automated: Replaced SEP30698 by SEP10851. Automated: Replaced SEP10851 by SEP30183. Automated: Replaced 211002077 by SEP30698. Automated: Replaced SEP30698 by SEP10851. | RY01-Riyadh Central Warehouse | 2026-12-31 | 2026-12-17 | 0
safety-[ | none : 3L1T safety stock | RMU | ROH | SEP10851 | Nut, Hexagonal Head, M6, Stainless Steel | 1890 | 980 | 910 | free_stock | PR-SEP-0023731-[34] | PR |  | DFE-LV | Automated: Replaced 211002077 by SEP30698. Automated: Replaced SEP30698 by SEP10851. Automated: Replaced SEP10851 by SEP30183. Automated: Replaced 211002077 by SEP30698. Automated: Replaced SEP30698 by SEP10851. | RY01-Riyadh Central Warehouse | 2026-12-31 | 2026-12-17 | 0
safety-[ | none : 3L1T safety stock | RMU | ROH | SEP30183 | Nut, G.I, M6 | 910 | 910 | 0 | free_stock | PO-SEP-7717-[39] | PO | 2025-10-20 | DFE-LV | Automated: Replaced 211002077 by SEP30698. Automated: Replaced SEP30698 by SEP10851. Automated: Replaced SEP10851 by SEP30183. Automated: Replaced 211002077 by SEP30698. Automated: Replaced SEP30698 by SEP10851. Automated: Replaced SEP10851 by SEP30183. | RY01-Riyadh Central Warehouse | 2026-12-31 | 2026-12-17 | 0 | ALAM AL NIMA TRADING EST | LV BULK MATERIALS
safety-[ | none : 3L1T safety stock | RMU | ROH | SEP30183 | Nut, G.I, M6 | 3360 | 3360 | 0 | free_stock | PO-SEP-7717-[39] | PO | 2025-10-20 | SEP | Automated: Replaced 211002077 by SEP30698. Automated: Replaced SEP30698 by SEP10851. Automated: Replaced SEP10851 by SEP30183. Automated: Replaced 211002077 by SEP30698. Automated: Replaced SEP30698 by SEP10851. Automated: Replaced SEP10851 by SEP30183. | RY01-Riyadh Central Warehouse | 2026-12-31 | 2026-12-17 | 0 | ALAM AL NIMA TRADING EST | LV BULK MATERIALS
safety-[ | none : 3L1T safety stock | RMU | ROH | 5DF.0816.0050 | Strut VC, Weld | 27 | 27 | 0 | 6100KDP02 | PO-SEP-5861-[7] | PO | 2025-11-30 | DFE-Gas Tank | Automated: Replaced 5DF.0816.0050 by RMU000000270. | RY01-Riyadh Central Warehouse | 2026-12-31 | 2026-12-17 | 0 | Dongfang Electronics International Engineering Co. Ltd | 6100KDP02 (450 QTY // SRMU 2L1T Gas Tank Loose Parts) | 800 | 05-05-2025 | 05-05-2025 |  |  | PO-5861/DF2505061333SEP-200QTY
safety-[ | none : 3L1T safety stock | RMU | ROH | RMU000000180 | Bushing, 198 | 243 | 243 | 0 | 6100KDP02 | PO-SEP-7352-[14] | PO | 2025-11-15 | DFE-Gas Tank | Automated: Replaced 6GDEP.198.025 by RMU000000180. Automated: Replaced 6GDEP.198.025 by RMU000000180. | RY01-Riyadh Central Warehouse | 2026-12-31 | 2026-12-17 | 0 | Dongfang Electronics International Engineering Co. Ltd | 6100KDP02//3L SRMU Loose Gas Tank (QTY 155)
safety-[ | none : 3L1T safety stock | RMU | HALB | RMU000000203 | Bar, Ground, 5, CCVC | 50 | 50 | 0 | 6100KDP02 | PO-SEP-7352-[74] | PO | 2025-11-15 | DFE-Gas Tank | Automated: Replaced 8DF.0815.1085 by RMU000000203. Automated: Replaced 8DF.0815.1085 by RMU000000203. | RY01-Riyadh Central Warehouse | 2026-12-31 | 2026-12-17 | 0 | Dongfang Electronics International Engineering Co. Ltd | 6100KDP02//3L SRMU Loose Gas Tank (QTY 155)
safety-[ | none : 3L1T safety stock | RMU | ROH | RMU000000173 | Plate, Bottom, Cable Room, 3-2 | 315 | 0 | 315 | PR Required | - | PR |  | SEP | Automated: Replaced 8DF.0818.1209D by RMU000000173. Automated: Replaced 8DF.0818.1209D by RMU000000173. | RY01-Riyadh Central Warehouse | 2026-12-31 | 2026-12-17 | 0
safety-[ | none : 3L1T safety stock | RMU | ROH | DF205040961 | Buckle, Plastic, M4.5 x 10 mm | 1260 | 1260 | 0 | 6100KDP02 | PO-SEP-6237-[17] | PO | 2025-11-15 | Outer Enclosure | Automated: Replaced DF205040961 by SEP10876. | RY01-Riyadh Central Warehouse | 2026-12-31 | 2026-12-17 | 0 | China Star (Dalian) Industry Co., Ltd. | 6100KDP02 // 3L1T & 2L2T SRMU Outer Enclosure (DFE Updated Design) M1 Material & Fastners for 677 Units | 3000 | 26-05-2025 | 26-05-2025 |  |  | 6237/6244/6270/CSD25052202-AIR
safety-[ | none : 3L1T safety stock | RMU | ROH | DF205040961 | Buckle, Plastic, M4.5 x 10 mm | 1260 | 1260 | 0 | 6100KDP02 | PO-SEP-6237-[17] | PO | 2025-11-15 | SEP | Automated: Replaced DF205040961 by SEP10876. | RY01-Riyadh Central Warehouse | 2026-12-31 | 2026-12-17 | 0 | China Star (Dalian) Industry Co., Ltd. | 6100KDP02 // 3L1T & 2L2T SRMU Outer Enclosure (DFE Updated Design) M1 Material & Fastners for 677 Units | 3000 | 26-05-2025 | 26-05-2025 |  |  | 6237/6244/6270/CSD25052202-AIR
safety-[ | none : 3L1T safety stock | RMU | ROH | SEP10934 | Sealing strip (2018EVA) | 1900.5 | 0 | 1900.5 | PR Required | - | PR |  | Outer Enclosure | Automated: Replaced DF205041496 by SEP10934. Automated: Replaced DF205041496 by SEP10934. | RY01-Riyadh Central Warehouse | 2026-12-31 | 2026-12-17 | 0
safety-[ | none : 3L1T safety stock | RMU | ROH | SEP10934 | Sealing strip (2018EVA) | 2971.5 | 0 | 2971.5 | PR Required | - | PR |  | SEP | Automated: Replaced DF205041496 by SEP10934. Automated: Replaced DF205041496 by SEP10934. | RY01-Riyadh Central Warehouse | 2026-12-31 | 2026-12-17 | 0
safety-[ | none : 3L1T safety stock | RMU | ROH | RMU000000273 | Waterproof Adhesive Tape (Large) UC-15 EPDM | 904.05 | 904.05 | 0 | free_stock | PO-SEP-8850-[4] | PO | 2025-10-27 | Outer Enclosure | Automated: Replaced DF205041497 by RMU000000273. Automated: Replaced DF205041497 by RMU000000273. | RY01-Riyadh Central Warehouse | 2026-12-31 | 2026-12-17 | 0 | Raja Procuremnet Local Purchases | Sealing strip (2018EVA)
safety-[ | none : 3L1T safety stock | RMU | ROH | RMU000000194 | RTU ¦ DF1725IED-3L1T | 105 | 0 | 105 | PR Required | - | PR |  | SEP | Automated: Replaced DF240324001(3L1T) by DF240324001. Automated: Replaced DF240324001 by RMU000000193. Automated: Replaced RMU000000193 by RMU000000194. Automated: Replaced DF240324001(3L1T) by DF240324001. Automated: Replaced DF240324001 by RMU000000193. Automated: Replaced RMU000000193 by RMU000000194. | RY01-Riyadh Central Warehouse | 2026-12-31 | 2026-12-17 | 0
safety-[ | none : 3L1T safety stock | RMU | ROH | SEP10919 | Screw, Cross Groove Pan Head, M4 x 10 mm, Combination | 630 | 0 | 630 | PR Required | - | PR |  | SEP | Automated: Replaced DF240424010 by SEP10919. Automated: Replaced DF240424010 by SEP10919. | RY01-Riyadh Central Warehouse | 2026-12-31 | 2026-12-17 | 0
safety-[ | none : 3L1T safety stock | RMU | ROH | SEP10919 | Screw, Cross Groove Pan Head, M4 x 10 mm, Combination | 945 | 0 | 945 | PR Required | - | PR |  | DFE-Gas Tank | Automated: Replaced DF240424010 by SEP10919. Automated: Replaced DF240424010 by SEP10919. | RY01-Riyadh Central Warehouse | 2026-12-31 | 2026-12-17 | 0
safety-[ | none : 3L1T safety stock | RMU | ROH | SEP10929 | Screw, Flat Round Hexagonal Socket Head, M10 x 30 mm | 243 | 243 | 0 | 6100KDP02 | PO-SEP-7352-[56] | PO | 2025-11-15 | DFE-Gas Tank | Automated: Replaced DF240424016 by SEP10929. Automated: Replaced DF240424016 by SEP10929. | RY01-Riyadh Central Warehouse | 2026-12-31 | 2026-12-17 | 0 | Dongfang Electronics International Engineering Co. Ltd | 6100KDP02//3L SRMU Loose Gas Tank (QTY 155)
safety-[ | none : 3L1T safety stock | RMU | ROH | SEP11245 | Wire, Grounding, Yellow/Green, 1.5 Sq.mm, BVR, 450/750V, 105°C | 189 | 0 | 189 | PR Required | - | PR |  | DFE-Gas Tank | Automated: Replaced DF240424019 by SEP11245. Automated: Replaced DF240424019 by SEP11245. | RY01-Riyadh Central Warehouse | 2026-12-31 | 2026-12-17 | 0
safety-[ | none : 3L1T safety stock | RMU | ROH | CM0000001949 | Sprit, Cleaning | 52.5 | 0 | 52.5 | PR Required | - | PR |  | SEP | Automated: Replaced DF240424024 by CM0000001949. Automated: Replaced DF240424024 by CM0000001949. | RY01-Riyadh Central Warehouse | 2026-12-31 | 2026-12-17 | 0
safety-[ | none : 3L1T safety stock | RMU | ROH | SEP10848 | Screw, Cross Recessed M4 x 12 mm, Locking, Self Tapping | 3990 | 0 | 3990 | PR Required | - | PR |  | DFE-LV | Automated: Replaced DF240510001 by SEP10848. Automated: Replaced DF240510001 by SEP10848. | RY01-Riyadh Central Warehouse | 2026-12-31 | 2026-12-17 | 0
safety-[ | none : 3L1T safety stock | RMU | ROH | SEP10923 | Screw, Cross Recessed Pan Head, M4 x 12 mm | 840 | 0 | 840 | PR Required | - | PR |  | DFE-LV | Automated: Replaced DF240510002 by SEP10923. Automated: Replaced DF240510002 by SEP10923. | RY01-Riyadh Central Warehouse | 2026-12-31 | 2026-12-17 | 0
safety-[ | none : 3L1T safety stock | RMU | ROH | SEP10923 | Screw, Cross Recessed Pan Head, M4 x 12 mm | 1260 | 0 | 1260 | PR Required | - | PR |  | SEP | Automated: Replaced DF240510002 by SEP10923. Automated: Replaced DF240510002 by SEP10923. | RY01-Riyadh Central Warehouse | 2026-12-31 | 2026-12-17 | 0
safety-[ | none : 3L1T safety stock | RMU | ROH | SEP10924 | Screw, Cross Recessed Pan Head, M4 x 16 mm | 630 | 630 | 0 | 6100KDP02 | PO-SEP-7697-[1] | PO | 2025-11-30 | DFE-LV | Automated: Replaced DF240510004 by SEP10924. Automated: Replaced DF240510004 by SEP10924. | RY01-Riyadh Central Warehouse | 2026-12-31 | 2026-12-17 | 0 | China Star (Dalian) Industry Co., Ltd. | 6100KDP02 // 3L (310 Unit LV compartment Fasteners)
safety-[ | none : 3L1T safety stock | RMU | ROH | SEP10925 | Screw, Cross Recessed Pan Head, M4 x 30 mm | 420 | 420 | 0 | 6100KDP02 | PO-SEP-7697-[2] | PO | 2025-11-30 | DFE-LV | Automated: Replaced DF240510005 by SEP10925. Automated: Replaced DF240510005 by SEP10925. | RY01-Riyadh Central Warehouse | 2026-12-31 | 2026-12-17 | 0 | China Star (Dalian) Industry Co., Ltd. | 6100KDP02 // 3L (310 Unit LV compartment Fasteners)
safety-[ | none : 3L1T safety stock | RMU | ROH | SEP10927 | Screw, External Hexagonal Flange, M6 x 12 mm, Self Tapping | 1350 | 1350 | 0 | free_stock | PO-SEP-8856-[2] | PO | 2025-11-30 | DFE-LV | Automated: Replaced DF240510006 by SEP10927. Automated: Replaced DF240510006 by SEP10927. | RY01-Riyadh Central Warehouse | 2026-12-31 | 2026-12-17 | 0 | Dalian Jinda Industry Co.,Ltd | REPLACEMENT ORDER FOR PO-SEP-8416 &PO-SEP-8449
safety-[ | none : 3L1T safety stock | RMU | ROH | DF240510007 | Stud Weld, M6 x 16 mm | 630 | 82 | 548 | 6100K005 | PO-SEP-4102-[5] | PO | 2025-11-30 | SEP | Automated: Replaced DF240510007 by SEP10936. | RY01-Riyadh Central Warehouse | 2026-12-31 | 2026-12-17 | 0 | Dongfang Electronics International Engineering Co. Ltd | 6100K005 | 640 | 31-10-2024 | 30-09-2024 |  |  | DF240923SEP/DF240924SEP
safety-[ | none : 3L1T safety stock | RMU | ROH | SEP10936 | Stud Weld, M6 x 16 mm | 548 | 548 | 0 | 6100KDP02 | PO-SEP-7697-[21] | PO | 2025-11-30 | SEP | Automated: Replaced DF240510007 by SEP10936. Automated: Replaced DF240510007 by SEP10936. | RY01-Riyadh Central Warehouse | 2026-12-31 | 2026-12-17 | 0 | China Star (Dalian) Industry Co., Ltd. | 6100KDP02 // 3L (310 Unit LV compartment Fasteners)
safety-[ | none : 3L1T safety stock | RMU | ROH | SEP10936 | Stud Weld, M6 x 16 mm | 1470 | 1470 | 0 | 6100KDP02 | PO-SEP-7697-[21] | PO | 2025-11-30 | DFE-LV | Automated: Replaced DF240510007 by SEP10936. Automated: Replaced DF240510007 by SEP10936. | RY01-Riyadh Central Warehouse | 2026-12-31 | 2026-12-17 | 0 | China Star (Dalian) Industry Co., Ltd. | 6100KDP02 // 3L (310 Unit LV compartment Fasteners)
safety-[ | none : 3L1T safety stock | RMU | ROH | DF240510008 | Paw Pads, M6 | 44 | 30 | 14 | 6100KDP02 | PO-SEP-6055-[41] | PO | 2025-11-10 | SEP | Automated: Replaced DF240510008 by SEP10904. | RY01-Riyadh Central Warehouse | 2026-12-31 | 2026-12-17 | 0 | Dongfang Electronics International Engineering Co. Ltd | 6100KDP02 // 2L2T SRMU LV Compartment Purchase Parts from DFE for 30 Units
safety-[ | none : 3L1T safety stock | RMU | ROH | SEP10904 | Paw Pads, M6 | 14 | 14 | 0 | 6100KDP02 | PO-SEP-7697-[22] | PO | 2025-11-30 | SEP | Automated: Replaced DF240510008 by SEP10904. Automated: Replaced DF240510008 by SEP10904. | RY01-Riyadh Central Warehouse | 2026-12-31 | 2026-12-17 | 0 | China Star (Dalian) Industry Co., Ltd. | 6100KDP02 // 3L (310 Unit LV compartment Fasteners)
safety-[ | none : 3L1T safety stock | RMU | ROH | SEP10901 | Nut, M6, Self Locking | 630 | 630 | 0 | free_stock | PR-SEP-0023731-[39] | PR |  | DFE-LV | Automated: Replaced DF240510011 by SEP10901. Automated: Replaced DF240510011 by SEP10901. | RY01-Riyadh Central Warehouse | 2026-12-31 | 2026-12-17 | 0
safety-[ | none : 3L1T safety stock | RMU | ROH | SEP10901 | Nut, M6, Self Locking | 630 | 630 | 0 | free_stock | PR-SEP-0023731-[39] | PR |  | SEP | Automated: Replaced DF240510011 by SEP10901. Automated: Replaced DF240510011 by SEP10901. | RY01-Riyadh Central Warehouse | 2026-12-31 | 2026-12-17 | 0
safety-[ | none : 3L1T safety stock | RMU | ROH | SEP10901 | Nut, M6, Self Locking | 2100 | 2100 | 0 | free_stock | PR-SEP-0023731-[39] | PR |  | Outer Enclosure | Automated: Replaced DF240510011 by SEP10901. Automated: Replaced DF240510011 by SEP10901. | RY01-Riyadh Central Warehouse | 2026-12-31 | 2026-12-17 | 0
safety-[ | none : 3L1T safety stock | RMU | ROH | RMU000000216 | Channel, Wiring, 80 x 40 mm, 2 Mtr | 504 | 0 | 504 | PR Required | - | PR |  | DFE-LV | Automated: Replaced DF240510026 by RMU000000216. Automated: Replaced DF240510026 by RMU000000216. | RY01-Riyadh Central Warehouse | 2026-12-31 | 2026-12-17 | 0
safety-[ | none : 3L1T safety stock | RMU | ROH | RMU000000278 | Terminal, Voltage, UK-2.5B ¦ 3001035 ¦ PHOENIX | 3150 | 3150 | 0 | 6100K013 | PO-SEP-8571-[1] | PO | 2025-11-30 | DFE-LV | Automated: Replaced DF240510028 by RMU000000278. Automated: Replaced DF240510028 by RMU000000278. | RY01-Riyadh Central Warehouse | 2026-12-31 | 2026-12-17 | 0 | Phoenix Contact Trading LLC | RMU PHOENIX ITEMS-NOT UNDER SECRECY AGREEMENT
safety-[ | none : 3L1T safety stock | RMU | ROH | RMU000000259 | Parition, Terminal Voltage, D-UK-2.5B ¦ 3001022 ¦ PHOENIX | 945 | 945 | 0 | 6100K013 | PO-SEP-8571-[2] | PO | 2025-11-30 | DFE-LV | Automated: Replaced DF240510029 by RMU000000259. Automated: Replaced DF240510029 by RMU000000259. | RY01-Riyadh Central Warehouse | 2026-12-31 | 2026-12-17 | 0 | Phoenix Contact Trading LLC | RMU PHOENIX ITEMS-NOT UNDER SECRECY AGREEMENT
safety-[ | none : 3L1T safety stock | RMU | ROH | RMU000000232 | Label, Terminal Strip ¦ 1050017 | 630 | 0 | 630 | PR Required | - | PR |  | DFE-LV | Automated: Replaced DF240510034 by RMU000000232. Automated: Replaced DF240510034 by RMU000000232. | RY01-Riyadh Central Warehouse | 2026-12-31 | 2026-12-17 | 0
safety-[ | none : 3L1T safety stock | RMU | ROH | RMU000000218 | Door Lock ¦ MS705 GH-18 | 210 | 210 | 0 | 6100KDP02 | PO-SEP-7697-[19] | PO | 2025-11-30 | DFE-LV | Automated: Replaced DF240510036 by RMU000000218. Automated: Replaced DF240510036 by RMU000000218. | RY01-Riyadh Central Warehouse | 2026-12-31 | 2026-12-17 | 0 | China Star (Dalian) Industry Co., Ltd. | 6100KDP02 // 3L (310 Unit LV compartment Fasteners)
safety-[ | none : 3L1T safety stock | RMU | ROH | RMU000000223 | Hinge ¦ CL230-HL017 | 420 | 420 | 0 | 6100KDP02 | PO-SEP-7697-[20] | PO | 2025-11-30 | DFE-LV | Automated: Replaced DF240510037 by RMU000000223. Automated: Replaced DF240510037 by RMU000000223. | RY01-Riyadh Central Warehouse | 2026-12-31 | 2026-12-17 | 0 | China Star (Dalian) Industry Co., Ltd. | 6100KDP02 // 3L (310 Unit LV compartment Fasteners)
safety-[ | none : 3L1T safety stock | RMU | ROH | RMU000000219 | Electronic Current Transducer, ECT, 400A, 225mV | 630 | 630 | 0 | 6100KDP02 | PO-SEP-8114-[3] | PO | 2025-11-30 | SEP | Automated: Replaced DF240510038 by RMU000000219. Automated: Replaced DF240510038 by RMU000000219. | RY01-Riyadh Central Warehouse | 2026-12-31 | 2026-12-17 | 0 | AMMARTECH Contracting & Smart Solutions | 6100KDP02 // 3L 355 Units Amar tech Scope Items
safety-[ | none : 3L1T safety stock | RMU | ROH | RMU000000282 | Transformer, Current, CT, And Electronic Current Transducer, ECT, 75A, 1A+75A, 225mV | 61 | 0 | 61 | PR Required | - | PR |  | SEP | Automated: Replaced DF240510039 by RMU000000282. Automated: Replaced DF240510039 by RMU000000282. | RY01-Riyadh Central Warehouse | 2026-12-31 | 2026-12-17 | 0
safety-[ | none : 3L1T safety stock | RMU | ROH | RMU000000283 | Transformer, Voltage, 13800, 13800/√3/3.25/√3 | 315 | 315 | 0 | 6100KDP02 | PO-SEP-8114-[4] | PO | 2025-11-30 | SEP | Automated: Replaced DF240510040 by RMU000000283. Automated: Replaced DF240510040 by RMU000000283. | RY01-Riyadh Central Warehouse | 2026-12-31 | 2026-12-17 | 0 | AMMARTECH Contracting & Smart Solutions | 6100KDP02 // 3L 355 Units Amar tech Scope Items
safety-[ | none : 3L1T safety stock | RMU | ROH | RMU000000234 | Limit Switch ¦ YBLX-ME/8112 | 210 | 210 | 0 | 6100K013 | PO-SEP-8253-[1] | PO | 2025-12-30 | DFE-LV | Automated: Replaced DF240510045 by RMU000000234. Automated: Replaced DF240510045 by RMU000000234. | RY01-Riyadh Central Warehouse | 2026-12-31 | 2026-12-17 | 0 | CHINT ELECTRIC SAUDI ARABIA CO LTD
safety-[ | none : 3L1T safety stock | RMU | ROH | RMU000000221 | Flashlight, LED T5 | 210 | 113 | 97 | 6100K013 | PO-SEP-8335-[1] | PO | 2025-10-22 | DFE-LV | Automated: Replaced DF240510046 by RMU000000221. Automated: Replaced DF240510046 by RMU000000221. | RY01-Riyadh Central Warehouse | 2026-12-31 | 2026-12-17 | 0 | Saeed Aziz Alsomali Trading Est | SRMU 3L (350) & 2L1T (200) units (LED lamps)
safety-[ | none : 3L1T safety stock | RMU | ROH | RMU000000221 | Flashlight, LED T5 | 97 | 0 | 97 | PR Required | - | PR |  | DFE-LV | Automated: Replaced DF240510046 by RMU000000221. Automated: Replaced DF240510046 by RMU000000221. | RY01-Riyadh Central Warehouse | 2026-12-31 | 2026-12-17 | 0
safety-[ | none : 3L1T safety stock | RMU | ROH | RMU000000267 | Socket, 13A, 60Hz | 4 | 0 | 4 | PR Required | - | PR |  | DFE-LV | Automated: Replaced DF240510047 by RMU000000267. Automated: Replaced DF240510047 by RMU000000267. | RY01-Riyadh Central Warehouse | 2026-12-31 | 2026-12-17 | 0
safety-[ | none : 3L1T safety stock | RMU | ROH | RMU000000205 | Battery, Lead Crystal ¦ 6-CNFJ-24 | 210 | 210 | 0 | 6100KDP02 | PO-SEP-8114-[1] | PO | 2025-11-30 | DFE-LV | Automated: Replaced DF240510050 by RMU000000205. Automated: Replaced DF240510050 by RMU000000205. | RY01-Riyadh Central Warehouse | 2026-12-31 | 2026-12-17 | 0 | AMMARTECH Contracting & Smart Solutions | 6100KDP02 // 3L 355 Units Amar tech Scope Items
safety-[ | none : 3L1T safety stock | RMU | ROH | DF240510054 | Sensor, Temperature ¦ JWB/PT-100-03 | 105 | 105 | 0 | 6100KDP02 | PO-SEP-8114-[7] | PO | 2025-11-30 | DFE-LV | Automated: Replaced DF240510054 by RMU000000266. | RY01-Riyadh Central Warehouse | 2026-12-31 | 2026-12-17 | 0 | AMMARTECH Contracting & Smart Solutions | 6100KDP02 // 3L 355 Units Amar tech Scope Items
safety-[ | none : 3L1T safety stock | RMU | ROH | LV0000000493 | Relay, Miniature, Plug-in, RXM, 4C/O, 24V, DC, Without LED ¦ RXM4AB2BD | 105 | 0 | 105 | PR Required | - | PR |  | DFE-LV | Automated: Replaced DF240510060 by LV0000000493. Automated: Replaced DF240510060 by LV0000000493. | RY01-Riyadh Central Warehouse | 2026-12-31 | 2026-12-17 | 0
safety-[ | none : 3L1T safety stock | RMU | ROH | DF240603008 | Screw, Cross Recessed Counter Sunk Head, M6 x 20 mm | 4200 | 2800 | 1400 | 6100KDP02 | PO-SEP-5936-[48] | PO | 2025-12-30 | SEP | Automated: Replaced DF240603008 by SEP10921. | RY01-Riyadh Central Warehouse | 2026-12-31 | 2026-12-17 | 0 | China Star (Dalian) Industry Co., Ltd. | 6100KDP02 // Internal 3L1T SRMU Purchase Parts for 355 Units
safety-[ | none : 3L1T safety stock | RMU | ROH | SEP10921 | Screw, Cross Recessed Counter Sunk Head, M6 x 20 mm | 1400 | 0 | 1400 | PR Required | - | PR |  | SEP | Automated: Replaced DF240603008 by SEP10921. Automated: Replaced DF240603008 by SEP10921. | RY01-Riyadh Central Warehouse | 2026-12-31 | 2026-12-17 | 0
safety-[ | none : 3L1T safety stock | RMU | ROH | SEP10874 | Bolt, Hexagonal Socket Head, M6 x 10 mm | 1570 | 0 | 1570 | PR Required | - | PR |  | SEP | Automated: Replaced DF240603010 by SEP10874. Automated: Replaced DF240603010 by SEP10874. | RY01-Riyadh Central Warehouse | 2026-12-31 | 2026-12-17 | 0
safety-[ | none : 3L1T safety stock | RMU | ROH | SEP10942 | Washer, Flat, M12 | 55 | 0 | 55 | PR Required | - | PR |  | SEP | Automated: Replaced DF240603012 by SEP10942. Automated: Replaced DF240603012 by SEP10942. | RY01-Riyadh Central Warehouse | 2026-12-31 | 2026-12-17 | 0
safety-[ | none : 3L1T safety stock | RMU | ROH | DF240603018 | Bolt, Hexagonal Head, M10 x 110 mm | 610 | 610 | 0 | 6100KDP02 | PO-SEP-5936-[100] | PO | 2025-12-30 | SEP | Automated: Replaced DF240603018 by SEP10863. | RY01-Riyadh Central Warehouse | 2026-12-31 | 2026-12-17 | 0 | China Star (Dalian) Industry Co., Ltd. | 6100KDP02 // Internal 3L1T SRMU Purchase Parts for 355 Units
safety-[ | none : 3L1T safety stock | RMU | ROH | SEP10895 | Nut, Flange, M8 | 840 | 0 | 840 | PR Required | - | PR |  | SEP | Automated: Replaced DF240603024 by SEP10895. Automated: Replaced DF240603024 by SEP10895. | RY01-Riyadh Central Warehouse | 2026-12-31 | 2026-12-17 | 0
safety-[ | none : 3L1T safety stock | RMU | ROH | SEP10948 | Washer, White, Bylon, M6-12, 1.3 mm | 3360 | 0 | 3360 | PR Required | - | PR |  | SEP | Automated: Replaced DF240603032 by SEP10948. Automated: Replaced DF240603032 by SEP10948. | RY01-Riyadh Central Warehouse | 2026-12-31 | 2026-12-17 | 0
safety-[ | none : 3L1T safety stock | RMU | ROH | RMU000000293 | Indicator, Charge ¦ DXN-T(Q)-FD17.5 | 55 | 0 | 55 | PR Required | - | PR |  | DFE-Consumables | Automated: Replaced DF240603045 by RMU000000293. Automated: Replaced DF240603045 by RMU000000293. | RY01-Riyadh Central Warehouse | 2026-12-31 | 2026-12-17 | 0
safety-[ | none : 3L1T safety stock | RMU | ROH | SEP10911 | Rivet, Seahorse, Counter Sunk Head, M6.4 x 10.5 mm | 40 | 0 | 40 | PR Required | - | PR |  | SEP | Automated: Replaced DF240603046 by SEP10911. Automated: Replaced DF240603046 by SEP10911. | RY01-Riyadh Central Warehouse | 2026-12-31 | 2026-12-17 | 0
safety-[ | none : 3L1T safety stock | RMU | ROH | SEP11229 | Wire, Grounding, Yellow/Green, 6.0 Sq.mm, BVR, 450/750V, 105 °C | 372.75 | 0 | 372.75 | PR Required | - | PR |  | DFE-LV | Automated: Replaced DF240612002 by SEP11229. Automated: Replaced DF240612002 by SEP11229. | RY01-Riyadh Central Warehouse | 2026-12-31 | 2026-12-17 | 0
safety-[ | none : 3L1T safety stock | RMU | ROH | SEP10956 | Wire Sleeve, Expandable, 25 mm | 682.5 | 0 | 682.5 | PR Required | - | PR |  | DFE-LV | Automated: Replaced DF240612004 by SEP10956. Automated: Replaced DF240612004 by SEP10956. | RY01-Riyadh Central Warehouse | 2026-12-31 | 2026-12-17 | 0
safety-[ | none : 3L1T safety stock | RMU | ROH | SEP10526 | Spiral Wrapping Band, 8 mm ¦ KS-8 | 1575 | 0 | 1575 | PR Required | - | PR |  | DFE-LV | Automated: Replaced DF240612006 by SEP10526. Automated: Replaced DF240612006 by SEP10526. | RY01-Riyadh Central Warehouse | 2026-12-31 | 2026-12-17 | 0
safety-[ | none : 3L1T safety stock | RMU | ROH | RMU000000240 | Marking Strip, 1-5, UK-2.5B ¦ 1051016:0001 | 420 | 0 | 420 | PR Required | - | PR |  | DFE-LV | Automated: Replaced DF240612009 by RMU000000240. Automated: Replaced DF240612009 by RMU000000240. | RY01-Riyadh Central Warehouse | 2026-12-31 | 2026-12-17 | 0
safety-[ | none : 3L1T safety stock | RMU | ROH | RMU000000236 | Marking Strip, 1-10, UK-2.5B ¦ 1051016:0001 | 630 | 0 | 630 | PR Required | - | PR |  | DFE-LV | Automated: Replaced DF240612011 by RMU000000236. Automated: Replaced DF240612011 by RMU000000236. | RY01-Riyadh Central Warehouse | 2026-12-31 | 2026-12-17 | 0
safety-[ | none : 3L1T safety stock | RMU | ROH | RMU000000198 | Bar, Center Connection, 2 Connection, 0203438 ¦ UK2.5B, FBI 2-6¦ PHOENIX | 35 | 0 | 35 | PR Required | - | PR |  | DFE-LV | Automated: Replaced DF240612024 by RMU000000198. Automated: Replaced DF240612024 by RMU000000198. | RY01-Riyadh Central Warehouse | 2026-12-31 | 2026-12-17 | 0
safety-[ | none : 3L1T safety stock | RMU | ROH | SEP12199 | Lugs, Pre Insulated Terminal, O-Type, Blue ¦ HRV2-6 | 945 | 0 | 945 | PR Required | - | PR |  | DFE-LV | Automated: Replaced DF240612103 by SEP12199. Automated: Replaced DF240612103 by SEP12199. | RY01-Riyadh Central Warehouse | 2026-12-31 | 2026-12-17 | 0
safety-[ | none : 3L1T safety stock | RMU | ROH | SEP12196 | Lugs, Pre Insulated Terminal, O-Type, Blue ¦ HRV2-10 | 945 | 0 | 945 | PR Required | - | PR |  | DFE-LV | Automated: Replaced DF240612104 by SEP12196. Automated: Replaced DF240612104 by SEP12196. | RY01-Riyadh Central Warehouse | 2026-12-31 | 2026-12-17 | 0
safety-[ | none : 3L1T safety stock | RMU | ROH | SEP12203 | Lugs, Pre Insulated Terminal, O-Type, Yellow ¦ HRV5.5-6 | 1050 | 0 | 1050 | PR Required | - | PR |  | DFE-LV | Automated: Replaced DF240612105 by SEP12203. Automated: Replaced DF240612105 by SEP12203. | RY01-Riyadh Central Warehouse | 2026-12-31 | 2026-12-17 | 0
safety-[ | none : 3L1T safety stock | RMU | ROH | DF240612106 | Lugs, Pre Insulated Terminal, O-Type, Bare Copper ¦ HRV3.5-5S | 48 | 48 | 0 | 6100KDP02 | PO-SEP-6055-[77] | PO | 2025-11-10 | DFE-LV | Automated: Replaced DF240612106 by SEP12201. | RY01-Riyadh Central Warehouse | 2026-12-31 | 2026-12-17 | 0 | Dongfang Electronics International Engineering Co. Ltd | 6100KDP02 // 2L2T SRMU LV Compartment Purchase Parts from DFE for 30 Units
safety-[ | none : 3L1T safety stock | RMU | ROH | DF240612107 | Lugs, Pre Insulated Terminal, O-Type, Blue ¦ HRV1.25-6 | 1224 | 540 | 684 | 6100KDP02 | PO-SEP-6055-[78] | PO | 2025-11-10 | DFE-LV | Automated: Replaced DF240612107 by SEP12195. | RY01-Riyadh Central Warehouse | 2026-12-31 | 2026-12-17 | 0 | Dongfang Electronics International Engineering Co. Ltd | 6100KDP02 // 2L2T SRMU LV Compartment Purchase Parts from DFE for 30 Units
safety-[ | none : 3L1T safety stock | RMU | ROH | SEP12195 | Lugs, Pre Insulated Terminal, O-Type, Blue ¦ HRV1.25-6 | 684 | 0 | 684 | PR Required | - | PR |  | DFE-LV | Automated: Replaced DF240612107 by SEP12195. Automated: Replaced DF240612107 by SEP12195. | RY01-Riyadh Central Warehouse | 2026-12-31 | 2026-12-17 | 0
safety-[ | none : 3L1T safety stock | RMU | ROH | SEP12210 | Lugs, Pre Insulated Terminal, U-Type, Blue ¦ HSV2-4S | 3255 | 0 | 3255 | PR Required | - | PR |  | DFE-LV | Automated: Replaced DF240612110 by SEP12210. Automated: Replaced DF240612110 by SEP12210. | RY01-Riyadh Central Warehouse | 2026-12-31 | 2026-12-17 | 0
safety-[ | none : 3L1T safety stock | RMU | ROH | SEP12211 | Lugs, Pre Insulated Terminal, U-Type, Black ¦ HSV3.5-3.2S | 228 | 0 | 228 | PR Required | - | PR |  | DFE-LV | Automated: Replaced DF240612111 by SEP12211. Automated: Replaced DF240612111 by SEP12211. | RY01-Riyadh Central Warehouse | 2026-12-31 | 2026-12-17 | 0
safety-[ | none : 3L1T safety stock | RMU | ROH | SEP12207 | Lugs, Pre Insulated Terminal, Tube Type, Blue ¦ HE2510 | 2835 | 0 | 2835 | PR Required | - | PR |  | DFE-LV | Automated: Replaced DF240612116 by SEP12207. Automated: Replaced DF240612116 by SEP12207. | RY01-Riyadh Central Warehouse | 2026-12-31 | 2026-12-17 | 0
safety-[ | none : 3L1T safety stock | RMU | ROH | SEP12208 | Lugs, Pre Insulated Terminal, Tube Type, Black ¦ HE4009 | 114 | 0 | 114 | PR Required | - | PR |  | DFE-LV | Automated: Replaced DF240612119 by SEP12208. Automated: Replaced DF240612119 by SEP12208. | RY01-Riyadh Central Warehouse | 2026-12-31 | 2026-12-17 | 0
safety-[ | none : 3L1T safety stock | RMU | ROH | SEP10915 | Rivet, Seahorse, M6.4 x 16.5 mm | 1785 | 0 | 1785 | PR Required | - | PR |  | SEP | Automated: Replaced DF240907001 by SEP10915. Automated: Replaced DF240907001 by SEP10915. | RY01-Riyadh Central Warehouse | 2026-12-31 | 2026-12-17 | 0
safety-[ | none : 3L1T safety stock | RMU | ROH | SEP10914 | Rivet, Seahorse, M6.4 x 12.5 mm | 1995 | 1995 | 0 | free_stock | PO-SEP-8851-[17] | PO | 2025-10-21 | SEP | Automated: Replaced DF240907002 by SEP10914. Automated: Replaced DF240907002 by SEP10914. | RY01-Riyadh Central Warehouse | 2026-12-31 | 2026-12-17 | 0 | Raja Procuremnet Local Purchases
safety-[ | none : 3L1T safety stock | RMU | ROH | SEP10899 | Nut, M3, Stainless Steel, Self Locking | 682 | 682 | 0 | 6100KDP02 | PO-SEP-7697-[15] | PO | 2025-11-30 | DFE-LV | Automated: Replaced DF240907006 by SEP10899. Automated: Replaced DF240907006 by SEP10899. | RY01-Riyadh Central Warehouse | 2026-12-31 | 2026-12-17 | 0 | China Star (Dalian) Industry Co., Ltd. | 6100KDP02 // 3L (310 Unit LV compartment Fasteners)
safety-[ | none : 3L1T safety stock | RMU | ROH | DF241118001 | Module, Data Acquisition ¦ LP-204 | 105 | 105 | 0 | 6100KDP02 | PO-SEP-8114-[6] | PO | 2025-11-30 | DFE-LV | Automated: Replaced DF241118001 by RMU000000256. | RY01-Riyadh Central Warehouse | 2026-12-31 | 2026-12-17 | 0 | AMMARTECH Contracting & Smart Solutions | 6100KDP02 // 3L 355 Units Amar tech Scope Items
safety-[ | none : 3L1T safety stock | RMU | ROH | RMU000000224 | Indicator Light, Close Button | 420 | 0 | 420 | PR Required | - | PR |  | DFE-LV | Automated: Replaced DF241118002 by RMU000000224. Automated: Replaced DF241118002 by RMU000000224. | RY01-Riyadh Central Warehouse | 2026-12-31 | 2026-12-17 | 0
safety-[ | none : 3L1T safety stock | RMU | ROH | RMU000000227 | Indicator Light, Open Button | 420 | 0 | 420 | PR Required | - | PR |  | DFE-LV | Automated: Replaced DF241118003 by RMU000000227. Automated: Replaced DF241118003 by RMU000000227. | RY01-Riyadh Central Warehouse | 2026-12-31 | 2026-12-17 | 0
safety-[ | none : 3L1T safety stock | RMU | ROH | RMU000000226 | Indicator Light, Low Pressure Warning, Yellow | 105 | 0 | 105 | PR Required | - | PR |  | DFE-LV | Automated: Replaced DF241118004 by RMU000000226. Automated: Replaced DF241118004 by RMU000000226. | RY01-Riyadh Central Warehouse | 2026-12-31 | 2026-12-17 | 0
safety-[ | none : 3L1T safety stock | RMU | ROH | RMU000000225 | Indicator Light, Low Pressure Lockout, Red | 105 | 0 | 105 | PR Required | - | PR |  | DFE-LV | Automated: Replaced DF241118005 by RMU000000225. Automated: Replaced DF241118005 by RMU000000225. | RY01-Riyadh Central Warehouse | 2026-12-31 | 2026-12-17 | 0
safety-[ | none : 3L1T safety stock | RMU | ROH | RMU000000279 | Test Socket, 250V ¦ NTC1-332AS6h | 105 | 105 | 0 | 6100K013 | PO-SEP-8102-[2] | PO | 2025-11-27 | DFE-LV | Automated: Replaced DF241118009 by RMU000000279. Automated: Replaced DF241118009 by RMU000000279. | RY01-Riyadh Central Warehouse | 2026-12-31 | 2026-12-17 | 0 | CHINT ELECTRIC SAUDI ARABIA CO LTD
safety-[ | none : 3L1T safety stock | RMU | ROH | SEP10922 | Screw, Cross Recessed Counter Sunk Head, Stainless Steel, M3 x 12 mm | 840 | 0 | 840 | PR Required | - | PR |  | DFE-LV | Automated: Replaced DF241124005 by SEP10922. Automated: Replaced DF241124005 by SEP10922. | RY01-Riyadh Central Warehouse | 2026-12-31 | 2026-12-17 | 0
safety-[ | none : 3L1T safety stock | RMU | ROH | SEP10922 | Screw, Cross Recessed Counter Sunk Head, Stainless Steel, M3 x 12 mm | 840 | 0 | 840 | PR Required | - | PR |  | SEP | Automated: Replaced DF241124005 by SEP10922. Automated: Replaced DF241124005 by SEP10922. | RY01-Riyadh Central Warehouse | 2026-12-31 | 2026-12-17 | 0
safety-[ | none : 3L1T safety stock | RMU | ROH | SEP10870 | Bolt, Hexagonal Head, M6 x 16 mm, Stainless Steel | 420 | 0 | 420 | PR Required | - | PR |  | DFE-LV | Automated: Replaced DF241125002 by SEP10870. Automated: Replaced DF241125002 by SEP10870. | RY01-Riyadh Central Warehouse | 2026-12-31 | 2026-12-17 | 0
safety-[ | none : 3L1T safety stock | RMU | ROH | SEP10870 | Bolt, Hexagonal Head, M6 x 16 mm, Stainless Steel | 2520 | 0 | 2520 | PR Required | - | PR |  | SEP | Automated: Replaced DF241125002 by SEP10870. Automated: Replaced DF241125002 by SEP10870. | RY01-Riyadh Central Warehouse | 2026-12-31 | 2026-12-17 | 0
safety-[ | none : 3L1T safety stock | RMU | ROH | SEP11232 | Wire, Control, Blue, 1.5 Sq.mm, BVR, 450/750V, 105 °C | 4980 | 0 | 4980 | PR Required | - | PR |  | DFE-LV | Automated: Replaced DF241126003 by SEP11232. Automated: Replaced DF241126003 by SEP11232. | RY01-Riyadh Central Warehouse | 2026-12-31 | 2026-12-17 | 0
safety-[ | none : 3L1T safety stock | RMU | ROH | RMU000000281 | Tie Strap, Black, M5 x 200 mm | 2625 | 0 | 2625 | PR Required | - | PR |  | DFE-LV | Automated: Replaced DF241126013 by RMU000000281. Automated: Replaced DF241126013 by RMU000000281. | RY01-Riyadh Central Warehouse | 2026-12-31 | 2026-12-17 | 0
safety-[ | none : 3L1T safety stock | RMU | ROH | RMU000000199 | Bar, Center Connection, 3 Connection, 0203250 ¦ UK2.5B, FBI 10-3 ¦ PHOENIX | 217 | 0 | 217 | PR Required | - | PR |  | DFE-LV | Automated: Replaced DF241126016 by RMU000000199. Automated: Replaced DF241126016 by RMU000000199. | RY01-Riyadh Central Warehouse | 2026-12-31 | 2026-12-17 | 0
safety-[ | none : 3L1T safety stock | RMU | ROH | RMU000000201 | Bar, Center Connection, 5 Connection, 0203250 ¦ UK2.5B, FBI 10-5 ¦ PHOENIX | 105 | 0 | 105 | PR Required | - | PR |  | DFE-LV | Automated: Replaced DF241126017 by RMU000000201. Automated: Replaced DF241126017 by RMU000000201. | RY01-Riyadh Central Warehouse | 2026-12-31 | 2026-12-17 | 0
safety-[ | none : 3L1T safety stock | RMU | ROH | SEP10298 | 4.0 Red Wire Gauge Tube 4.0mm² | 35.7 | 0 | 35.7 | PR Required | - | PR |  | DFE-LV | Automated: Replaced DF241126024 by SEP10298. Automated: Replaced DF241126024 by SEP10298. | RY01-Riyadh Central Warehouse | 2026-12-31 | 2026-12-17 | 0
safety-[ | none : 3L1T safety stock | RMU | ROH | SEP10298 | 4.0 Red Wire Gauge Tube 4.0mm² | 168 | 0 | 168 | PR Required | - | PR |  | DFE-LV | Automated: Replaced DF241126025 by SEP10298. Automated: Replaced DF241126025 by SEP10298. | RY01-Riyadh Central Warehouse | 2026-12-31 | 2026-12-17 | 0
safety-[ | none : 3L1T safety stock | RMU | ROH | SEP12206 | Lugs, Pre Insulated Terminal, Tube Type, Blue ¦ HE1510 | 684 | 0 | 684 | PR Required | - | PR |  | DFE-LV | Automated: Replaced DF241126026 by SEP12206. Automated: Replaced DF241126026 by SEP12206. | RY01-Riyadh Central Warehouse | 2026-12-31 | 2026-12-17 | 0
safety-[ | none : 3L1T safety stock | RMU | ROH | SEP10920 | Screw, Cross Groove Pan Head, M4 x 20 mm, Combination | 23 | 23 | 0 | 6100KDP02 | PO-SEP-7352-[71] | PO | 2025-11-15 | DFE-Gas Tank | Automated: Replaced DF241207001 by SEP10920. Automated: Replaced DF241207001 by SEP10920. | RY01-Riyadh Central Warehouse | 2026-12-31 | 2026-12-17 | 0 | Dongfang Electronics International Engineering Co. Ltd | 6100KDP02//3L SRMU Loose Gas Tank (QTY 155)
safety-[ | none : 3L1T safety stock | RMU | ROH | SEP10903 | Pad, Rubber, 200 x 360 x 3 mm | 37 | 37 | 0 | 6100KDP02 | PO-SEP-7697-[17] | PO | 2025-11-30 | DFE-LV | Automated: Replaced DF241217001 by SEP10903. Automated: Replaced DF241217001 by SEP10903. | RY01-Riyadh Central Warehouse | 2026-12-31 | 2026-12-17 | 0 | China Star (Dalian) Industry Co., Ltd. | 6100KDP02 // 3L (310 Unit LV compartment Fasteners)
safety-[ | none : 3L1T safety stock | RMU | ROH | RMU000000254 | Miniature Circuit Breaker, MCB ¦ NDB1Z-63 C6/2+FS1(DFST) | 105 | 105 | 0 | 6100K013 | PO-SEP-8099-[6] | PO | 2025-10-30 | DFE-LV | Automated: Replaced DF250227002 by RMU000000254. Automated: Replaced DF250227002 by RMU000000254. | RY01-Riyadh Central Warehouse | 2026-12-31 | 2026-12-17 | 0 | Shanghai Quisure Info-Tech Co. Ltd
safety-[ | none : 3L1T safety stock | RMU | ROH | RMU000000253 | Miniature Circuit Breaker, MCB ¦ NDB1Z-63 C6/2(DFST) | 315 | 315 | 0 | 6100K013 | PO-SEP-8099-[3] | PO | 2025-10-30 | DFE-LV | Automated: Replaced DF250227003 by RMU000000253. Automated: Replaced DF250227003 by RMU000000253. | RY01-Riyadh Central Warehouse | 2026-12-31 | 2026-12-17 | 0 | Shanghai Quisure Info-Tech Co. Ltd
safety-[ | none : 3L1T safety stock | RMU | ROH | RMU000000252 | Miniature Circuit Breaker, MCB ¦ NDB1Z-63 C16/2+OF1(DFST) | 105 | 105 | 0 | 6100K013 | PO-SEP-8099-[8] | PO | 2025-10-30 | DFE-LV | Automated: Replaced DF250227004 by RMU000000252. Automated: Replaced DF250227004 by RMU000000252. | RY01-Riyadh Central Warehouse | 2026-12-31 | 2026-12-17 | 0 | Shanghai Quisure Info-Tech Co. Ltd
safety-[ | none : 3L1T safety stock | RMU |  | SEP11242 | Wire,Control, Black, 6.0 Sq.mm, BVR | 630 | 0 | 630 | PR Required | - | PR |  | DFE-LV | Automated: Replaced DF250318001 by RMU000000138. Automated: Replaced RMU000000138 by SEP11242. Automated: Replaced DF250318001 by RMU000000138. Automated: Replaced RMU000000138 by SEP11242. | RY01-Riyadh Central Warehouse | 2026-12-31 | 2026-12-17 | 0
safety-[ | none : 3L1T safety stock | RMU |  | SEP12187 | Lugs, Terminal O-Type, Pre Insulated, Blue ¦ HRV5.5-10 | 105 | 0 | 105 | PR Required | - | PR |  | DFE-LV | Automated: Replaced DF250318002 by RMU000000139. Automated: Replaced RMU000000139 by SEP12187. Automated: Replaced DF250318002 by RMU000000139. Automated: Replaced RMU000000139 by SEP12187. | RY01-Riyadh Central Warehouse | 2026-12-31 | 2026-12-17 | 0
safety-[ | none : 3L1T safety stock | RMU |  | RMU000000175 | Protection Process Diagram | 105 | 0 | 105 | PR Required | - | PR |  | SEP | Automated: Replaced DF250418001 by RMU000000175. Automated: Replaced DF250418001 by RMU000000175. | RY01-Riyadh Central Warehouse | 2026-12-31 | 2026-12-17 | 0